## Sheet1
Location Name | Address | City | State | Zip | County | Juris# | Status | NB# | Serial/Other# | Year Built | Manufacturer Name | Type | Use | Cert Expires
Curtis Ne Depot | #2 Central Ave | Curtis | NE | 69025 | Frontier | NE35181 | Scrapped/Junked | n/a | 123428 | 1983 | Weil-Mcclain | CI - Cast Iron | HWHT - Hot Water Heat | 6/30/2011
BISHOPS BUFFET | #80, GATEWAY SHOP CNTR | LINCOLN | NE | 68505 | LANCASTER | NE11640 | Scrapped/Junked |  | 4960 | 1974 | SELLERS | FT - Firetube Boiler | PROC - Process Steam | 11/30/1996
Arnie's Bagelicious Bagels | 1 Bagel Dr | Nebraska City | NE | 68410-3400 | Otoe | NE19308 | Scrapped/Junked | 46771 | 82547 | 1996 | Lattner Boiler Co | FTVT - Firetube Vertical TB | PROC - Process Steam | 1/31/2007
Arnie's Bagelicious Bagels | 1 Bagel Dr | Nebraska City | NE | 68410-3400 | Otoe | NE19323 | Scrapped/Junked | 11809 | 26037 | 1997 | Rite Engineering Corp | WT - Water Tube Boiler | HWSP - Hot Water Non Potable Supply | 1/31/2007
Arnie's Bagelicious Bagels | 1 Bagel Dr | Nebraska City | NE | 68410-3400 | Otoe | NE40127 | Scrapped/Junked | 95070 | 95070 | 1995 | Rockmills Steel | FT - Firetube Boiler | PROC - Process Steam | 1/31/2007
59 Properties Vacant | 1 Cabela Dr | Sidney | NE | 69162-3028 | Cheyenne | NE09991 | Active | 47901 | 88472 | 2002 | Bryan | WT - Water Tube Boiler | HWHT - Hot Water Heat | 1/31/2026
ConAgra Brands | 1 Conagra Dr | Omaha | NE | 68102-5003 | Douglas | NE05908 | Exempt 1999 LB-66 |  | 710747 | 1998 | AO SMITH | AHWH - ANSI/Fired Water Htr | HWSD - Hot Water Dom/Potable | 10/31/1999
ConAgra Brands | 1 Conagra Dr | Omaha | NE | 68102-5003 | Douglas | NE07859 | Scrapped/Junked | 52543 | 990884901 | 1999 | AO SMITH | CHWH - ASME/Fired Water Heater | HWSD - Hot Water Dom/Potable | 10/31/2007
ConAgra Brands | 1 Conagra Dr | Omaha | NE | 68102-5003 | Douglas | NE15407 | Scrapped/Junked | 6580 | 90-2250 | 1990 | ALDR | FTVT - Firetube Vertical TB | HWHT - Hot Water Heat | 10/31/2012
Holiday Inn Express | 1 Holiday Bison Dr | McCook | NE | 69001-4416 | Red Willow | NE30943 | Exempt 1999 LB-66 |  | ME95-0435893930 | 1995 | A. O. Smith | AHWH - ANSI/Fired Water Htr | HWSD - Hot Water Dom/Potable | 7/31/2000
Holiday Inn Express | 1 Holiday Bison Dr | McCook | NE | 69001-4416 | Red Willow | NE40157 | Exempt 1999 LB-66 |  | MD97-0644682964 | 1997 | A. O. Smith | AHWH - ANSI/Fired Water Htr | HWSD - Hot Water Dom/Potable | 7/31/1999
Prairie Breeze Assisted Living | 1 Mazour Dr | Pender | NE | 68047 | Thurston | NE13672 | Active | 111 | 1171 | 2007 | Hubbell | ELBL - Electric Boiler | HWSD - Hot Water Dom/Potable | 3/31/2026
Prairie Breeze Assisted Living | 1 Mazour Dr | Pender | NE | 68047 | Thurston | NE13673 | Active | 125 | 1184 | 2007 | Hubbell | ELBL - Electric Boiler | HWSD - Hot Water Dom/Potable | 3/31/2026
St Augustine Indian Mission | 1 Mission Dr | Winnebago | NE | 68071-4900 | Thurston | NE16884 | Scrapped/Junked | 126308 | 911200480 | 1991 | Teledyne Laars | CPFT - Horiz Cpr Fin Boiler | HWHT - Hot Water Heat | 4/30/2018
St Augustine Indian Mission | 1 Mission Dr | Winnebago | NE | 68071-4900 | Thurston | NE16885 | Scrapped/Junked | 126309 | 911200470 | 1991 | Teledyne Laars | CPFT - Horiz Cpr Fin Boiler | HWHT - Hot Water Heat | 4/30/2010
St Augustine Indian Mission | 1 Mission Dr | Winnebago | NE | 68071-4900 | Thurston | NE18412 | Scrapped/Junked |  | 0000002011 | 1951 | Crane Co. | CI - Cast Iron | HWHT - Hot Water Heat | 6/30/2000
St Augustine Indian Mission | 1 Mission Dr | Winnebago | NE | 68071-4900 | Thurston | NE19039 | Active | 224938 | C10224938 | 2010 | Teledyne Laars | CPFT - Horiz Cpr Fin Boiler | HWHT - Hot Water Heat | 4/30/2026
St Augustine Indian Mission | 1 Mission Dr | Winnebago | NE | 68071-4900 | Thurston | NE27651 | Active | 415355 | 1743107926426 | 2009 | Lochinvar | WTSS - Watertube SS Steel | HWHT - Hot Water Heat | 4/30/2026
St Augustine Mission School | 1 Mission Dr | Winnebago | NE | 68071-4900 | Thurston | NE23091 | Inactive | 11327 | 01E9173 | 2001 | Les Inc/Aldrich Co | FTVT - Firetube Vertical TB | HWHT - Hot Water Heat | 4/30/2022
St Augustine Mission School | 1 Mission Dr | Winnebago | NE | 68071-4900 | Thurston | NE23092 | Scrapped/Junked | 11328 | 01E9174 | 2001 | Les Inc/Aldrich Co | FTVT - Firetube Vertical TB | HWHT - Hot Water Heat | 4/30/2023
St Augustine Mission School | 1 Mission Dr | Winnebago | NE | 68071-4900 | Thurston | NE23093 | Scrapped/Junked | 11329 | 01E9175 | 2001 | Les Inc/Aldrich Co | FTVT - Firetube Vertical TB | HWHT - Hot Water Heat | 4/30/2023
MOSAIC | 1 N MISSION RD | AXTELL | NE | 68924 | KEARNEY | NE13049 | Scrapped/Junked | 18678 |  | 1955 | KEWANEE | FTSM - FTS Marine Dry Back | STHT - Steam-Heat | 8/31/2002
MOSAIC | 1 N MISSION RD | AXTELL | NE | 68924 | KEARNEY | NE13068 | Scrapped/Junked | 20608 |  | 1960 | KEWANEE | FTSM - FTS Marine Dry Back | STHT - Steam-Heat | 7/31/2002
MOSAIC | 1 N MISSION RD | AXTELL | NE | 68924 | KEARNEY | NE19195 | Exempt 1999 LB-66 |  | 1194G03136 | 1994 | RHEEM MANUFACTURING CO | AHWH - ANSI/Fired Water Htr | HWSD - Hot Water Dom/Potable | 7/31/1999
MOSAIC | 1 N MISSION RD | AXTELL | NE | 68924 | KEARNEY | NE19196 | Exempt 1999 LB-66 |  | 0595G00365 | 1995 | RHEEM MANUFACTURING CO | AHWH - ANSI/Fired Water Htr | HWSD - Hot Water Dom/Potable | 7/31/1999
MOSAIC | 1 N MISSION RD | AXTELL | NE | 68924 | KEARNEY | NE19197 | Exempt 1999 LB-66 |  | 0692D00802 | 1992 | RHEEM MANUFACTURING CO | AHWH - ANSI/Fired Water Htr | HWSD - Hot Water Dom/Potable | 7/31/1999
MOSAIC | 1 N MISSION RD | AXTELL | NE | 68924 | KEARNEY | NE19198 | Scrapped/Junked |  | 0793E00200 | 1993 | RHEEM MANUFACTURING CO | AHWH - ANSI/Fired Water Htr | HWSD - Hot Water Dom/Potable | 7/31/1999
MOSAIC | 1 N MISSION RD | AXTELL | NE | 68924 | KEARNEY | NE19199 | Exempt 1999 LB-66 |  | 1293G00997 | 1993 | RHEEM MANUFACTURING CO | AHWH - ANSI/Fired Water Htr | HWSD - Hot Water Dom/Potable | 7/31/1999
MOSAIC | 1 N MISSION RD | AXTELL | NE | 68924 | KEARNEY | NE19200 | Exempt 1999 LB-66 |  | 0493G00876 | 1993 | RHEEM MANUFACTURING CO | AHWH - ANSI/Fired Water Htr | HWSD - Hot Water Dom/Potable | 7/31/1999
MOSAIC | 1 N MISSION RD | AXTELL | NE | 68924 | KEARNEY | NE20401 | Exempt 1999 LB-66 |  | 1192006715 | 1992 | RHEEM MANUFACTURING CO | AHWH - ANSI/Fired Water Htr | HWSD - Hot Water Dom/Potable | 7/31/1999
MOSAIC | 1 N MISSION RD | AXTELL | NE | 68924 | KEARNEY | NE20402 | Exempt 1999 LB-66 |  | 0289403180 | 1989 | RHEEM MANUFACTURING CO | AHWH - ANSI/Fired Water Htr | HWSD - Hot Water Dom/Potable | 7/31/1999
MOSAIC | 1 N MISSION RD | AXTELL | NE | 68924 | KEARNEY | NE20403 | Exempt 1999 LB-66 |  | 1293G02293 | 1993 | RHEEM MANUFACTURING CO | AHWH - ANSI/Fired Water Htr | HWSD - Hot Water Dom/Potable | 7/31/1999
MOSAIC | 1 N MISSION RD | AXTELL | NE | 68924 | KEARNEY | NE35483 | Inactive |  | 121441 | 1955 | PACIFIC | FT - Firetube Boiler | HWHT - Hot Water Heat | 7/31/1990
Haigler Grade School Dist | 1 School House Rd | Haigler | NE | 69030 | Dundy | NE30359 | Scrapped/Junked | n/a | 21011079 | 1971 | Peerless | CI - Cast Iron | STHT - Steam-Heat | 3/31/2014
Talent Plus | 1 Talent Plus Way | Lincoln | NE | 68506-5987 | Lancaster | NE02518 | Out of Service | 13288 | 04F-1204 | 2004 | Aldrich Co./L.E.S., Inc. | FTVT - Firetube Vertical TB | HHHP - Hotwater Heat & Heat Pump | 3/31/2023
Talent Plus | 1 Talent Plus Way | Lincoln | NE | 68506-5987 | Lancaster | NE02519 | Out of Service | 13289 | 04F-1205 | 2004 | Aldrich Co./L.E.S., Inc. | FTVT - Firetube Vertical TB | HHHP - Hotwater Heat & Heat Pump | 3/31/2025
Talent Plus | 1 Talent Plus Way | Lincoln | NE | 68506-5987 | Lancaster | NE43864 | Active | 631719 | N1.25.02.00081 | 2025 | Lochinvar | FTSS - Firetube Stainless Steel | HWHT - Hot Water Heat | 12/31/2025
Talent Plus | 1 Talent Plus Way | Lincoln | NE | 68506-5987 | Lancaster | NE43865 | Active | 630767 | N1.24.50.00136 | 2024 | Lochinvar | FTSS - Firetube Stainless Steel | HWHT - Hot Water Heat | 12/31/2025
Talent Plus | 1 Talent Plus Way | Lincoln | NE | 68506-5987 | Lancaster | NE43866 | Active | 630773 | N1.24.50.00142 | 2024 | Lochinvar | FTSS - Firetube Stainless Steel | HWHT - Hot Water Heat | 12/31/2025
Talent Plus | 1 Talent Plus Way | Lincoln | NE | 68506-5987 | Lancaster | NE43867 | Active | 631720 | N1.25.02.00082 | 2025 | Lochinvar | FTSS - Firetube Stainless Steel | HWHT - Hot Water Heat | 12/31/2025
Maywood Elementary School | 1 Tiger Dr | Maywood | NE | 69038-5158 | Frontier | NE31798 | Scrapped/Junked | 4035 | n/a | 1963 | Burnham | FTFB - Firetube-Firebox Boiler | HWHT - Hot Water Heat | 4/30/2021
Maywood High School | 1 Tiger Dr | Maywood | NE | 69038-5158 | Frontier | NE23526 | Scrapped/Junked | 46217 | 9846 | 1998 | AO SMITH | COBL - Coil Type Boiler | HWSD - Hot Water Dom/Potable | 4/30/2021
Maywood High School | 1 Tiger Dr | Maywood | NE | 69038-5158 | Frontier | NE34430 | Scrapped/Junked | n/a | 210-10110 | 1972 | Peerless | CI - Cast Iron | HWHT - Hot Water Heat | 4/30/2021
Maywood High School | 1 Tiger Dr | Maywood | NE | 69038-5158 | Frontier | NE34431 | Scrapped/Junked | n/a | 210-10111 | 1972 | Peerless | CI - Cast Iron | HWHT - Hot Water Heat | 4/30/2021
Maywood High School | 1 Tiger Dr | Maywood | NE | 69038-5158 | Frontier | NE41104 | Active | 215589 | 2117124024030 | 2021 | Lochinvar | COND - Condenser | HWHT - Hot Water Heat | 12/31/2026
Maywood High School | 1 Tiger Dr | Maywood | NE | 69038-5158 | Frontier | NE41105 | Active | 215582 | 2117124024029 | 2021 | Lochinvar | COND - Condenser | HWHT - Hot Water Heat | 12/31/2026
Webber Furniture Inc | 1 W 27th St | Scottsbluff | NE | 69361-4367 | Scotts Bluff | NE09994 | Active | NA | 399492-200206 | 2002 | Peerless | CI - Cast Iron | HWHT - Hot Water Heat | 3/31/2026
Webber Furniture Inc | 1 W 27th St | Scottsbluff | NE | 69361-4367 | Scotts Bluff | NE35490 | Scrapped/Junked |  | 642920 | 1960 | Bryant Boiler | CI - Cast Iron | HWHT - Hot Water Heat | 4/30/2003
WESTVIEW RETIREMENT COMM | 1 Westview Dr | Grant | NE | 69140-3112 | PERKINS | NE40467 | Exempt 1999 LB-66 |  | RN0692D02971 | 1992 | RHEEM MANUFACTURING CO | AHWH - ANSI/Fired Water Htr | HWSD - Hot Water Dom/Potable | 5/31/2000
WESTVIEW RETIREMENT COMM | 1 Westview Dr | Grant | NE | 69140-3112 | PERKINS | NE40468 | Exempt 1999 LB-66 |  | RN0394G02510 | 1994 | RHEEM MANUFACTURING CO | AHWH - ANSI/Fired Water Htr | HWSD - Hot Water Dom/Potable | 5/31/2000
CHI-Good Samaritan Hospital | 10 E 31st St | Kearney | NE | 68847-2926 | Buffalo | NE01840 | Active | 28358 | 71750 | 2003 | Burnham America | FT - Firetube Boiler | STHT - Steam-Heat | 7/31/2026
CHI-Good Samaritan Hospital | 10 E 31st St | Kearney | NE | 68847-2926 | Buffalo | NE03643 | Active | 32560 | I-58295 | 1974 | Cleaver & Brooks | FT - Firetube Boiler | STHT - Steam-Heat | 5/31/2026
CHI-Good Samaritan Hospital | 10 E 31st St | Kearney | NE | 68847-2926 | Buffalo | NE03644 | Scrapped/Junked | 32681 | L-58295 | 1974 | Cleaver & Brooks | FTSM - FTS Marine Dry Back | PROC - Process Steam | 10/31/2005
CHI-Good Samaritan Hospital | 10 E 31st St | Kearney | NE | 68847-2926 | Buffalo | NE04076 | Scrapped/Junked | 23645 |  | 1986 | YORK SHIPLEY | FT - Firetube Boiler | PROC - Process Steam | 7/31/2000
CHI-Good Samaritan Hospital | 10 E 31st St | Kearney | NE | 68847-2926 | Buffalo | NE06593 | Out of Service | 29187 | 73532-1 | 2005 | Burnham Industrial | FTWB - FTS Marine Wet Back | BSUP - Bldg Heat & Process | 7/31/2011
CHI-Good Samaritan Hospital | 10 E 31st St | Kearney | NE | 68847-2926 | Buffalo | NE22038 | Scrapped/Junked | 1315 | A2315 | 2011 | Unilux | WT - Water Tube Boiler | STHT - Steam-Heat | 5/31/2023
CHI-Good Samaritan Hospital | 10 E 31st St | Kearney | NE | 68847-2926 | Buffalo | NE42409 | Out of Service | 19726 | T5491-1-4 | 2016 | Cleaver & Brooks | FTSM - FTS Marine Dry Back | PROC - Process Steam | 9/30/2025
CHI-Good Samaritan Hospital | 10 E 31st St | Kearney | NE | 68847-2926 | Buffalo | NE42626 | Out of Service | 2005 | 5152 | 2021 | Powermaster | FTSM - FTS Marine Dry Back | STHT - Steam-Heat | 5/31/2026
CHI-Good Samaritan Hospital | 10 E 31st St | Kearney | NE | 68847-2926 | Buffalo | NE42945 | Active | 3123 | A4118 | 2024 | Unilux | WT - Water Tube Boiler | STHT - Steam-Heat | 7/31/2025
Perkins County Jr High | 10 Wheatland Ave | Madrid | NE | 69150-4008 | Perkins | NE24284 | Inactive | N/A | 010425 | 1999 | Peerless | CI - Cast Iron | STHT - Steam-Heat | 12/31/2015
PERKINS COUNTY JR HIGH | 10 WHEATLAND AVE | MADRID | NE | 69150 | PERKINS | NE20254 | Exempt 1999 LB-66 |  | 000000000001432 | 1976 | RHEEM MANUFACTURING CO | AHWH - ANSI/Fired Water Htr | HWSD - Hot Water Dom/Potable | 7/31/2000
PERKINS COUNTY JR HIGH | 10 WHEATLAND AVE | MADRID | NE | 69150 | PERKINS | NE30030 | Scrapped/Junked |  | 1053 | 1928 | AMERICAN RADIATOR |  | STHT - Steam-Heat | 7/31/2000
PERKINS COUNTY JR HIGH | 10 WHEATLAND AVE | MADRID | NE | 69150 | PERKINS | NE30399 | Inactive | 3874 |  | 1951 | KEWANEE | FT - Firetube Boiler | STHT - Steam-Heat | 6/30/1996
Nebraska City Utilities | 100 Central Ave | Nebraska City | NE | 68410-2530 | Otoe | NE05630 | Active | 7581 | 93-3737 | 1993 | ALES | FTVT - Firetube Vertical TB | HWHT - Hot Water Heat | 11/30/2026
Nebraska City Utilities | 100 Central Ave | Nebraska City | NE | 68410-2530 | Otoe | NE05631 | Exempt 1999 LB-66 |  | 0259019 | 1993 | AO SMITH | AHWH - ANSI/Fired Water Htr | HWSD - Hot Water Dom/Potable | 11/30/1999
SCHOOL DISTRICT NO 39 | 100 Depot St | Alliance | NE | 69301-5238 | BOX BUTTE | NE21167 | Inactive |  | 8431 | 1997 | BURNHAM COMM/INDUST |  | HWHT - Hot Water Heat | 2/28/2008
City Hall of Grand Island | 100 E 1st St | Grand Island | NE | 68801-6023 | HALL | NE15000 | Inactive |  | 37997 | 1984 | KEWANEE | FTFB - Firetube-Firebox Boiler | STHT - Steam-Heat | 7/31/1995
City Hall of Grand Island | 100 E 1st St | Grand Island | NE | 68801-6023 | HALL | NE16932 | Active | 32635 | 73162 | 1992 | Bryan | WT - Water Tube Boiler | GLYC - Glycol Bldg Heat Sys | 11/30/2026
City Hall of Grand Island | 100 E 1st St | Grand Island | NE | 68801-6023 | HALL | NE16933 | Active | 32638 | 73165 | 1992 | Bryan | WT - Water Tube Boiler | GLYC - Glycol Bldg Heat Sys | 11/30/2026
Vince's Corner | 100 E 3rd St | Kimball | NE | 69145-1401 | Kimball | NE40614 | Out of Service | 32587 | 10188/1885 | 1983 | RAYP | WT - Water Tube Boiler | HWHT - Hot Water Heat | 3/31/2011
Vince's Corner | 100 E 3rd St | Kimball | NE | 69145-1401 | Kimball | NE40615 | Scrapped/Junked | 29494 | 105249 | 1982 | Raypak | WT - Water Tube Boiler | HWSP - Hot Water Non Potable Supply | 3/31/2024
DON PETERSON & ASSOCIATE | 100 E 6th St | Fremont | NE | 68025-5030 | DODGE | NE15651 | Scrapped/Junked |  | 007F0-2298 | 1975 | PEERLESS HEATER COMPANY |  | STHT - Steam-Heat | 1/31/1999
Grant City Pool | 100 E 8th St | Grant | NE | 69140 | Perkins | NE17551 | Scrapped/Junked | 214164 | K08H00214164 | 2008 | Lochinvar | CPFT - Horiz Cpr Fin Boiler | OPHT - Outdoor Pool Heater | 5/31/2021
Grant City Pool | 100 E 8th St | Grant | NE | 69140 | Perkins | NE40610 | Scrapped/Junked | 40269 |  | 1997 | AO SMITH | COBL - Coil Type Boiler | OPHT - Outdoor Pool Heater | 6/30/2008
OLD DANBURY SCHOOL | 100 E ARRAGUN | DANBURY | NE | 69026 | RED WILLOW | NE33632 | Inactive |  | 139800428 | 1998 | DUNKIRK |  | STHT - Steam-Heat | 3/31/2005
Clean Machine | 100 E Benjamin Ave | Norfolk | NE | 68701-2936 | Madison | NE01756 | Active | 10665 | 0679102115TP | 1979 | Raypak | CPFT - Horiz Cpr Fin Boiler | HWFG - Hotwater Heat Floor-Glycl | 10/31/2026
Dave's Laundry | 100 E Norfolk Ave | Norfolk | NE | 68701 | Madison | NE42177 | Active | 6799 7018 | IGT-9799 IGT-10018 | 2019 | Intellihot | WT - Water Tube Boiler | HWSD - Hot Water Dom/Potable | 3/31/2026
Osmond High School | 100 E Prairie St | Osmond | NE | 68765-5526 | PIERCE | NE23035 | Inactive |  | MD990834636 | 1999 | AO SMITH | AHWH - ANSI/Fired Water Htr | HWSD - Hot Water Dom/Potable | 6/30/2000
Osmond High School | 100 E Prairie St | Osmond | NE | 68765-5526 | PIERCE | NE23038 | Inactive |  | PE0816623 | 1998 | RECO | AHWH - ANSI/Fired Water Htr | HWSD - Hot Water Dom/Potable | 6/30/2000
Osmond High School | 100 E Prairie St | Osmond | NE | 68765-5526 | PIERCE | NE23039 | Inactive |  | PE0816627 | 1998 | RECO | AHWH - ANSI/Fired Water Htr | HWSD - Hot Water Dom/Potable | 6/30/2000
Church of Jesus Christ of Latter Day Saints | 100 El Camino Dr | Norfolk | NE | 68701-6704 | Madison | NE10807 | Active | 76386 | 76386 | 2003 | A O Smith | WT - Water Tube Boiler | HWSD - Hot Water Dom/Potable | 10/31/2026
Church of Jesus Christ of Latter Day Saints | 100 El Camino Dr | Norfolk | NE | 68701-6704 | Madison | NE18951 | Scrapped/Junked |  | K7491203 | 1974 | Vlcr | FT - Firetube Boiler | HWDP - Hotwater Heat & Dom Supply | 4/30/2003
Pender Community Hospital | 100 Hospital Dr | Pender | NE | 68047-4507 | Thurston | NE10197 | Active | 4907 | 33384 | 2007 | Chromalox | ELBL - Electric Boiler | STER - Sterilizer | 3/31/2026
Pender Community Hospital | 100 Hospital Dr | Pender | NE | 68047-4507 | Thurston | NE20563 | Active | 3551 | 121012329 | 2011 | CAMUS | FTVT - Firetube Vertical TB | HWHT - Hot Water Heat | 3/31/2026
Pender Community Hospital | 100 Hospital Dr | Pender | NE | 68047-4507 | Thurston | NE20564 | Active | 3552 | 121012330 | 2011 | CAMUS | FTVT - Firetube Vertical TB | HWHT - Hot Water Heat | 3/31/2026
Pender Community Hospital | 100 Hospital Dr | Pender | NE | 68047-4507 | Thurston | NE20565 | Active | 3553 | 121012331 | 2011 | CAMUS | FTVT - Firetube Vertical TB | HWHT - Hot Water Heat | 3/31/2026
Pender Community Hospital | 100 Hospital Dr | Pender | NE | 68047-4507 | Thurston | NE22817 | Active | 2243 | 42243 | 2011 | Chromalox | ELBL - Electric Boiler | STER - Sterilizer | 3/31/2026
Pender Community Hospital | 100 Hospital Dr | Pender | NE | 68047-4507 | Thurston | NE27489 | Active | 80701 | 1744107997330 | 2017 | Lochinvar | FTVT - Firetube Vertical TB | HWHT - Hot Water Heat | 3/31/2026
Pender Community Hospital | 100 Hospital Dr | Pender | NE | 68047-4507 | Thurston | NE27490 | Active | 80942 | 1744107997329 | 2017 | Lochinvar | FTVT - Firetube Vertical TB | HWHT - Hot Water Heat | 3/31/2026
Town'n Country Auto Wash | 100 Hwy 34 | Utica | NE | 68456 | Seward | NE40701 | Active | 12705 | AJH352043 | 1989 | WEBJ | COBL - Coil Type Boiler | HWSP - Hot Water Non Potable Supply | 2/28/2026
Town'n Country Auto Wash | 100 Hwy 34 | Utica | NE | 68456 | Seward | NE40702 | Active | 12432 | AJH35.1982 | 1989 | WEBJ | COBL - Coil Type Boiler | HWHF - Hot Water Heat-Floor | 2/28/2026
Curtis Health Center | 100 Indian Hills Dr | Macy | NE | 68039-3023 | Thurston | NE17581 | Scrapped/Junked | 18339 | M123790 | 2008 | Precision | ELBL - Electric Boiler | HWHT - Hot Water Heat | 6/30/2022
Curtis Health Center | 100 Indian Hills Dr | Macy | NE | 68039-3023 | Thurston | NE17582 | Scrapped/Junked | 18340 | M123790 | 2008 | Precision | ELBL - Electric Boiler | HWHT - Hot Water Heat | 6/30/2024
Curtis Health Center | 100 Indian Hills Dr | Macy | NE | 68039-3023 | Thurston | NE17865 | Scrapped/Junked | 2388 | 7502 | 1977 | PREC | ELBL - Electric Boiler | HWHT - Hot Water Heat | 7/31/2009
Curtis Health Center | 100 Indian Hills Dr | Macy | NE | 68039-3023 | Thurston | NE17866 | Scrapped/Junked | 2389 | 7503 | 1977 | PREC | ELBL - Electric Boiler | HWHT - Hot Water Heat | 7/31/2009
City Of Lyons | 100 Main St | Lyons | NE | 68038-2678 | Burt | NE00470 | Scrapped/Junked | 142709 | 9709142709 | 1999 | RAYPAK INC, CALIFORNIA | WT - Water Tube Boiler | HWHT - Hot Water Heat | 10/31/2007
City Of Lyons | 100 Main St | Lyons | NE | 68038-2678 | Burt | NE02365 | Scrapped/Junked | 5949 | H15J2354 | 2003 | HTPI | COBL - Coil Type Boiler | HWHT - Hot Water Heat | 10/31/2023
City Of Lyons | 100 Main St | Lyons | NE | 68038-2678 | Burt | NE07700 | Active | 9999 | 554705-200608 | 2006 | Peerless | CI - Cast Iron | HWHT - Hot Water Heat | 10/31/2026
City Of Lyons | 100 Main St | Lyons | NE | 68038-2678 | Burt | NE25215 | Active | n/a | 5107804201309 | 2013 | Peerless | CI - Cast Iron | HWHT - Hot Water Heat | 10/31/2026
City Of Lyons | 100 Main St | Lyons | NE | 68038-2678 | Burt | NE30587 | Scrapped/Junked | n/a | 101-6 | 1960 | NATR | CI - Cast Iron | HWHT - Hot Water Heat | 10/31/2014
City Of Lyons | 100 Main St | Lyons | NE | 68038-2678 | Burt | NE30588 | Scrapped/Junked |  | 000009V117 | 1975 | THERMO PAK | WT - Water Tube Boiler | HWHT - Hot Water Heat | 10/31/2000
City Of Lyons | 100 Main St | Lyons | NE | 68038-2678 | Burt | NE30592 | Scrapped/Junked |  | 0007562418 | 1975 | BURNHAM COMM/INDUST |  | HWHT - Hot Water Heat | 9/30/2004
City Of Lyons | 100 Main St | Lyons | NE | 68038-2678 | Burt | NE42702 | Active | 22586 | 2108302138180239 | 2021 | HTP | WT - Water Tube Boiler | HWHT - Hot Water Heat | 10/31/2026
Arthur County High School | 100 Marshall Ave | Arthur | NE | 69121 | Arthur | NE26469 | Active | N/A | 2053620 | 2016 | Slant Fin | CI - Cast Iron | HWHT - Hot Water Heat | 10/31/2026
Arthur County High School | 100 Marshall Ave | Arthur | NE | 69121 | Arthur | NE26470 | Active | N/A | 2052630 | 2016 | Slant Fin | CI - Cast Iron | HWHT - Hot Water Heat | 10/31/2026
Arthur County High School | 100 Marshall Ave | Arthur | NE | 69121 | Arthur | NE26471 | Active | N/A | 2052621 | 2016 | Slant Fin | CI - Cast Iron | HWHT - Hot Water Heat | 10/31/2026
Arthur County High School | 100 Marshall Ave | Arthur | NE | 69121 | Arthur | NE34662 | Scrapped/Junked | n/a | 0387 | 1968 | Kewanee | FTFB - Firetube-Firebox Boiler | HWHT - Hot Water Heat | 1/31/2017
First Baptist Church-BMIC#531739 | 100 McDonald Rd | North Platte | NE | 69101-5013 | Lincoln | NE40285 | Active | n/a | 211-2373-G | 1976 | Peerless | CI - Cast Iron | HWHT - Hot Water Heat | 2/28/2026
Bertrand Nursing Home | 100 Minor Ave | Bertrand | NE | 68927-9546 | Phelps | NE10094 | Active | 114337 | 114337 | 2007 | RHEEM | CHWH - ASME/Fired Water Heater | HWSD - Hot Water Dom/Potable | 8/31/2027
Bertrand Nursing Home | 100 Minor Ave | Bertrand | NE | 68927-9546 | Phelps | NE17995 | Scrapped/Junked | 92265 | 92265 | 2002 | RHEEM | FTVT - Firetube Vertical TB | HWSD - Hot Water Dom/Potable | 8/31/2021
Bertrand Nursing Home | 100 Minor Ave | Bertrand | NE | 68927-9546 | Phelps | NE29143 | Active | 260229 | 260299 | 2019 | AO SMITH | CHWH - ASME/Fired Water Heater | HWSD - Hot Water Dom/Potable | 8/31/2027
Centerstone Condominiums | 100 N 12th St | Lincoln | NE | 68508-1410 | Lancaster | NE04145 | Active | n/a | 7707977 | 1984 | Burnham | CI - Cast Iron | STHX - Steam to HWSD Heat Exchanger | 2/28/2026
Centerstone Condominiums | 100 N 12th St | Lincoln | NE | 68508-1410 | Lancaster | NE04146 | Active | n/a | 7709152 | 1984 | Burnham | CI - Cast Iron | STHT - Steam-Heat | 2/28/2026
Beatrice Public Library | 100 N 16th St | Beatrice | NE | 68310-4152 | Gage | NE19301 | Active | 29352 | 69861 | 1990 | BRYA | ELBL - Electric Boiler | HWHT - Hot Water Heat | 2/28/2026
US Bank - Lincoln 56th | 100 N 56th St | Lincoln | NE | 68504-3581 | Lancaster | NE35275 | Active | n/a | P-3442 | 1974 | Kewanee | FTFB - Firetube-Firebox Boiler | HWHT - Hot Water Heat | 5/31/2026
Chancery | 100 N 62nd St | Omaha | NE | 68132-2702 | Douglas | NE18065 | Scrapped/Junked | 34868 | 75398 | 1994 | Bryan | WT - Water Tube Boiler | HWHT - Hot Water Heat | 2/28/2026
Chancery | 100 N 62nd St | Omaha | NE | 68132-2702 | Douglas | NE18066 | Scrapped/Junked | 34867 | 75397 | 1994 | Bryan | WT - Water Tube Boiler | HWHT - Hot Water Heat | 2/28/2026
Chancery | 100 N 62nd St | Omaha | NE | 68132-2702 | Douglas | NE43904 | Active | 641609 | N1.25.21.00232 | 2025 | Sermeta | WTSS - Watertube SS Steel | HWHT - Hot Water Heat | 1/31/2027
Chancery | 100 N 62nd St | Omaha | NE | 68132-2702 | Douglas | NE43905 | Active | 641620 | N1.25.21.00243 | 2025 | Sermeta | WTSS - Watertube SS Steel | HWHT - Hot Water Heat | 1/31/2027
Cody Kilgore Elementary (Vacant) | 100 N Burlington St | Kilgore | NE | 69216 | Cherry | NE31762 | Inactive | n/a | 1BJ2 | 1967 | AMRA | CI - Cast Iron | STHT - Steam-Heat | 9/30/2025
OLD WHEATLAND ELEMENTARY | 100 N LISBON | ELSIE | NE | 69134 | PERKINS | NE31696 | Exempt | N/A | A709 | 1961 | AMERICAN STANDARD |  | STHT - Steam-Heat | 3/31/2004
Amherst Senior High | 100 N Sycamore St | Amherst | NE | 68812-4515 | Buffalo | NE01834 | Scrapped/Junked | 142373 | H04C01341 | 2004 | Laars | COBL - Coil Type Boiler | GLYC - Glycol Bldg Heat Sys | 10/31/2018
Amherst Senior High | 100 N Sycamore St | Amherst | NE | 68812-4515 | Buffalo | NE01835 | Out of Service | 142271 | H04B01239 | 2004 | Laars | COBL - Coil Type Boiler | GLYC - Glycol Bldg Heat Sys | 10/31/2020
Amherst Senior High | 100 N Sycamore St | Amherst | NE | 68812-4515 | Buffalo | NE01836 | Scrapped/Junked | 142178 | H04B0146 | 2004 | Laars | COBL - Coil Type Boiler | GLYC - Glycol Bldg Heat Sys | 10/31/2018
Amherst Senior High | 100 N Sycamore St | Amherst | NE | 68812-4515 | Buffalo | NE16939 | Active | 19090 | 3786 | 1993 | WEBJ | COBL - Coil Type Boiler | HWSD - Hot Water Dom/Potable | 10/31/2026
Amherst Senior High | 100 N Sycamore St | Amherst | NE | 68812-4515 | Buffalo | NE16940 | Active | 19083 | 4151 | 1993 | WEBJ | COBL - Coil Type Boiler | HWSD - Hot Water Dom/Potable | 10/31/2026
Amherst Senior High | 100 N Sycamore St | Amherst | NE | 68812-4515 | Buffalo | NE27062 | Active | 206509 | 1622103023990 | 2016 | Lochinvar | SSCO - SS Coil Boiler | GLYC - Glycol Bldg Heat Sys | 10/31/2026
Amherst Senior High | 100 N Sycamore St | Amherst | NE | 68812-4515 | Buffalo | NE27548 | Active | 287207 | 17501085298 | 2016 | Lochinvar | SSCO - SS Coil Boiler | GLYC - Glycol Bldg Heat Sys | 10/31/2026
Amherst Senior High | 100 N Sycamore St | Amherst | NE | 68812-4515 | Buffalo | NE32369 | Scrapped/Junked |  | 47W25440 | 1971 | Bryant Boiler | CI - Cast Iron | STHT - Steam-Heat | 10/31/2005
Amherst Senior High | 100 N Sycamore St | Amherst | NE | 68812-4515 | Buffalo | NE43609 | Active | 543526 | N1.21.49.00135 | 2022 | Lochinvar | FTSS - Firetube Stainless Steel | HWHT - Hot Water Heat | 10/31/2026
Amherst Senior High | 100 N Sycamore St | Amherst | NE | 68812-4515 | Buffalo | NE43610 | Active | 545782 | N1.22.03.00094 | 2022 | Lochinvar | FTSS - Firetube Stainless Steel | HWHT - Hot Water Heat | 10/31/2026
AMHERST ELEMENTARY SCHOOL | 100 N Sycamore St | Amherst | NE | 68812-4515 | BUFFALO | NE18922 | Exempt 1999 LB-66 |  | 0182404035 | 1982 | RHEEM MANUFACTURING CO | AHWH - ANSI/Fired Water Htr | HWSD - Hot Water Dom/Potable | 10/31/1999
Burlington Northern Santa Fe | 100 Norris Ave | McCook | NE | 69001-3736 | Red Willow | NE21141 | Scrapped/Junked | 21563 | 3488 | 1994 | Weben-Jarco | COBL - Coil Type Boiler | HWHT - Hot Water Heat | 3/31/2019
Burlington Northern Santa Fe | 100 Norris Ave | McCook | NE | 69001-3736 | Red Willow | NE21142 | Scrapped/Junked | 27928 | 4536 | 1996 | Weben-Jarco | COBL - Coil Type Boiler | HWHT - Hot Water Heat | 3/31/2019
Burlington Northern Santa Fe | 100 Norris Ave | McCook | NE | 69001-3736 | Red Willow | NE27782 | Active | 278486 | 1802108731952 | 2017 | Lochinvar | FT - Firetube Boiler | HWHT - Hot Water Heat | 11/30/2026
Burlington Northern Santa Fe | 100 Norris Ave | McCook | NE | 69001-3736 | Red Willow | NE27783 | Active | 278488 | 1802108731951 | 2017 | Lochinvar | FT - Firetube Boiler | HWHT - Hot Water Heat | 11/30/2026
RYDER SYSTEMS | 100 P St | Lincoln | NE | 68508-2327 | LANCASTER | NE04135 | Inactive | 1305 |  | 1986 | KELCO | FT - Firetube Boiler | PROC - Process Steam | 9/30/1995
Midwest PMS LLC | 100 Railroad | Minatare | NE | 69356 | Scotts Bluff | NE09993 | Active | 361 | S500-150-8M | 2002 | Hurst | FTWB - FTS Marine Wet Back | PROC - Process Steam | 7/31/2026
MIDWEST PMS LLC | 100 RAILROAD | MINATARE | NE | 69356 | SCOTTS BLUFF | NE13976 | Inactive | 1255 |  | 1965 | SUPERIOR BOILERWORKS | FTSM - FTS Marine Dry Back | PROC - Process Steam | 7/31/2003
Neligh City Pool | 100 Riverside Blvd | Neligh | NE | 68756-0087 | Antelope | NE00099 | Inactive | 93524 | C99K06165 | 1999 | Teledyne & Laars | CPFT - Horiz Cpr Fin Boiler | OPHT - Outdoor Pool Heater | 6/30/2017
The Wire | 100 S 19th St | Omaha | NE | 68102-1305 | Douglas | NE24840 | Active | 17556 | 13W0229 | 2013 | PENTAIR | WT - Water Tube Boiler | IPHT - Indoor Pool Heater | 6/30/2024
Loup City Pool | 100 S 1st St | Loup City | NE | 68853-6121 | Sherman | NE00151 | Scrapped/Junked | 392191 | C99304832 | 1999 | Teledyne Laars | WT - Water Tube Boiler | OPHT - Outdoor Pool Heater | 6/30/2014
Loup City Pool | 100 S 1st St | Loup City | NE | 68853-6121 | Sherman | NE25844 | Active | 265531 | C15265531 | 2015 | PENTAIR | WT - Water Tube Boiler | OPHT - Outdoor Pool Heater | 5/31/2026
Power Plant | 100 S Howard St | Kimball | NE | 69145-1259 | Kimball | NE16396 | Scrapped/Junked |  | 423846 | 1978 | KEWA | FTFB - Firetube-Firebox Boiler | HWHT - Hot Water Heat | 3/31/2009
Power Plant | 100 S Howard St | Kimball | NE | 69145-1259 | Kimball | NE18679 | Exempt | 91981 | GY37-10-34899 | 2010 | Patterson Kelley | FTVT - Firetube Vertical TB | PHTR - Pre-Heater | 10/31/2021
Kassik Milling Company | 100 S Main St | Milligan | NE | 68406 | Fillmore | NE01176 | Inactive | 89 |  | 1956 | SUPR | FT - Firetube Boiler | PROC - Process Steam | 4/30/1994
Kassik Milling Company | 100 S Main St | Milligan | NE | 68406 | Fillmore | NE03541 | Out of Service | 2558 | 4214 | 1968 | Superior Boiler Works | FT - Firetube Boiler | PROC - Process Steam | 6/30/2015
Kassik Milling Company | 100 S Main St | Milligan | NE | 68406 | Fillmore | NE11834 | Active | 165 | 0 | 1957 | Superior Boiler Works | FT - Firetube Boiler | PROC - Process Steam | 5/31/2026
Kenesaw Car Wash | 100 S Smith Ave | Kenesaw | NE | 68956-1548 | Adams | NE12432 | Active | 212429 | 0310212429 | 2003 | Raypak | CPFT - Horiz Cpr Fin Boiler | GLFH - Glycol Floor Heat System | 10/31/2023
Alliance High School | 100 W 14th St | Alliance | NE | 69301-2512 | Box Butte | NE12278 | Scrapped/Junked | 1338 | FB150-15-17M | 2003 | Hurst | FTFB - Firetube-Firebox Boiler | STHT - Steam-Heat | 2/28/2020
Alliance High School | 100 W 14th St | Alliance | NE | 69301-2512 | Box Butte | NE12279 | Scrapped/Junked | 1339 | FB150-15-16M | 2003 | Hurst | FTFB - Firetube-Firebox Boiler | STHT - Steam-Heat | 2/28/2020
Alliance High School | 100 W 14th St | Alliance | NE | 69301-2512 | Box Butte | NE20231 | Exempt 1999 LB-66 |  |  | 1993 | RHEEM MANUFACTURING CO | AHWH - ANSI/Fired Water Htr | HWSD - Hot Water Dom/Potable | 7/31/2000
Alliance High School | 100 W 14th St | Alliance | NE | 69301-2512 | Box Butte | NE20232 | Exempt 1999 LB-66 |  | 11814 | 1984 | STATE INDUSTRIES | AHWH - ANSI/Fired Water Htr | HWSD - Hot Water Dom/Potable | 7/31/2000
Alliance High School | 100 W 14th St | Alliance | NE | 69301-2512 | Box Butte | NE20233 | Exempt 1999 LB-66 |  | 6722 | 1988 | STATE INDUSTRIES | AHWH - ANSI/Fired Water Htr | HWSD - Hot Water Dom/Potable | 7/31/2000
Alliance High School | 100 W 14th St | Alliance | NE | 69301-2512 | Box Butte | NE28433 | Active | 354242 | 20354242 | 2020 | Lochinvar | COBL - Coil Type Boiler | GLYC - Glycol Bldg Heat Sys | 12/31/2025
Alliance High School | 100 W 14th St | Alliance | NE | 69301-2512 | Box Butte | NE28434 | Active | 354241 | 20354241 | 2020 | Lochinvar | COBL - Coil Type Boiler | HWHT - Hot Water Heat | 12/31/2025
Alliance High School | 100 W 14th St | Alliance | NE | 69301-2512 | Box Butte | NE31668 | Scrapped/Junked | 67372 |  | 1955 | Kewannee | FT - Firetube Boiler | STHT - Steam-Heat | 7/31/2003
BRUCE HOUSER | 100 W 6th Ave | Holdrege | NE | 68949-2033 | PHELPS | NE34535 | Inactive |  | G1021 | 1968 | AMERICAN STANDARD |  | STHT - Steam-Heat | 7/31/1993
BRUCE HOUSER | 100 W 6th Ave | Holdrege | NE | 68949-2033 | PHELPS | NE35465 | Inactive |  | 0521 | 1971 | AO SMITH | AHWH - ANSI/Fired Water Htr | HWSD - Hot Water Dom/Potable | 7/31/1993
Accura Healthcare of Kenesaw | 100 W Elm St | Kenesaw | NE | 68956-1543 | Adams | NE11649 | Inactive |  | 02013-830 | 1986 | AO SMITH | AHWH - ANSI/Fired Water Htr | HWSD - Hot Water Dom/Potable | 8/31/2002
Accura Healthcare of Kenesaw | 100 W Elm St | Kenesaw | NE | 68956-1543 | Adams | NE11650 | Scrapped/Junked | 108050 | 9010143 | 1990 | Burnham | FTFB - Firetube-Firebox Boiler | HWHT - Hot Water Heat | 3/31/2015
Accura Healthcare of Kenesaw | 100 W Elm St | Kenesaw | NE | 68956-1543 | Adams | NE14452 | Inactive |  | 8663627-964 | 1996 | AO SMITH | AHWH - ANSI/Fired Water Htr | HWSD - Hot Water Dom/Potable | 4/30/2000
Accura Healthcare of Kenesaw | 100 W Elm St | Kenesaw | NE | 68956-1543 | Adams | NE19177 | Exempt 1999 LB-66 |  | 000000777-00451 | 1977 | RHEEM MANUFACTURING CO | AHWH - ANSI/Fired Water Htr | HWSD - Hot Water Dom/Potable | 4/30/1999
Accura Healthcare of Kenesaw | 100 W Elm St | Kenesaw | NE | 68956-1543 | Adams | NE25392 | Active | 317508 | G14317508 | 2014 | Laars | WTSS - Watertube SS Steel | HWHT - Hot Water Heat | 2/28/2026
Accura Healthcare of Kenesaw | 100 W Elm St | Kenesaw | NE | 68956-1543 | Adams | NE25393 | Active | 288890 | G15288890 | 2014 | Laars | WTSS - Watertube SS Steel | HWHT - Hot Water Heat | 2/28/2026
Cheyenne Cnty Courthouse | 1000 10th Ave | Sidney | NE | 69162-1612 | Cheyenne | NE03896 | Scrapped/Junked |  | G-6013 | 1965 | AMERICAN STANDARD |  | HWHT - Hot Water Heat | 1/31/2000
Cheyenne Cnty Courthouse | 1000 10th Ave | Sidney | NE | 69162-1612 | Cheyenne | NE16970 | Scrapped/Junked |  | E88CNH1705166 | 1988 | HOYT HEATER CO | AHWH - ANSI/Fired Water Htr | HWSD - Hot Water Dom/Potable | 4/30/2005
Cheyenne Cnty Courthouse | 1000 10th Ave | Sidney | NE | 69162-1612 | Cheyenne | NE25441 | Scrapped/Junked | n/a | CP3712405 | 1999 | Weil-Mcclain | CI - Cast Iron | HWHT - Hot Water Heat | 4/30/2023
Cheyenne Cnty Courthouse | 1000 10th Ave | Sidney | NE | 69162-1612 | Cheyenne | NE25442 | Scrapped/Junked | n/a | CP3712418 | 1999 | Weil-Mcclain | CI - Cast Iron | HWHT - Hot Water Heat | 4/30/2023
Cheyenne Cnty Courthouse | 1000 10th Ave | Sidney | NE | 69162-1612 | Cheyenne | NE42774 | Active | 220754 | 791857402037 | 2022 | Viessman | WT - Water Tube Boiler | HWHT - Hot Water Heat | 8/31/2025
Cheyenne Cnty Courthouse | 1000 10th Ave | Sidney | NE | 69162-1612 | Cheyenne | NE42775 | Active | 220752 | 791857402035 | 2022 | Viessman | WT - Water Tube Boiler | HWHT - Hot Water Heat | 8/31/2025
Parker Hannifin Tech Seal Division | 1000 12th St | Gothenburg | NE | 69138-1803 | Dawson | NE11848 | Active | 11789 | 55241 | 1974 | Boiler Engineering Supply | ELBL - Electric Boiler | PROC - Process Steam | 7/31/2026
MARY LYNCH ELEMENTARY | 1000 E 6th St | Kimball | NE | 69145-1705 | KIMBALL | NE23401 | Exempt 1999 LB-66 |  |  | 1997 | STATE INDUSTRIES | AHWH - ANSI/Fired Water Htr | HWSD - Hot Water Dom/Potable | 6/30/2000
McDaid Elementary School | 1000 East E St | North Platte | NE | 69101-5628 | Lincoln | NE07376 | Scrapped/Junked | 66013 | M99211874 | 1999 | State Industries | CHWH - ASME/Fired Water Heater | HWSD - Hot Water Dom/Potable | 12/31/2018
McDaid Elementary School | 1000 East E St | North Platte | NE | 69101-5628 | Lincoln | NE08577 | Active | 10641 | 99E-8334 | 1999 | ALES | FTVT - Firetube Vertical TB | HWHT - Hot Water Heat | 12/31/2026
McDaid Elementary School | 1000 East E St | North Platte | NE | 69101-5628 | Lincoln | NE08578 | Active | 10642 | 99E-8335 | 1999 | ALES | FTVT - Firetube Vertical TB | HWHT - Hot Water Heat | 12/31/2026
Pendleton Woolen Mills | 1000 Fort Crook Rd N | Bellevue | NE | 68005-4215 | Sarpy | NE07461 | Out of Service | 16731 | B060545 | 2006 | Precision | ELBL - Electric Boiler | PROC - Process Steam | 7/31/2022
Pendleton Woolen Mills | 1000 Fort Crook Rd N | Bellevue | NE | 68005-4215 | Sarpy | NE14046 | Inactive | 4672 | 4672 | 1976 | William-Davis | FT - Firetube Boiler | PROC - Process Steam | 7/31/2007
Pendleton Woolen Mills | 1000 Fort Crook Rd N | Bellevue | NE | 68005-4215 | Sarpy | NE14957 | Inactive | 108764 |  | 1980 | Columbia Boiler Co | ELBL - Electric Boiler | PROC - Process Steam | 7/31/1996
Pendleton Woolen Mills | 1000 Fort Crook Rd N | Bellevue | NE | 68005-4215 | Sarpy | NE15417 | Inactive | 11178 | 11178 | 1991 | R & R Metal Fabricators |  | PROC - Process Steam | 7/31/2006
Pendleton Woolen Mills | 1000 Fort Crook Rd N | Bellevue | NE | 68005-4215 | Sarpy | NE15443 | Scrapped/Junked | 11740 | 20867 V91 | 1991 | R & R Metal Fabricators | ELBL - Electric Boiler | PROC - Process Steam | 7/31/2012
Pendleton Woolen Mills | 1000 Fort Crook Rd N | Bellevue | NE | 68005-4215 | Sarpy | NE15444 | Inactive | 11743 | 136309 | 1991 | Sussman-Automatic |  | PROC - Process Steam | 7/31/2006
Pendleton Woolen Mills | 1000 Fort Crook Rd N | Bellevue | NE | 68005-4215 | Sarpy | NE15496 | Inactive | 132951 | 21332 | 1993 | Columbia | ELBL - Electric Boiler | PROC - Process Steam | 7/31/2007
Pendleton Woolen Mills | 1000 Fort Crook Rd N | Bellevue | NE | 68005-4215 | Sarpy | NE17623 | Inactive | 134306 | P21528-T95 | 1994 | Sussman-Automatic | ELBL - Electric Boiler | PROC - Process Steam | 7/31/2007
Pendleton Woolen Mills | 1000 Fort Crook Rd N | Bellevue | NE | 68005-4215 | Sarpy | NE17624 | Inactive | 133334 | P21486-09 | 1994 | Sussman-Automatic | ELBL - Electric Boiler | PROC - Process Steam | 7/31/2007
Pendleton Woolen Mills | 1000 Fort Crook Rd N | Bellevue | NE | 68005-4215 | Sarpy | NE17652 | Inactive | 27446 |  | 1995 | Sussman-Automatic Corp | ELBL - Electric Boiler | PROC - Process Steam | 6/30/2000
Pendleton Woolen Mills | 1000 Fort Crook Rd N | Bellevue | NE | 68005-4215 | Sarpy | NE17653 | Scrapped/Junked | 135583 |  | 1995 | SUSSMAN-AUTOMATIC CORP | ELBL - Electric Boiler | PROC - Process Steam | 6/30/2001
Pendleton Woolen Mills | 1000 Fort Crook Rd N | Bellevue | NE | 68005-4215 | Sarpy | NE17654 | Inactive | 135585 |  | 1995 | SUSS |  | PROC - Process Steam | 7/31/2004
Pendleton Woolen Mills | 1000 Fort Crook Rd N | Bellevue | NE | 68005-4215 | Sarpy | NE18816 | Inactive | 136309 | 136309 | 1996 | SUSS |  | PROC - Process Steam | 7/31/2004
Pendleton Woolen Mills | 1000 Fort Crook Rd N | Bellevue | NE | 68005-4215 | Sarpy | NE18817 | Inactive | 33669 |  | 1997 | Sussman-Automatic Corp | ELBL - Electric Boiler | PROC - Process Steam | 6/30/2000
Pendleton Woolen Mills | 1000 Fort Crook Rd N | Bellevue | NE | 68005-4215 | Sarpy | NE22405 | Scrapped/Junked | 136353 | 21698 | 1996 | Sussman-Automatic | ELBL - Electric Boiler | PROC - Process Steam | 7/31/2012
Pendleton Woolen Mills | 1000 Fort Crook Rd N | Bellevue | NE | 68005-4215 | Sarpy | NE23232 | Inactive | 138752 | 21838 | 1998 | Columbia | ELBL - Electric Boiler | PROC - Process Steam | 7/31/2007
Pendleton Woolen Mills | 1000 Fort Crook Rd N | Bellevue | NE | 68005-4215 | Sarpy | NE23233 | Inactive | 138759 | 21839-099 | 1998 | Columbia | ELBL - Electric Boiler | PROC - Process Steam | 7/31/2007
Pendleton Woolen Mills | 1000 Fort Crook Rd N | Bellevue | NE | 68005-4215 | Sarpy | NE23250 | Inactive | 138769 | 21845 | 1998 | Sussman-Automatic | ELBL - Electric Boiler | PROC - Process Steam | 7/31/2007
School - Falls City South Elementary (FCPS) | 1000 Fulton St | Falls City | NE | 68355-3032 | Richardson | NE12092 | Active | 12711 | 03F-0627 | 2003 | ALES | FTVT - Firetube Vertical TB | HWHT - Hot Water Heat | 1/31/2027
School - Falls City South Elementary (FCPS) | 1000 Fulton St | Falls City | NE | 68355-3032 | Richardson | NE12093 | Active | 12717 | 03F-0633 | 2003 | ALES | FTVT - Firetube Vertical TB | HWHT - Hot Water Heat | 1/31/2027
School - Falls City South Elementary (FCPS) | 1000 Fulton St | Falls City | NE | 68355-3032 | Richardson | NE32007 | Scrapped/Junked |  | 1705 | 1956 | KEWANEE | FT - Firetube Boiler | STHT - Steam-Heat | 8/31/2003
Flexmag Industries | 1000 Magnet Dr | Norfolk | NE | 68701-3602 | Madison | NE03580 | Active | 37598 | R5568 | 1983 | KEWA | FTSM - FTS Marine Dry Back | PROC - Process Steam | 1/31/2027
Flexmag Industries | 1000 Magnet Dr | Norfolk | NE | 68701-3602 | Madison | NE04189 | Scrapped/Junked | 28258 | 74-28258 | 1974 | Ajax | WT - Water Tube Boiler | HWHT - Hot Water Heat | 8/31/2019
Flexmag Industries | 1000 Magnet Dr | Norfolk | NE | 68701-3602 | Madison | NE10783 | Scrapped/Junked | 35513 | G-09675-M4 | 1975 | Cleaver & Brooks | WT - Water Tube Boiler | PROC - Process Steam | 8/31/2007
Flexmag Industries | 1000 Magnet Dr | Norfolk | NE | 68701-3602 | Madison | NE10784 | Scrapped/Junked | 33931 | G-09212-M4 | 1974 | CLEA | WT - Water Tube Boiler | PROC - Process Steam | 8/31/2023
Flexmag Industries | 1000 Magnet Dr | Norfolk | NE | 68701-3602 | Madison | NE28693 | Active | 349528 | 19349528 | 2019 | Lochinvar | CPFH - Copper Fin Water Heater | HWCA - Hotwater to Coil Htexchgr | 8/31/2026
Flexmag Industries | 1000 Magnet Dr | Norfolk | NE | 68701-3602 | Madison | NE42530 | Active | 2985 | F3981 | 2023 | Unilux | FTSM - FTS Marine Dry Back | PROC - Process Steam | 8/31/2026
Chadron State College | 1000 Main St | Chadron | NE | 69337-2667 | Dawes | NE01119 | Out of Service | 1129 | 1129 | 1960 | Nebraska Boiler | WT - Water Tube Boiler | STHT - Steam-Heat | 5/31/2024
Chadron State College | 1000 Main St | Chadron | NE | 69337-2667 | Dawes | NE01228 | Active | 22215 | 22215 | 1966 | Babcock & Wilcox | WT - Water Tube Boiler | STHT - Steam-Heat | 5/31/2026
Chadron State College | 1000 Main St | Chadron | NE | 69337-2667 | Dawes | NE15152 | Active | 1137 | 90-292 | 1991 | Hurst | FT - Firetube Boiler | STHT - Steam-Heat | 5/31/2026
Chadron State College | 1000 Main St | Chadron | NE | 69337-2667 | Dawes | NE15153 | Active | 1122 | FB1300-150-1 | 1991 | Hurst | FTFB - Firetube-Firebox Boiler | STHT - Steam-Heat | 5/31/2026
Chadron State College | 1000 Main St | Chadron | NE | 69337-2667 | Dawes | NE25109 | Scrapped/Junked | n/a | G92735059 | 1992 | State | AHWH - ANSI/Fired Water Htr | HWSD - Hot Water Dom/Potable | 5/31/2024
Chadron State College | 1000 Main St | Chadron | NE | 69337-2667 | Dawes | NE25110 | Scrapped/Junked | n/a | G92735061 | 1992 | State | AHWH - ANSI/Fired Water Htr | HWSD - Hot Water Dom/Potable | 5/31/2024
Chadron State College | 1000 Main St | Chadron | NE | 69337-2667 | Dawes | NE25111 | Scrapped/Junked | n/a | G92735060 | 1992 | State | AHWH - ANSI/Fired Water Htr | HWSD - Hot Water Dom/Potable | 5/31/2023
Chadron State College | 1000 Main St | Chadron | NE | 69337-2667 | Dawes | NE25112 | Scrapped/Junked | n/a | G92735062 | 1992 | State | AHWH - ANSI/Fired Water Htr | HWSD - Hot Water Dom/Potable | 5/31/2013
CARL'S TAILORS | 1000 N 72nd St | Omaha | NE | 68114-3245 | Douglas | NE12720 | Inactive | 26900 |  | 1967 | PM LATTNER MFR COMPANY | ELBL - Electric Boiler | PROC - Process Steam | 11/30/1993
Exec Centre | 1000 N 90th St | Omaha | NE | 68114-2764 | Douglas | NE21821 | Scrapped/Junked | 9116 | 97-E6139 | 1997 | ALES | FTVT - Firetube Vertical TB | HWHT - Hot Water Heat | 10/31/2019
Exec Centre | 1000 N 90th St | Omaha | NE | 68114-2764 | Douglas | NE28060 | Active | 331618 | 18331618 | 2018 | Lochinvar | WT - Water Tube Boiler | HWHT - Hot Water Heat | 10/31/2026
Exec Centre | 1000 N 90th St | Omaha | NE | 68114-2764 | Douglas | NE28061 | Active | 332300 | 188332300 | 2018 | Lochinvar | WT - Water Tube Boiler | HWHT - Hot Water Heat | 10/31/2026
West Holt High School | 1000 N Main St | Atkinson | NE | 68713-4952 | Holt | NE17576 | Scrapped/Junked | 17295 | 08F5202 | 2008 | Aldrich | FTVT - Firetube Vertical TB | HWSD - Hot Water Dom/Potable | 2/28/2023
West Holt High School | 1000 N Main St | Atkinson | NE | 68713-4952 | Holt | NE17577 | Active | 17290 | 08F5197 | 2008 | Aldrich | FTVT - Firetube Vertical TB | HWHT - Hot Water Heat | 2/28/2026
West Holt High School | 1000 N Main St | Atkinson | NE | 68713-4952 | Holt | NE17578 | Out of Service | 17289 | 08F5196 | 2008 | Aldrich | FTVT - Firetube Vertical TB | HWHT - Hot Water Heat | 2/28/2023
West Holt High School | 1000 N Main St | Atkinson | NE | 68713-4952 | Holt | NE31281 | Scrapped/Junked | 39982 | 39982 | 1967 | GROE | COOK - Fired Cooker | 0021 - Steam Supp Cooker/Kettle | 8/31/2009
West Holt High School | 1000 N Main St | Atkinson | NE | 68713-4952 | Holt | NE34390 | Scrapped/Junked | 9794 | 13459 | 1967 | Continental Boiler Works | FTSM - FTS Marine Dry Back | HWHT - Hot Water Heat | 8/31/2009
West Holt High School | 1000 N Main St | Atkinson | NE | 68713-4952 | Holt | NE34391 | Scrapped/Junked | 9795 | 13460 | 1967 | Continental Boiler Works | FTSM - FTS Marine Dry Back | HWHT - Hot Water Heat | 8/31/2009
West Holt High School | 1000 N Main St | Atkinson | NE | 68713-4952 | Holt | NE42427 | Active | 560367 | N1.22.22.00180 | 2022 | Lochinvar | WT - Water Tube Boiler | HWHT - Hot Water Heat | 2/28/2026
West Holt High School | 1000 N Main St | Atkinson | NE | 68713-4952 | Holt | NE42428 | Active | 18725 | 12F-6633 | 2012 | Aldrich | FTVT - Firetube Vertical TB | HWHT - Hot Water Heat | 2/28/2026
The Crossroads House | 1000 O St | Lincoln | NE | 68508-3664 | Lancaster | NE30579 | Scrapped/Junked | 7912 | 94-E4165 | 1994 | ALES | FTVT - Firetube Vertical TB | HWHT - Hot Water Heat | 12/31/2022
The Crossroads House | 1000 O St | Lincoln | NE | 68508-3664 | Lancaster | NE30580 | Scrapped/Junked | 7901 | 94-E4154 | 1994 | ALES | FTVT - Firetube Vertical TB | HWSD - Hot Water Dom/Potable | 12/31/2023
The Crossroads House | 1000 O St | Lincoln | NE | 68508-3664 | Lancaster | NE37655 | Inactive |  |  | 1973 | KEWANEE | FT - Firetube Boiler | STHT - Steam-Heat | 5/31/1992
The Crossroads House | 1000 O St | Lincoln | NE | 68508-3664 | Lancaster | NE42066 | Active | 16716 | 21-HE153220921 | 2021 | Riello | WT - Water Tube Boiler | HWHT - Hot Water Heat | 12/31/2025
The Crossroads House | 1000 O St | Lincoln | NE | 68508-3664 | Lancaster | NE42067 | Active | 16708 | 21-HE153220921 | 2021 | Riello | WT - Water Tube Boiler | HWHT - Hot Water Heat | 12/31/2025
The Crossroads House | 1000 O St | Lincoln | NE | 68508-3664 | Lancaster | NE42068 | Active | 16687 | 21-HE153220921 | 2021 | Riello | WT - Water Tube Boiler | HWHT - Hot Water Heat | 12/31/2025
The Crossroads House | 1000 O St | Lincoln | NE | 68508-3664 | Lancaster | NE42111 | Active | 111282 | 19.WHTX.188.670 | 2020 | PVI Industries | CHWH - ASME/Fired Water Heater | HWSD - Hot Water Dom/Potable | 12/31/2025
The Crossroads House | 1000 O St | Lincoln | NE | 68508-3664 | Lancaster | NE42112 | Active | 105618 | 19.WHTX.188.0363 | 2020 | PVI Industries | CHWH - ASME/Fired Water Heater | HWSD - Hot Water Dom/Potable | 12/31/2025
Sidney Regional Medical Center | 1000 Pole Creek Crossing | Sidney | NE | 69162-2901 | Cheyenne | NE24663 | Scrapped/Junked | 3824 | 43824 | 2012 | Chromalox, Inc./Getinge | ELBL - Electric Boiler | STER - Sterilizer | 10/31/2022
Sidney Regional Medical Center | 1000 Pole Creek Crossing | Sidney | NE | 69162-2901 | Cheyenne | NE25876 | Active | 59668 | 140254 | 2014 | Bryan | WT - Water Tube Boiler | HWHT - Hot Water Heat | 10/31/2026
Sidney Regional Medical Center | 1000 Pole Creek Crossing | Sidney | NE | 69162-2901 | Cheyenne | NE25877 | Active | 6561 | 011520488 | 2015 | CAMUS | FT - Firetube Boiler | HWHT - Hot Water Heat | 10/31/2026
Sidney Regional Medical Center | 1000 Pole Creek Crossing | Sidney | NE | 69162-2901 | Cheyenne | NE25878 | Active | 6582 | 025120540 | 2019 | CAMUS | FT - Firetube Boiler | HWHT - Hot Water Heat | 10/31/2026
Sidney Regional Medical Center | 1000 Pole Creek Crossing | Sidney | NE | 69162-2901 | Cheyenne | NE25879 | Scrapped/Junked | 97812 | GC 33864-015 | 2014 | TDC/Getinge | ELBL - Electric Boiler | STER - Sterilizer | 10/31/2022
Sidney Regional Medical Center | 1000 Pole Creek Crossing | Sidney | NE | 69162-2901 | Cheyenne | NE25880 | Out of Service | 100652 | 100652 | 2014 | Getinge | ELBL - Electric Boiler | STER - Sterilizer | 10/31/2016
Sidney Regional Medical Center | 1000 Pole Creek Crossing | Sidney | NE | 69162-2901 | Cheyenne | NE41348 | Out of Service | 9169 | 49169 | 2017 | Steris Corp | ELBL - Electric Boiler | 0020 - Supp to Sterlizer/Autoclave | 6/30/2023
Sidney Regional Medical Center | 1000 Pole Creek Crossing | Sidney | NE | 69162-2901 | Cheyenne | NE41349 | Out of Service | 9254 | 49254 | 2017 | Steris Corp | ELBL - Electric Boiler | 0020 - Supp to Sterlizer/Autoclave | 6/30/2023
Sidney Regional Medical Center | 1000 Pole Creek Crossing | Sidney | NE | 69162-2901 | Cheyenne | NE41350 | Out of Service | 9252 | 49252 | 2017 | Steris Corp | ELBL - Electric Boiler | 0020 - Supp to Sterlizer/Autoclave | 6/30/2023
Sidney Regional Medical Center | 1000 Pole Creek Crossing | Sidney | NE | 69162-2901 | Cheyenne | NE41366 | Active | 30227 | Z26782C | 2022 | Steris Corp | ELBL - Electric Boiler | 0020 - Supp to Sterlizer/Autoclave | 10/31/2026
Sidney Regional Medical Center | 1000 Pole Creek Crossing | Sidney | NE | 69162-2901 | Cheyenne | NE41367 | Active | 30379 | Z26782C | 2022 | Steris Corp | ELBL - Electric Boiler | 0020 - Supp to Sterlizer/Autoclave | 10/31/2026
Centerpointe Inc | 1000 S 13th St | Lincoln | NE | 68508-3533 | Lancaster | NE19603 | Out of Service | N/A | G4010 | 1970 | American Standard | CI - Cast Iron | STHT - Steam-Heat | 3/31/2023
Broken Bow United Methodist Church | 1000 S 3rd Ave | Broken Bow | NE | 68822-3043 | Custer | NE24136 | Scrapped/Junked | 27814 | 2006-46-0187 | 2006 | Heat Transfer Products Inc. | WTSS - Watertube SS Steel | HWHT - Hot Water Heat | 4/30/2016
Broken Bow United Methodist Church | 1000 S 3rd Ave | Broken Bow | NE | 68822-3043 | Custer | NE24137 | Scrapped/Junked | 27792 | 2006-46-0165 | 2006 | Heat Transfer Products Inc. | WTSS - Watertube SS Steel | HWHT - Hot Water Heat | 4/30/2016
East High School | 1000 S 70th St | Lincoln | NE | 68510-4217 | Lancaster | NE05823 | Active | 8636 | 96-E5570 | 1996 | Les Inc/Aldrich Co | FTVT - Firetube Vertical TB | GLYC - Glycol Bldg Heat Sys | 11/30/2026
East High School | 1000 S 70th St | Lincoln | NE | 68510-4217 | Lancaster | NE05824 | Active | 8634 | 96-E5568 | 1996 | Les Inc/Aldrich Co | FTVT - Firetube Vertical TB | GLYC - Glycol Bldg Heat Sys | 11/30/2026
East High School | 1000 S 70th St | Lincoln | NE | 68510-4217 | Lancaster | NE15384 | Active | 17407 | 08F-5314 | 2008 | Aldrich | FTVT - Firetube Vertical TB | GLYC - Glycol Bldg Heat Sys | 11/30/2026
East High School | 1000 S 70th St | Lincoln | NE | 68510-4217 | Lancaster | NE15385 | Active | 17408 | 08F-5315 | 2008 | Aldrich | FTVT - Firetube Vertical TB | GLYC - Glycol Bldg Heat Sys | 11/30/2026
East High School | 1000 S 70th St | Lincoln | NE | 68510-4217 | Lancaster | NE15386 | Active | 17409 | 08F-5316 | 2008 | Aldrich | FTVT - Firetube Vertical TB | GLYC - Glycol Bldg Heat Sys | 11/30/2026
East High School | 1000 S 70th St | Lincoln | NE | 68510-4217 | Lancaster | NE15387 | Active | 17410 | 08F-5317 | 2008 | Aldrich | FTVT - Firetube Vertical TB | GLYC - Glycol Bldg Heat Sys | 11/30/2026
East High School | 1000 S 70th St | Lincoln | NE | 68510-4217 | Lancaster | NE32359 | Scrapped/Junked | N/A | 0000000346 | 1969 | Kewanee | FTFB - Firetube-Firebox Boiler | STHT - Steam-Heat | 2/28/2010
East High School | 1000 S 70th St | Lincoln | NE | 68510-4217 | Lancaster | NE33590 | Scrapped/Junked | N/A |  | 1967 | KEWANEE | FTFB - Firetube-Firebox Boiler | STHT - Steam-Heat | 2/28/2009
East High School | 1000 S 70th St | Lincoln | NE | 68510-4217 | Lancaster | NE33591 | Scrapped/Junked | N/A | N-553 | 1967 | KEWA | FTFB - Firetube-Firebox Boiler | STHT - Steam-Heat | 2/28/2010
East High School | 1000 S 70th St | Lincoln | NE | 68510-4217 | Lancaster | NE37740 | Scrapped/Junked | 19354 |  | 1977 | MARKET FORGE INDUSTRIES | FT - Firetube Boiler | 0021 - Steam Supp Cooker/Kettle | 3/31/2002
District 177 Mall | 1000 S Dewey St | North Platte | NE | 69101-6161 | Lincoln | NE08580 | Inactive | n/a | FA2000-6 | 2000 | SMITH | CI - Cast Iron | HWHT - Hot Water Heat | 4/30/2017
District 177 Mall | 1000 S Dewey St | North Platte | NE | 69101-6161 | Lincoln | NE18200 | Scrapped/Junked | 25774 |  | 1971 | Cleaver & Brooks | WT - Water Tube Boiler | HWHT - Hot Water Heat | 5/31/2001
Beaver City Elementary | 1000 T St | Beaver City | NE | 68926-2782 | Furnas | NE08622 | Inactive |  | 335149-200012 | 2001 | PEER | CI - Cast Iron | STHT - Steam-Heat | 7/31/2008
Beaver City Elementary | 1000 T St | Beaver City | NE | 68926-2782 | Furnas | NE20262 | Exempt 1999 LB-66 |  | 000000000003885 | 1993 | AO SMITH | AHWH - ANSI/Fired Water Htr | HWSD - Hot Water Dom/Potable | 7/31/2000
Beaver City Elementary | 1000 T St | Beaver City | NE | 68926-2782 | Furnas | NE20263 | Exempt 1999 LB-66 |  | 000000000002018 | 1981 | RHEEM MANUFACTURING CO | AHWH - ANSI/Fired Water Htr | HWSD - Hot Water Dom/Potable | 7/31/2000
Beaver City Elementary | 1000 T St | Beaver City | NE | 68926-2782 | Furnas | NE32826 | Inactive |  | 211-2610 | 1978 | PEER | CI - Cast Iron | STHT - Steam-Heat | 7/31/2008
Beaver City Elementary | 1000 T St | Beaver City | NE | 68926-2782 | Furnas | NE32827 | Scrapped/Junked |  | 211-3077 | 1978 | PEERLESS HEATER COMPANY |  | STHT - Steam-Heat | 7/31/2002
Pinnacle Fitness | 1000 W O St | Lincoln | NE | 68528-1300 | Lancaster | NE14948 | Scrapped/Junked | n/a | 10-B-16 | 1950 | USRA | CI - Cast Iron | HWHT - Hot Water Heat | 9/30/2019
Private Residence | 1000 Wellington | Imperial | NE | 69033 | Chase | NE07673 | Inactive | 10565 | URNG1005G00280 | 2005 | Ruud-Rheem | FTVT - Firetube Vertical TB | HWHT - Hot Water Heat | 2/28/2018
Private Residence | 1000 Wellington | Imperial | NE | 69033 | Chase | NE33794 | Inactive | n/a | M3142 | 1962 | Kewanee | FTFB - Firetube-Firebox Boiler | HWHT - Hot Water Heat | 2/28/2018
Private Residence | 1000 Wellington | Imperial | NE | 69033 | Chase | NE33795 | Inactive | n/a | M3140 | 1962 | Kewanee | FTFB - Firetube-Firebox Boiler | HWHT - Hot Water Heat | 2/28/2018
WELLINGTON SCHOOL | 1000 WELLINGTON | IMPERIAL | NE | 69033 | CHASE | NE04401 | Scrapped/Junked |  | 2628 | 1978 | RHEEM MANUFACTURING CO | AHWH - ANSI/Fired Water Htr | HWSD - Hot Water Dom/Potable | 8/31/2006
WELLINGTON SCHOOL | 1000 WELLINGTON | IMPERIAL | NE | 69033 | CHASE | NE33576 | Inactive |  | 3R7 | 1945 | KEWANEE | FT - Firetube Boiler | HWHT - Hot Water Heat | 6/30/1991
Westroads Mall | 10000 California St | Omaha | NE | 68114-2355 | Douglas | NE29227 | Active | 5496 | 7745193000037 | 2020 | Viessman | WT - Water Tube Boiler | HWHT - Hot Water Heat | 2/28/2025
Westroads Mall | 10000 California St | Omaha | NE | 68114-2355 | Douglas | NE29228 | Active | 5497 | 7745193000038 | 2020 | Viessman | WT - Water Tube Boiler | HWHT - Hot Water Heat | 2/28/2025
Westroads Mall | 10000 California St | Omaha | NE | 68114-2355 | Douglas | NE29229 | Active | 4983 | 7745193000022 | 2020 | Viessman | WT - Water Tube Boiler | HWHT - Hot Water Heat | 2/28/2025
Westroads Mall | 10000 California St | Omaha | NE | 68114-2355 | Douglas | NE29230 | Active | 5479 | 7745193000036 | 2020 | Viessman | WT - Water Tube Boiler | HWHT - Hot Water Heat | 2/28/2025
Westroads Mall | 10000 California St | Omaha | NE | 68114-2355 | Douglas | NE32897 | Scrapped/Junked | 4188 | N4188 | 1967 | Kewanee | FTWB - FTS Marine Wet Back | STHT - Steam-Heat | 1/31/2021
Westroads Mall | 10000 California St | Omaha | NE | 68114-2355 | Douglas | NE32898 | Scrapped/Junked | 4187 | N4187 | 1967 | Kewanee | FTWB - FTS Marine Wet Back | STHT - Steam-Heat | 1/31/2021
Flagship Restaurant Group | 10000 California St | Omaha | NE | 68114-2355 | Douglas | NE26132 | Active | 64740 | 15WHTX.1130.284 | 2015 | PVI Industries | CHWH - ASME/Fired Water Heater | HWSD - Hot Water Dom/Potable | 12/31/2027
Flagship Restaurant Group | 10000 California St | Omaha | NE | 68114-2355 | Douglas | NE26133 | Active | 65441 | 15WHTX.1130.349 | 2015 | PVI Industries | CHWH - ASME/Fired Water Heater | HWSD - Hot Water Dom/Potable | 12/31/2027
TGI Friday's | 10000 California St Ste 3240 | Omaha | NE | 68114-2311 | Douglas | NE01716 | Scrapped/Junked | 3002 | E04-03002 | 2004 | AO SMITH | COBL - Coil Type Boiler | HWSD - Hot Water Dom/Potable | 8/31/2009
TGI Friday's | 10000 California St Ste 3240 | Omaha | NE | 68114-2311 | Douglas | NE21647 | Scrapped/Junked | 28967 | J95-28961 | 1995 | AO SMITH | WT - Water Tube Boiler | HWSD - Hot Water Dom/Potable | 6/30/2004
Westfall Elementary School | 10000 NW 112th St | Malcolm | NE | 68402-9561 | Lancaster | NE23849 | Scrapped/Junked | 56728 | 094866 | 1998 | Market Forge | ELBL - Electric Boiler | 0021 - Steam Supp Cooker/Kettle | 3/31/2015
Westfall Elementary School | 10000 NW 112th St | Malcolm | NE | 68402-9561 | Lancaster | NE34510 | Active | 363 | 3480-Y-363 | 1980 | AOSM | ELWH - Electric Water Heater | HWSD - Hot Water Dom/Potable | 3/31/2026
OLD YOUNKERS STORE | 10001 Nicholas St | Omaha | NE | 68114-2173 | Douglas | NE04586 | Scrapped/Junked | 35215 |  | 1981 | PM LATTNER MFR COMPANY | ELBL - Electric Boiler | PROC - Process Steam | 11/30/1999
OLD YOUNKERS STORE | 10001 Nicholas St | Omaha | NE | 68114-2173 | Douglas | NE04587 | Inactive | 35114 |  | 1981 | PM LATTNER MFR COMPANY | ELBL - Electric Boiler | PROC - Process Steam | 11/30/1999
OLD YOUNKERS STORE | 10001 Nicholas St | Omaha | NE | 68114-2173 | Douglas | NE11918 | Scrapped/Junked |  | 4304 | 1967 | RHEEM MANUFACTURING CO | AHWH - ANSI/Fired Water Htr | HWSD - Hot Water Dom/Potable | 11/30/1997
OLD YOUNKERS STORE | 10001 Nicholas St | Omaha | NE | 68114-2173 | Douglas | NE11919 | Scrapped/Junked |  | 4121 | 1967 | RHEEM MANUFACTURING CO | AHWH - ANSI/Fired Water Htr | HWSD - Hot Water Dom/Potable | 11/30/1997
OLD YOUNKERS STORE | 10001 Nicholas St | Omaha | NE | 68114-2173 | Douglas | NE14996 | Scrapped/Junked | 31235 |  | 1985 | PM LATTNER MFR COMPANY | ELBL - Electric Boiler | PROC - Process Steam | 12/31/2001
OLD YOUNKERS STORE | 10001 Nicholas St | Omaha | NE | 68114-2173 | Douglas | NE16009 | Inactive | 10469 |  | 1987 | CLEVELAND | FT - Firetube Boiler | PROC - Process Steam | 11/30/1992
Malcolm High School | 10002 NW 112th St | Malcolm | NE | 68402-9561 | Lancaster | NE09540 | Active | 9695 | B980325 | 1998 | Precision | ELWH - Electric Water Heater | HWSD - Hot Water Dom/Potable | 3/31/2026
Malcolm High School | 10002 NW 112th St | Malcolm | NE | 68402-9561 | Lancaster | NE09541 | Active | 9812 | 98E-7237 | 1998 | ALES | FTVT - Firetube Vertical TB | HWHT - Hot Water Heat | 3/31/2026
Malcolm High School | 10002 NW 112th St | Malcolm | NE | 68402-9561 | Lancaster | NE09542 | Active | 9813 | 98E-7238 | 1998 | ALES | FTVT - Firetube Vertical TB | HWHT - Hot Water Heat | 3/31/2026
Ninth Ave Apartments | 1001 9th Ave | Sidney | NE | 69162-1673 | Cheyenne | NE30433 | Active | N/A | 75010891 | 1993 | Peerless | CI - Cast Iron | STHT - Steam-Heat | 3/31/2024
Harney Elementary | 1001 Arbor Dr | South Sioux City | NE | 68776-2472 | Dakota | NE17381 | Active | n/a | 948 | 1993 | Burnham | FTVT - Firetube Vertical TB | HWHT - Hot Water Heat | 3/31/2026
Harney Elementary | 1001 Arbor Dr | South Sioux City | NE | 68776-2472 | Dakota | NE17382 | Active | n/a | 949 | 1993 | Burnham | FTVT - Firetube Vertical TB | HWHT - Hot Water Heat | 3/31/2026
Harney Elementary | 1001 Arbor Dr | South Sioux City | NE | 68776-2472 | Dakota | NE18530 | Scrapped/Junked |  | MA93-0255179880 | 1993 | AO SMITH | AHWH - ANSI/Fired Water Htr | HWSD - Hot Water Dom/Potable | 7/31/2000
Harney Elementary | 1001 Arbor Dr | South Sioux City | NE | 68776-2472 | Dakota | NE18531 | Scrapped/Junked |  | MA93-0255187880 | 1993 | AO SMITH | AHWH - ANSI/Fired Water Htr | HWSD - Hot Water Dom/Potable | 7/31/2000
Hilton Omaha | 1001 Cass St | Omaha | NE | 68102-1152 | Douglas | NE01680 | Scrapped/Junked | 3396 | 03W008 | 2003 | PENTAIR | CPFT - Horiz Cpr Fin Boiler | IPHT - Indoor Pool Heater | 4/30/2013
Hilton Omaha | 1001 Cass St | Omaha | NE | 68102-1152 | Douglas | NE01681 | Scrapped/Junked | 3397 | 03W009 | 2003 | PENTAIR | CPFT - Horiz Cpr Fin Boiler | IPHT - Indoor Pool Heater | 4/30/2013
Hilton Omaha | 1001 Cass St | Omaha | NE | 68102-1152 | Douglas | NE26337 | Scrapped/Junked | 340137 | 1205340137 | 2012 | Raypak | CPPH - Ansi Cpr Fin Pool Heater | SPAJ - Spa/Jacuzzi Heater | 3/31/2019
Hilton Omaha | 1001 Cass St | Omaha | NE | 68102-1152 | Douglas | NE26338 | Scrapped/Junked | 340148 | 1205340148 | 2012 | Raypak | CPPH - Ansi Cpr Fin Pool Heater | SPAJ - Spa/Jacuzzi Heater | 3/31/2019
Hilton Omaha | 1001 Cass St | Omaha | NE | 68102-1152 | Douglas | NE43267 | Active | 553761 | 2304553761 | 2023 | Raypak | CPPH - Ansi Cpr Fin Pool Heater | IPHT - Indoor Pool Heater | 4/30/2025
Hilton Omaha | 1001 Cass St | Omaha | NE | 68102-1152 | Douglas | NE43268 | Active | 562147 | 2327562147 | 2023 | Raypak | CPPH - Ansi Cpr Fin Pool Heater | IPHT - Indoor Pool Heater | 4/30/2025
Northeast Community College Center | 1001 College Way | South Sioux City | NE | 68776-3934 | Dakota | NE22036 | Scrapped/Junked | 17898 | 10F-5806 | 2010 | Aldrich | FTVT - Firetube Vertical TB | HWHT - Hot Water Heat | 5/31/2024
Northeast Community College Center | 1001 College Way | South Sioux City | NE | 68776-3934 | Dakota | NE22037 | Scrapped/Junked | 17897 | 10F-5805 | 2010 | Aldrich | FTVT - Firetube Vertical TB | HWHT - Hot Water Heat | 5/31/2023
Northeast Community College Center | 1001 College Way | South Sioux City | NE | 68776-3934 | Dakota | NE42865 | Active | 417952 | 24417952 | 2024 | Lochinvar | FTVT - Firetube Vertical TB | HWHT - Hot Water Heat | 10/31/2025
Northeast Community College Center | 1001 College Way | South Sioux City | NE | 68776-3934 | Dakota | NE42866 | Active | 411373 | 23411373 | 2023 | Lochinvar | FTVT - Firetube Vertical TB | HWHT - Hot Water Heat | 10/31/2025
Office Bldg | 1001 Farnam St | Omaha | NE | 68102-1882 | Douglas | NE18367 | Active | 4495 | 8235227 | 1983 | Ajax | WT - Water Tube Boiler | GLYC - Glycol Bldg Heat Sys | 12/31/2025
Former JC Penney | 1001 Fort Crook Rd N | Bellevue | NE | 68005-4247 | SARPY | NE02268 | Inactive | 128786 |  | 1987 | HOT SHOT | ELBL - Electric Boiler | PROC - Process Steam | 3/31/1997
Southroads Technology Park (Deep Well) | 1001 Fort Crook Rd N | Bellevue | NE | 68005-4247 | SARPY | NE13166 | Active | 16917 | 08F-4824 | 2008 | ALDRICH/LES | FTVT - Firetube Vertical TB | HWHT - Hot Water Heat | 10/31/2026
Southroads Technology Park (Deep Well) | 1001 Fort Crook Rd N | Bellevue | NE | 68005-4247 | SARPY | NE13167 | Active | 16916 | 08F-4823 | 2008 | ALDRICH/LES | FTVT - Firetube Vertical TB | HWHT - Hot Water Heat | 10/31/2026
Southroads Technology Park (Deep Well) | 1001 Fort Crook Rd N | Bellevue | NE | 68005-4247 | SARPY | NE13168 | Active | 16913 | 08F-4820 | 2008 | ALDRICH/LES | FTVT - Firetube Vertical TB | HWHT - Hot Water Heat | 10/31/2026
Southroads Technology Park (Deep Well) | 1001 Fort Crook Rd N | Bellevue | NE | 68005-4247 | SARPY | NE13169 | Active | 16914 | 08F-4821 | 2008 | ALDRICH/LES | FTVT - Firetube Vertical TB | HWHT - Hot Water Heat | 10/31/2026
Southroads Technology Park (Deep Well) | 1001 Fort Crook Rd N | Bellevue | NE | 68005-4247 | SARPY | NE17814 | Scrapped/Junked | 128940 | A93CB0018 | 1993 | TELEDYNE LAARS | CPFT - Horiz Cpr Fin Boiler | HWSD - Hot Water Dom/Potable | 6/30/2008
Southroads Technology Park (Deep Well) | 1001 Fort Crook Rd N | Bellevue | NE | 68005-4247 | SARPY | NE37358 | Scrapped/Junked |  | N-3013 | 1966 | KEWANEE | FTSM - FTS Marine Dry Back | HWHT - Hot Water Heat | 6/30/2008
Southroads Technology Park (Deep Well) | 1001 Fort Crook Rd N | Bellevue | NE | 68005-4247 | SARPY | NE37359 | Scrapped/Junked |  | N-3014 | 1966 | KEWANEE | FTSM - FTS Marine Dry Back | HWHT - Hot Water Heat | 6/30/2008
Franklin Public School | 1001 M St | Franklin | NE | 68939-1120 | FRANKLIN | NE09758 | Scrapped/Junked | 93674 | URNG0602G00262 | 2002 | RHEEM | CHWH - ASME/Fired Water Heater | HWSD - Hot Water Dom/Potable | 8/31/2022
Franklin Public School | 1001 M St | Franklin | NE | 68939-1120 | FRANKLIN | NE09759 | Scrapped/Junked | 93675 | URNG0602G00263 | 2002 | RHEEM | CHWH - ASME/Fired Water Heater | HWSD - Hot Water Dom/Potable | 8/31/2022
Franklin Public School | 1001 M St | Franklin | NE | 68939-1120 | FRANKLIN | NE34311 | Scrapped/Junked |  | 2833 | 1966 | SELLERS | FT - Firetube Boiler | HWSD - Hot Water Dom/Potable | 8/31/2002
Franklin Public School | 1001 M St | Franklin | NE | 68939-1120 | FRANKLIN | NE41616 | Active | 167593 | 167593 | 2022 | RHEEM | CHWH - ASME/Fired Water Heater | HWSD - Hot Water Dom/Potable | 11/30/2026
Franklin Public School | 1001 M St | Franklin | NE | 68939-1120 | FRANKLIN | NE41617 | Active | 167594 | 167594 | 2022 | RHEEM | CHWH - ASME/Fired Water Heater | HWSD - Hot Water Dom/Potable | 11/30/2026
Granite City VACANT | 1001 N 102nd St | Omaha | NE | 68114-2155 | Douglas | NE00815 | Inactive | 64505 | S#64505 | 1999 | WEBEN JARCO | COBL - Coil Type Boiler | HWSP - Hot Water Non Potable Supply | 7/31/2003
Granite City VACANT | 1001 N 102nd St | Omaha | NE | 68114-2155 | Douglas | NE07041 | Inactive | 536 | 020603199 | 2006 | CAMUS | WT - Water Tube Boiler | HWSP - Hot Water Non Potable Supply | 9/30/2020
Granite City VACANT | 1001 N 102nd St | Omaha | NE | 68114-2155 | Douglas | NE07049 | Scrapped/Junked | 106187 | 106187 | 2006 | AO SMITH-SC PLANT | CHWH - ASME/Fired Water Heater | HWSD - Hot Water Dom/Potable | 9/30/2007
Granite City VACANT | 1001 N 102nd St | Omaha | NE | 68114-2155 | Douglas | NE09293 | Scrapped/Junked | 116541 | n/a | 2007 | AOSM | CHWH - ASME/Fired Water Heater | HWDP - Hotwater Heat & Dom Supply | 9/30/2011
Granite City VACANT | 1001 N 102nd St | Omaha | NE | 68114-2155 | Douglas | NE23551 | Inactive | 45045 | 80886 | 1994 | PM LATTNER MFR COMPANY | FTNF - Firetube Flueless | PROC - Process Steam | 11/30/2008
Granite City VACANT | 1001 N 102nd St | Omaha | NE | 68114-2155 | Douglas | NE24833 | Inactive | 175004 | 175004 | 2012 | AO SMITH | CHWH - ASME/Fired Water Heater | HWSD - Hot Water Dom/Potable | 4/30/2020
St Matthew's Baptist | 1001 N 30th St | Omaha | NE | 68131-1403 | Douglas | NE32176 | Out of Service | n/a | 210-9995 | 1971 | Peerless | CI - Cast Iron | STHT - Steam-Heat | 3/31/2014
BPOE 159 ELKS LODGE | 1001 N 6th Ave | Hastings | NE | 68901-4122 | ADAMS | NE14397 | Inactive |  | C574402 | 1950 | CRANE |  | HWHT - Hot Water Heat | 4/30/1991
BPOE 159 ELKS LODGE | 1001 N 6th Ave | Hastings | NE | 68901-4122 | ADAMS | NE19128 | Exempt 1999 LB-66 |  | 0000074350 | 1900 | AO SMITH | AHWH - ANSI/Fired Water Htr | HWSD - Hot Water Dom/Potable | 12/31/1999
1001 APARTMENTS | 1001 N 90th St | Omaha | NE | 68114-2761 | Douglas | NE21936 | Exempt 1999 LB-66 |  | MM88-0018312830 | 1988 | AO SMITH | AHWH - ANSI/Fired Water Htr | HWSD - Hot Water Dom/Potable | 4/30/2000
1001 APARTMENTS | 1001 N 90th St | Omaha | NE | 68114-2761 | Douglas | NE21938 | Exempt 1999 LB-66 |  | RUN01854001170 | 1992 | RUUD | AHWH - ANSI/Fired Water Htr | HWSD - Hot Water Dom/Potable | 4/30/2000
1001 APARTMENTS | 1001 N 90th St | Omaha | NE | 68114-2761 | Douglas | NE21939 | Exempt 1999 LB-66 |  | M80763746 | 1996 | BRADFORD-WHITE | AHWH - ANSI/Fired Water Htr | HWSD - Hot Water Dom/Potable | 4/30/2000
1001 APARTMENTS | 1001 N 90th St | Omaha | NE | 68114-2761 | Douglas | NE21940 | Exempt 1999 LB-66 |  | LH0750693 | 1996 | BRADFORD-WHITE | AHWH - ANSI/Fired Water Htr | HWSD - Hot Water Dom/Potable | 4/30/2000
1001 APARTMENTS | 1001 N 90th St | Omaha | NE | 68114-2761 | Douglas | NE21941 | Exempt 1999 LB-66 |  | MF90-017293880 | 1990 | AO SMITH | AHWH - ANSI/Fired Water Htr | HWSD - Hot Water Dom/Potable | 4/30/2000
1001 APARTMENTS | 1001 N 90th St | Omaha | NE | 68114-2761 | Douglas | NE21942 | Scrapped/Junked | 17520 | LF92-0017520 | 1992 | AO SMITH | CHWH - ASME/Fired Water Heater | HWSD - Hot Water Dom/Potable | 4/30/2008
1001 APARTMENTS | 1001 N 90th St | Omaha | NE | 68114-2761 | Douglas | NE24774 | Exempt 1999 LB-66 |  | ML980783966 | 1998 | AO SMITH | AHWH - ANSI/Fired Water Htr | HWSD - Hot Water Dom/Potable | 4/30/2000
OFFICE BUILDING | 1001 O St | Lincoln | NE | 68508-3631 | LANCASTER | NE11493 | Inactive | 2508 |  | 1975 | HYDRO STEAM IND INC | ELBL - Electric Boiler | STHT - Steam-Heat | 8/31/1992
KETV | 1001 S 10th St | Omaha | NE | 68108-3209 | Douglas | NE26106 | Active | 20883 | 20883 | 2015 | Precision | ELBL - Electric Boiler | HWHS - Hotwater Heat Sidewalks | 10/31/2026
Emerald Nursing and Rehab Lancaster | 1001 South St | Lincoln | NE | 68502-2251 | LANCASTER | NE03682 | Inactive | 20663 |  | 1986 | BRYAN STEAM LLC | WT - Water Tube Boiler | PROC - Process Steam | 6/30/1994
Emerald Nursing and Rehab Lancaster | 1001 South St | Lincoln | NE | 68502-2251 | LANCASTER | NE04105 | Active | 39152 | R7357 | 1986 | Kewanee | FTSM - FTS Marine Dry Back | STHT - Steam-Heat | 12/31/2026
Emerald Nursing and Rehab Lancaster | 1001 South St | Lincoln | NE | 68502-2251 | LANCASTER | NE37244 | Active | 38515 | R6785 | 1986 | Kewanee | FTSM - FTS Marine Dry Back | STHT - Steam-Heat | 12/31/2026
Emerald Nursing and Rehab Lancaster | 1001 South St | Lincoln | NE | 68502-2251 | LANCASTER | NE37489 | Inactive | 38758 |  | 1986 | CLEVELAND RANGE | ELBL - Electric Boiler | 0021 - Steam Supp Cooker/Kettle | 6/30/1994
Siouxland National Bank | 1001 W 29th St | South Sioux City | NE | 68776-3134 | Dakota | NE25943 | Active | 157207 | H05157207 | 2005 | Laars | WT - Water Tube Boiler | GLYC - Glycol Bldg Heat Sys | 8/31/2026
Siouxland National Bank | 1001 W 29th St | South Sioux City | NE | 68776-3134 | Dakota | NE25944 | Active | 157206 | H05157206 | 2005 | Laars | WT - Water Tube Boiler | GLYC - Glycol Bldg Heat Sys | 8/31/2026
Siouxland National Bank | 1001 W 29th St | South Sioux City | NE | 68776-3134 | Dakota | NE25945 | Active | 157204 | H05157204 | 2005 | Laars | WT - Water Tube Boiler | GLYC - Glycol Bldg Heat Sys | 8/31/2026
VON MAUR - WESTROADS | 10010 California St | Omaha | NE | 68114-2319 | Douglas | NE18959 | Inactive | 8850 |  | 1995 | HOFFMAN/NEW YORKER | ELBL - Electric Boiler | PROC - Process Steam | 1/31/2001
Wells Fargo Retail BE 100791 | 10010 Regency Cir | Omaha | NE | 68114-3710 | Douglas | NE17786 | Active | 31004 | 71515 | 1991 | Bryan | WT - Water Tube Boiler | HWHT - Hot Water Heat | 10/31/2025
Wells Fargo Retail BE 100791 | 10010 Regency Cir | Omaha | NE | 68114-3710 | Douglas | NE17787 | Active | 31005 | 71516 | 1991 | Bryan | WT - Water Tube Boiler | HWHT - Hot Water Heat | 10/31/2025
Stone Enterprises Inc | 10011 J St | Omaha | NE | 68127-1106 | Douglas | NE24441 | Exempt 1999 LB-66 |  |  | 1987 | Ruud-Rheem | AHWH - ANSI/Fired Water Htr | HWSD - Hot Water Dom/Potable | 11/30/1999
Stone Enterprises Inc | 10011 J St | Omaha | NE | 68127-1106 | Douglas | NE30517 | Active | NA | 3BJ2 | 1965 | American Standard | CI - Cast Iron | HWHT - Hot Water Heat | 12/31/2025
Stone Enterprises Inc | 10011 J St | Omaha | NE | 68127-1106 | Douglas | NE34176 | Active | NA | 1BJ1 | 1970 | American Standard | CI - Cast Iron | HWHT - Hot Water Heat | 12/31/2025
Stone Enterprises Inc | 10011 J St | Omaha | NE | 68127-1106 | Douglas | NE34177 | Active | NA | P3302 | 1976 | Kewannee | FTFB - Firetube-Firebox Boiler | HWHT - Hot Water Heat | 12/31/2025
Stone Enterprises Inc | 10011 J St | Omaha | NE | 68127-1106 | Douglas | NE34178 | Active | NA | P3303 | 1976 | Kewannee | FTFB - Firetube-Firebox Boiler | HWHT - Hot Water Heat | 12/31/2025
Stone Enterprises Inc | 10011 J St | Omaha | NE | 68127-1106 | Douglas | NE34179 | Inactive |  | 0H815-8508 | 1981 | State Ind. | AHWH - ANSI/Fired Water Htr | HWSD - Hot Water Dom/Potable | 11/30/1998
Hi Performance Car Wash | 1002 Avenue I | Scottsbluff | NE | 69361-1305 | Scotts Bluff | NE24276 | Active | 23571 | 0481100938 | 1981 | RAYP | CPFT - Horiz Cpr Fin Boiler | HWHT - Hot Water Heat | 5/31/2026
Hi Performance Car Wash | 1002 Avenue I | Scottsbluff | NE | 69361-1305 | Scotts Bluff | NE25450 | Active | 106421 | J991835 | 1999 | Lochinvar | CPFT - Horiz Cpr Fin Boiler | HWSP - Hot Water Non Potable Supply | 5/31/2026
PINNACLE FOODS CORP | 1002 Capitol Ave | Omaha | NE | 68102-1107 | Douglas | NE00138 | Inactive | 10453 | 0L099839 | 2000 | CLEAVER BROOKS | FTSM - FTS Marine Dry Back | PROC - Process Steam | 12/31/2004
PINNACLE FOODS CORP | 1002 Capitol Ave | Omaha | NE | 68102-1107 | Douglas | NE00139 | Inactive | 10455 | 0L099840 | 2000 | CLEAVER BROOKS | FTSM - FTS Marine Dry Back | PROC - Process Steam | 12/31/2004
SHINN TURKEY INC | 1002 Front St | Gibbon | NE | 68840-6236 | BUFFALO | NE10465 | Inactive |  | GEM5740 | 2002 | PEER | CI - Cast Iron | HWHT - Hot Water Heat | 1/31/2009
SHINN TURKEY INC | 1002 Front St | Gibbon | NE | 68840-6236 | BUFFALO | NE10466 | Inactive |  | GEM5739 | 2002 | PEER | CI - Cast Iron | HWHT - Hot Water Heat | 1/31/2009
SHINN TURKEY INC | 1002 Front St | Gibbon | NE | 68840-6236 | BUFFALO | NE14021 | Inactive | 1343 |  | 1965 | NEBRASKA BOILER | WT - Water Tube Boiler | PROC - Process Steam | 8/31/2002
Packaging Corporation Of America | 1002 Missouri Ave | Omaha | NE | 68107-2350 | Douglas | NE15026 | Active | 10168 | 10310-012001 | 2003 | Johnston Boiler Co. | FT - Firetube Boiler | PROC - Process Steam | 9/30/2026
Packaging Corporation Of America | 1002 Missouri Ave | Omaha | NE | 68107-2350 | Douglas | NE24601 | Out of Service | 49262 | 12873 | 1998 | Kewannee | FT - Firetube Boiler | PROC - Process Steam | 6/30/2020
Packaging Corporation Of America | 1002 Missouri Ave | Omaha | NE | 68107-2350 | Douglas | NE24602 | Out of Service | 9181 | 16056 | 1997 | Precision | CHWH - ASME/Fired Water Heater | HWSD - Hot Water Dom/Potable | 6/30/2014
Packaging Corporation Of America | 1002 Missouri Ave | Omaha | NE | 68107-2350 | Douglas | NE24603 | Active | 49179 | 20788 | 1997 | Kewannee | FT - Firetube Boiler | STHT - Steam-Heat | 10/31/2026
Packaging Corporation Of America | 1002 Missouri Ave | Omaha | NE | 68107-2350 | Douglas | NE25988 | Active | 46378 | 117039A | 2013 | PVI Industries | CHWH - ASME/Fired Water Heater | HWSD - Hot Water Dom/Potable | 10/31/2026
PRESCOTT, HEALD & SON | 1002 N 42nd St | Omaha | NE | 68131-1003 | Douglas | NE16446 | Scrapped/Junked |  | 15521 | 1981 | PEERLESS HEATER COMPANY |  | HWHT - Hot Water Heat | 11/30/2005
LAUNDRY MACH MFG CO | 1002 S 13th St | Omaha | NE | 68108-3106 | Douglas | NE04968 | Inactive | 6028 |  | 1990 | ROCKMILLS STEEL | FT - Firetube Boiler | STHT - Steam-Heat | 11/30/1999
Waste Water Trtmnt Plant | 1002 W Mission Ave | Bellevue | NE | 68005-3947 | Sarpy | NE09120 | Scrapped/Junked | 23916 | P-7322 | 1977 | KEWA | FTFB - Firetube-Firebox Boiler | HWHT - Hot Water Heat | 6/30/2006
Vacant building | 1003 Cady St | Chapman | NE | 68827 | Merrick | NE22315 | Inactive | 9240 | 97E-6379 | 1997 | ALES | FTVT - Firetube Vertical TB | HWHT - Hot Water Heat | 1/31/2021
Vacant building | 1003 Cady St | Chapman | NE | 68827 | Merrick | NE22316 | Inactive | 9239 | 97E-6378 | 1997 | ALES | FTVT - Firetube Vertical TB | HWHT - Hot Water Heat | 1/31/2021
CHAPMAN SCHOOL | 1003 CADY ST | CHAPMAN | NE | 68827 | MERRICK | NE22313 | Exempt 1999 LB-66 |  | 0297-G03139 | 1997 | RUUD | AHWH - ANSI/Fired Water Htr | HWSD - Hot Water Dom/Potable | 7/31/1999
CHAPMAN SCHOOL | 1003 CADY ST | CHAPMAN | NE | 68827 | MERRICK | NE22314 | Exempt 1999 LB-66 |  | 1196-G04304 | 1996 | RUUD | AHWH - ANSI/Fired Water Htr | HWSD - Hot Water Dom/Potable | 7/31/1999
Gallup University | 1003 Gallup Dr | Omaha | NE | 68102-4222 | Douglas | NE10660 | Active | 10484 | FB750-30-8 | 2002 | Hurst | FTFB - Firetube-Firebox Boiler | HWHT - Hot Water Heat | 9/30/2026
Gallup University | 1003 Gallup Dr | Omaha | NE | 68102-4222 | Douglas | NE10661 | Active | 10485 | FB750-30-9 | 2002 | Hurst | FTFB - Firetube-Firebox Boiler | HWHT - Hot Water Heat | 9/30/2026
Gallup University | 1003 Gallup Dr | Omaha | NE | 68102-4222 | Douglas | NE10662 | Active | 10486 | FB750-30-10 | 2002 | Hurst | FTFB - Firetube-Firebox Boiler | HWHT - Hot Water Heat | 9/30/2026
Gallup University | 1003 Gallup Dr | Omaha | NE | 68102-4222 | Douglas | NE10663 | Active | 10487 | FB750-30-11 | 2002 | Hurst | FTFB - Firetube-Firebox Boiler | HWHT - Hot Water Heat | 9/30/2026
Gallup University | 1003 Gallup Dr | Omaha | NE | 68102-4222 | Douglas | NE10664 | Scrapped/Junked | 108629 | 1002108629 | 2002 | Pvi | CHWH - ASME/Fired Water Heater | HWSD - Hot Water Dom/Potable | 9/30/2016
Gallup University | 1003 Gallup Dr | Omaha | NE | 68102-4222 | Douglas | NE10665 | Active | 0 | GM-20880 | 2006 | Aerco International | CHWH - ASME/Fired Water Heater | HWSD - Hot Water Dom/Potable | 9/30/2026
Gallup University | 1003 Gallup Dr | Omaha | NE | 68102-4222 | Douglas | NE14650 | Active | 52480 | g-08-2301 | 2008 | Aerco | COND - Condenser | HWHT - Hot Water Heat | 9/30/2026
Gallup University | 1003 Gallup Dr | Omaha | NE | 68102-4222 | Douglas | NE14826 | Scrapped/Junked | 52482 | G-08-2303 | 2008 | Aerco | COND - Condenser | HWHT - Hot Water Heat | 9/30/2025
Gallup University | 1003 Gallup Dr | Omaha | NE | 68102-4222 | Douglas | NE14827 | Scrapped/Junked | 52481 | G-08-2302 | 2008 | Aerco | COND - Condenser | HWHT - Hot Water Heat | 9/30/2024
Gallup University | 1003 Gallup Dr | Omaha | NE | 68102-4222 | Douglas | NE27187 | Active | 569 | 09201674 | 2016 | Intellihot | FTNF - Firetube Flueless | HWSD - Hot Water Dom/Potable | 9/30/2026
Gallup University | 1003 Gallup Dr | Omaha | NE | 68102-4222 | Douglas | NE27188 | Active | 99999 | 05091646 | 2016 | Intellihot | FTNF - Firetube Flueless | HWSD - Hot Water Dom/Potable | 9/30/2026
Gallup University | 1003 Gallup Dr | Omaha | NE | 68102-4222 | Douglas | NE27189 | Active | 679 | 09201672 | 2016 | Intellihot | FTNF - Firetube Flueless | HWSD - Hot Water Dom/Potable | 9/30/2026
Gallup University | 1003 Gallup Dr | Omaha | NE | 68102-4222 | Douglas | NE43066 | Active | 99347 | G-24-2122 | 2024 | Aerco | FTVT - Firetube Vertical TB | HWHT - Hot Water Heat | 9/30/2026
Gallup University | 1003 Gallup Dr | Omaha | NE | 68102-4222 | Douglas | NE43067 | Active | 97391 | G-24-0117 | 2024 | Aerco | FTVT - Firetube Vertical TB | HWHT - Hot Water Heat | 9/30/2026
MAX I WALKERS | 1003 Galvin Rd S | Bellevue | NE | 68005-3056 | SARPY | NE03346 | Scrapped/Junked | 17650 |  | 1971 | PARKER BOILER CO | WT - Water Tube Boiler | PROC - Process Steam | 5/31/2006
Wood River Elementary | 1003 Lilly St | Wood River | NE | 68883-2107 | Hall | NE22306 | Exempt 1999 LB-66 |  | MH88-0135969 | 1988 | A. O. Smith | AHWH - ANSI/Fired Water Htr | HWSD - Hot Water Dom/Potable | 8/31/1999
Wood River Elementary | 1003 Lilly St | Wood River | NE | 68883-2107 | Hall | NE33612 | Active | 32851 | R-1315 | 1979 | Kewanee | FTFB - Firetube-Firebox Boiler | HWHT - Hot Water Heat | 11/30/2025
Wood River Elementary | 1003 Lilly St | Wood River | NE | 68883-2107 | Hall | NE33613 | Active | 32855 | R-1318 | 1979 | Kewannee | FTFB - Firetube-Firebox Boiler | HWHT - Hot Water Heat | 11/30/2025
Bryan Elementary | 1003 N Harrison St | Lexington | NE | 68850-1624 | Dawson | NE23238 | Active | 9738 | 98-E7142 | 1998 | Aldrich | FTVT - Firetube Vertical TB | HWHT - Hot Water Heat | 11/30/2026
Bryan Elementary | 1003 N Harrison St | Lexington | NE | 68850-1624 | Dawson | NE23239 | Active | 9737 | 98-E7141 | 1998 | Aldrich | FTVT - Firetube Vertical TB | HWHT - Hot Water Heat | 11/30/2026
Cambridge Public School | 1003 Nelson St | Cambridge | NE | 69022-3525 | Furnas | NE11329 | Scrapped/Junked | 87689 | MF040016228/87689 | 2004 | Unknown | CHWH - ASME/Fired Water Heater | HWSD - Hot Water Dom/Potable | 11/30/2007
Cambridge Public School | 1003 Nelson St | Cambridge | NE | 69022-3525 | Furnas | NE20277 | Scrapped/Junked | 21259 | 8170648 | 1989 | Bradford White | CHWH - ASME/Fired Water Heater | HWSD - Hot Water Dom/Potable | 11/30/2006
Cambridge Elementary Sch | 1003 Nelson St | Cambridge | NE | 69022-3525 | Furnas | NE20276 | Exempt 1999 LB-66 |  | 640-36-3M0023 | 1966 | AO SMITH | AHWH - ANSI/Fired Water Htr | HWSD - Hot Water Dom/Potable | 7/31/1999
Cambridge Elementary Sch | 1003 Nelson St | Cambridge | NE | 69022-3525 | Furnas | NE30965 | Scrapped/Junked |  |  | 1987 | RHEE | AHWH - ANSI/Fired Water Htr | HWSD - Hot Water Dom/Potable | 11/30/2006
Cambridge Elementary Sch | 1003 Nelson St | Cambridge | NE | 69022-3525 | Furnas | NE31366 | Scrapped/Junked |  | L3833 | 1953 | KEWA | FTFB - Firetube-Firebox Boiler | STHT - Steam-Heat | 11/30/2007
Cambridge Elementary Sch | 1003 Nelson St | Cambridge | NE | 69022-3525 | Furnas | NE31367 | Scrapped/Junked |  | E9476 | 1953 | KEWA | FTFB - Firetube-Firebox Boiler | STHT - Steam-Heat | 11/30/2007
Cambridge Elementary Sch | 1003 Nelson St | Cambridge | NE | 69022-3525 | Furnas | NE31382 | Scrapped/Junked | 2645 | N2645 | 1965 | KEWA | FTFB - Firetube-Firebox Boiler | HWHT - Hot Water Heat | 11/30/2007
Cambridge High School | 1003 Nelson St | Cambridge | NE | 69022-3525 | Furnas | NE12242 | Active | 106929 | 106929 | 2005 | RHEEM | CHWH - ASME/Fired Water Heater | HWSD - Hot Water Dom/Potable | 11/30/2025
Cambridge High School | 1003 Nelson St | Cambridge | NE | 69022-3525 | Furnas | NE12243 | Scrapped/Junked | 106959 | 106959 | 2005 | RHEEM | CHWH - ASME/Fired Water Heater | HWSD - Hot Water Dom/Potable | 11/30/2019
Cambridge High School | 1003 Nelson St | Cambridge | NE | 69022-3525 | Furnas | NE18681 | Scrapped/Junked | C27229 | 1004M001455 | 2010 | A O Smith | COWH - Coil Type Water Heater | HWSD - Hot Water Dom/Potable | 10/31/2015
Cambridge High School | 1003 Nelson St | Cambridge | NE | 69022-3525 | Furnas | NE20278 | Scrapped/Junked | 12942 | 12942 | 1992 | AO SMITH | CHWH - ASME/Fired Water Heater | HWSD - Hot Water Dom/Potable | 11/30/2004
Adm Alliance Nutrition | 1003 Railroad St | Humboldt | NE |  | Richardson | NE08021 | Inactive | 9261 |  | 1968 | York-Shipley | FTSM - FTS Marine Dry Back | PROC - Process Steam | 9/30/2004
St Ann's Parish Center | 1003 Taft St | Lexington | NE | 68850-1756 | Dawson | NE16835 | Active | n/a | 211A-5716-890 | 1991 | Peerless | CI - Cast Iron | HWHT - Hot Water Heat | 1/31/2027
St Ann's Parish Center | 1003 Taft St | Lexington | NE | 68850-1756 | Dawson | NE16836 | Active | n/a | 211A-5563-0890 | 1991 | Peerless | CI - Cast Iron | HWHT - Hot Water Heat | 1/31/2027
St Ann's Parish Center | 1003 Taft St | Lexington | NE | 68850-1756 | Dawson | NE33837 | Scrapped/Junked | n/a | J-7 | 1965 | AMST | CI - Cast Iron | HWHT - Hot Water Heat | 1/31/2020
St Ann's Parish Center | 1003 Taft St | Lexington | NE | 68850-1756 | Dawson | NE41321 | Active | NA | 1736949 | 2017 | Jaguar | CALU - Cast Aluminum | HWHT - Hot Water Heat | 1/31/2022
Burlington Capital | 1004 Farnam St | Omaha | NE | 68102-1839 | Douglas | NE05249 | Active | 4384 | 8218610 | 1982 | Rite | WT - Water Tube Boiler | GLYC - Glycol Bldg Heat Sys | 5/31/2026
Burlington Capital | 1004 Farnam St | Omaha | NE | 68102-1839 | Douglas | NE18919 | Exempt 1999 LB-66 |  | MC95041381 | 1995 | AO SMITH | AHWH - ANSI/Fired Water Htr | HWSD - Hot Water Dom/Potable | 10/31/1999
Paradeis Cleaners | 1004 W 3rd St | Alliance | NE | 69301-3122 | Box Butte | NE15178 | Inactive | 41376 | 77118 | 1990 | Lattner Boiler Co | ELBL - Electric Boiler | PROC - Process Steam | 4/30/2020
Paradeis Cleaners | 1004 W 3rd St | Alliance | NE | 69301-3122 | Box Butte | NE21028 | Scrapped/Junked | 53662 | K99-53680 | 1999 | AO SMITH | COBL - Coil Type Boiler | HWSP - Hot Water Non Potable Supply | 4/30/2011
First Presbyterian Church | 1005 1st Corso | Nebraska City | NE | 68410-2324 | Otoe | NE16142 | Scrapped/Junked | n/a | n/a | 1966 | USRA | CI - Cast Iron | HWHT - Hot Water Heat | 2/28/2017
First Presbyterian Church | 1005 1st Corso | Nebraska City | NE | 68410-2324 | Otoe | NE21220 | Exempt 1999 LB-66 |  | 106097-282848 | 1960 | DAY & NIGHT | AHWH - ANSI/Fired Water Htr | HWSD - Hot Water Dom/Potable | 2/28/1999
First Presbyterian Church | 1005 1st Corso | Nebraska City | NE | 68410-2324 | Otoe | NE26528 | Active | 207252 | 1614102815918 | 2016 | Lochinvar | FTVT - Firetube Vertical TB | HWHT - Hot Water Heat | 8/30/2026
First Presbyterian Church | 1005 1st Corso | Nebraska City | NE | 68410-2324 | Otoe | NE26529 | Scrapped/Junked | 207249 | 1614102815917 | 2016 | Lochinvar | FTVT - Firetube Vertical TB | HWHT - Hot Water Heat | 8/30/2020
First Presbyterian Church | 1005 1st Corso | Nebraska City | NE | 68410-2324 | Otoe | NE28754 | Active | 116140 | 19.PGT850.142.0751 | 2019 | Lochinvar | FTVT - Firetube Vertical TB | HWHT - Hot Water Heat | 8/30/2026
TRINITY LUTHERAN CHURCH | 1005 9th St | Arapahoe | NE | 68922-2826 | FURNAS | NE22292 | Scrapped/Junked |  | 2BJ1 | 1963 | AMERICAN STANDARD |  | HWHT - Hot Water Heat | 3/31/2006
Hilton Garden Inn | 1005 Dodge St | Omaha | NE | 68102-1149 | Douglas | NE08486 | Scrapped/Junked | N/A | 64387529 | 2001 | Burnham | CI - Cast Iron | DEHU - Dehumidifier Supply | 12/31/2014
Hilton Garden Inn | 1005 Dodge St | Omaha | NE | 68102-1149 | Douglas | NE08487 | Scrapped/Junked | 593 | E00150038 | 2001 | PURE | WT - Water Tube Boiler | IPHT - Indoor Pool Heater | 12/31/2010
Hilton Garden Inn | 1005 Dodge St | Omaha | NE | 68102-1149 | Douglas | NE08488 | Scrapped/Junked | 595 | 00150040 | 2001 | PURE | WT - Water Tube Boiler | IPHT - Indoor Pool Heater | 12/31/2011
Hilton Garden Inn | 1005 Dodge St | Omaha | NE | 68102-1149 | Douglas | NE08489 | Inactive | 88592 | URNG0101G01284 | 2000 | RHEEM | CHWH - ASME/Fired Water Heater | HWSD - Hot Water Dom/Potable | 12/31/2010
Hilton Garden Inn | 1005 Dodge St | Omaha | NE | 68102-1149 | Douglas | NE08490 | Out of Service | 88593 | URNG0101G01285 | 2000 | RHEEM | CHWH - ASME/Fired Water Heater | HWSD - Hot Water Dom/Potable | 12/31/2011
Hilton Garden Inn | 1005 Dodge St | Omaha | NE | 68102-1149 | Douglas | NE08491 | Scrapped/Junked | 88047 | URNG1200G00232 | 2000 | RHEEM | CHWH - ASME/Fired Water Heater | HWSD - Hot Water Dom/Potable | 12/31/2010
Hilton Garden Inn | 1005 Dodge St | Omaha | NE | 68102-1149 | Douglas | NE08492 | Out of Service | 88122 | URNG1200G00234 | 2000 | RHEEM | CHWH - ASME/Fired Water Heater | HWSD - Hot Water Dom/Potable | 12/31/2011
Hilton Garden Inn | 1005 Dodge St | Omaha | NE | 68102-1149 | Douglas | NE08493 | Scrapped/Junked | 88591 | URNG0101G01283 | 2000 | RHEEM | CHWH - ASME/Fired Water Heater | HWSD - Hot Water Dom/Potable | 12/31/2013
Hilton Garden Inn | 1005 Dodge St | Omaha | NE | 68102-1149 | Douglas | NE22205 | Active | 322943 | 1104322943 | 2011 | Raypak | CPFT - Horiz Cpr Fin Boiler | IPHT - Indoor Pool Heater | 12/31/2025
Hilton Garden Inn | 1005 Dodge St | Omaha | NE | 68102-1149 | Douglas | NE22206 | Out of Service | 124367 | urng0510P00033 | 2010 | RHEEM | CHWH - ASME/Fired Water Heater | HWSD - Hot Water Dom/Potable | 12/31/2012
Hilton Garden Inn | 1005 Dodge St | Omaha | NE | 68102-1149 | Douglas | NE22207 | Scrapped/Junked | 124378 | urng0612G01143 | 2010 | RHEEM | CHWH - ASME/Fired Water Heater | HWSD - Hot Water Dom/Potable | 12/31/2019
Hilton Garden Inn | 1005 Dodge St | Omaha | NE | 68102-1149 | Douglas | NE25984 | Scrapped/Junked | 124386 | urng051P00048 | 2010 | Rheem | CHWH - ASME/Fired Water Heater | HWSD - Hot Water Dom/Potable | 12/31/2014
Hilton Garden Inn | 1005 Dodge St | Omaha | NE | 68102-1149 | Douglas | NE25985 | Scrapped/Junked | 173021 | 1236M000647 | 2012 | AO SMITH | CHWH - ASME/Fired Water Heater | HWSD - Hot Water Dom/Potable | 12/31/2014
Hilton Garden Inn | 1005 Dodge St | Omaha | NE | 68102-1149 | Douglas | NE25986 | Scrapped/Junked | 172655 | 1236M000648 | 2012 | AO Smith | CHWH - ASME/Fired Water Heater | HWSD - Hot Water Dom/Potable | 12/31/2023
Hilton Garden Inn | 1005 Dodge St | Omaha | NE | 68102-1149 | Douglas | NE25987 | Scrapped/Junked | 135167 | URNG251314386 | 2013 | RHEEM | CHWH - ASME/Fired Water Heater | HWSD - Hot Water Dom/Potable | 12/31/2017
Hilton Garden Inn | 1005 Dodge St | Omaha | NE | 68102-1149 | Douglas | NE26367 | Scrapped/Junked | 209932 | 2099932 | 2015 | AO SMITH | CHWH - ASME/Fired Water Heater | HWSD - Hot Water Dom/Potable | 12/31/2018
Hilton Garden Inn | 1005 Dodge St | Omaha | NE | 68102-1149 | Douglas | NE26368 | Scrapped/Junked | 213265 | 213265 | 2016 | AO SMITH | CHWH - ASME/Fired Water Heater | HWSD - Hot Water Dom/Potable | 12/31/2016
Hilton Garden Inn | 1005 Dodge St | Omaha | NE | 68102-1149 | Douglas | NE28064 | Scrapped/Junked | 150712 | A371709977 | 2017 | RHEEM | CHWH - ASME/Fired Water Heater | HWSD - Hot Water Dom/Potable | 1/31/2020
Hilton Garden Inn | 1005 Dodge St | Omaha | NE | 68102-1149 | Douglas | NE28065 | Scrapped/Junked | 155414 | A411810412 | 2018 | RHEEM | CHWH - ASME/Fired Water Heater | HWSD - Hot Water Dom/Potable | 1/31/2024
Hilton Garden Inn | 1005 Dodge St | Omaha | NE | 68102-1149 | Douglas | NE28066 | Scrapped/Junked | 235166 | 1748108361393 | 2017 | AO SMITH | CHWH - ASME/Fired Water Heater | HWSD - Hot Water Dom/Potable | 1/31/2023
Hilton Garden Inn | 1005 Dodge St | Omaha | NE | 68102-1149 | Douglas | NE28067 | Active | unik | unk | 2019 | RHEEM | CHWH - ASME/Fired Water Heater | HWSD - Hot Water Dom/Potable | 12/31/2025
Hilton Garden Inn | 1005 Dodge St | Omaha | NE | 68102-1149 | Douglas | NE42302 | Active | 155914 | 155914 | 2018 | RHEEM | CHWH - ASME/Fired Water Heater | HWSD - Hot Water Dom/Potable | 12/31/2025
Hilton Garden Inn | 1005 Dodge St | Omaha | NE | 68102-1149 | Douglas | NE42303 | Active | 273080 | 273080 | 2022 | AO SMITH | CHWH - ASME/Fired Water Heater | HWSD - Hot Water Dom/Potable | 12/31/2025
Hilton Garden Inn | 1005 Dodge St | Omaha | NE | 68102-1149 | Douglas | NE43032 | Active | 25201 | IN401-536 | 2023 | Intellihot | WTHW - Watertube Wtr Heater | HWSD - Hot Water Dom/Potable | 12/31/2025
Hilton Garden Inn | 1005 Dodge St | Omaha | NE | 68102-1149 | Douglas | NE43033 | Active | 16480 | IN501-560 | 2021 | Intellihot | WTHW - Watertube Wtr Heater | HWSD - Hot Water Dom/Potable | 12/31/2025
Hilton Garden Inn | 1005 Dodge St | Omaha | NE | 68102-1149 | Douglas | NEW | Exempt | n/a | 111030516 | 2011 | Raypak | CPPH - Ansi Cpr Fin Pool Heater | WHRP - Whirlpool Supply | 12/31/2012
Hilton Garden Inn | 1005 Dodge St | Omaha | NE | 68102-1149 | Douglas | NEW | Out of Service | 131304 | URNG0612G01143 | 2012 | RHEEM | CHWH - ASME/Fired Water Heater | HWSD - Hot Water Dom/Potable | 12/16/2013
York High School | 1005 Duke Dr | York | NE | 68467-1228 | York | NE34488 | Scrapped/Junked | n/a | P0790 | 1974 | Kewanee | FTSM - FTS Marine Dry Back | GLYC - Glycol Bldg Heat Sys | 2/28/2021
York High School | 1005 Duke Dr | York | NE | 68467-1228 | York | NE34489 | Scrapped/Junked | n/a | P0789 | 1974 | Kewanee | FTSM - FTS Marine Dry Back | GLYC - Glycol Bldg Heat Sys | 2/28/2021
RVR Bank | 1005 E 23rd St | Fremont | NE | 68025-0800 | Dodge | NE15088 | Active | 11364 | 01E-9216 | 2001 | ALES | FTVT - Firetube Vertical TB | HWHT - Hot Water Heat | 2/28/2026
RVR Bank | 1005 E 23rd St | Fremont | NE | 68025-0800 | Dodge | NE15089 | Active | 11362 | 01E-9214 | 2001 | ALES | FTVT - Firetube Vertical TB | HWHT - Hot Water Heat | 2/28/2026
SUPERIOR NORTHWARD SCHOOL | 1005 Idaho St | Superior | NE | 68978-1102 | NUCKOLLS | NE17698 | Exempt 1999 LB-66 |  | 1095G03996 | 1996 | RHEEM MANUFACTURING CO | AHWH - ANSI/Fired Water Htr | HWSD - Hot Water Dom/Potable | 7/31/2000
Rose Lane Nursing Home | 1005 N 8th St | Loup City | NE | 68853-8215 | Sherman | NE01618 | Scrapped/Junked | 81522 | A0425861 | 2003 | STAT | CHWH - ASME/Fired Water Heater | HWSD - Hot Water Dom/Potable | 2/28/2011
Rose Lane Nursing Home | 1005 N 8th St | Loup City | NE | 68853-8215 | Sherman | NE05757 | Scrapped/Junked | 29201 | AJH503291 | 1997 | WEBJ | COBL - Coil Type Boiler | HWSD - Hot Water Dom/Potable | 7/31/2019
Rose Lane Nursing Home | 1005 N 8th St | Loup City | NE | 68853-8215 | Sherman | NE05876 | Scrapped/Junked | 43111 | S784 | 1998 | AO SMITH | CHWH - ASME/Fired Water Heater | HWSD - Hot Water Dom/Potable | 1/31/2004
Rose Lane Nursing Home | 1005 N 8th St | Loup City | NE | 68853-8215 | Sherman | NE19829 | Scrapped/Junked | 153469 | 1048M000826 | 2010 | AO SMITH | CHWH - ASME/Fired Water Heater | HWSD - Hot Water Dom/Potable | 2/28/2016
Rose Lane Nursing Home | 1005 N 8th St | Loup City | NE | 68853-8215 | Sherman | NE25861 | Scrapped/Junked | 201455 | 1508M001280 | 2015 | STAT | CHWH - ASME/Fired Water Heater | HWSD - Hot Water Dom/Potable | 7/31/2022
Rose Lane Nursing Home | 1005 N 8th St | Loup City | NE | 68853-8215 | Sherman | NE27796 | Active | 427766 | 071827104 | 2018 | CAMUS | WT - Water Tube Boiler | HWSD - Hot Water Dom/Potable | 7/31/2025
Rose Lane Nursing Home | 1005 N 8th St | Loup City | NE | 68853-8215 | Sherman | NE41325 | Active | 164057 | 164057 | 2021 | AO SMITH | CHWH - ASME/Fired Water Heater | HWSD - Hot Water Dom/Potable | 7/31/2025
Midland University | 1005 N Clarkson St | Fremont | NE | 68025-4255 | Dodge | NE33500 | Active | Unk | 89181 | 1950 | Fitzgibbons | FT - Firetube Boiler | STHT - Steam-Heat | 9/30/2026
City of Lincoln, Nebraska Senior Center | 1005 O St | Lincoln | NE | 68508-3611 | Lancaster | NE01412 | Scrapped/Junked | 26392 | 66899 | 1989 | Bryan | ELBL - Electric Boiler | HWHT - Hot Water Heat | 11/30/2024
DOWNTOWN SENIOR CENTER | 1005 O St | Lincoln | NE | 68508-3611 | LANCASTER | NE04878 | Scrapped/Junked | 136437 |  | 1989 | GROEN/DIV OF DOVER IND | COOK - Fired Cooker | COOK - Cooker/Kettle | 8/31/1999
Regency One | 10050 Regency Cir | Omaha | NE | 68114-3704 | Douglas | NE24713 | Scrapped/Junked | 6985 | 91-2871 | 1991 | Aldrich | FTVT - Firetube Vertical TB | HWHT - Hot Water Heat | 10/31/2019
Regency One | 10050 Regency Cir | Omaha | NE | 68114-3704 | Douglas | NE24714 | Scrapped/Junked | 6986 | 91-2871 | 1991 | Aldrich | FTVT - Firetube Vertical TB | HWHT - Hot Water Heat | 10/31/2019
Regency One | 10050 Regency Cir | Omaha | NE | 68114-3704 | Douglas | NE28839 | Active | 9317 | 19-HE078962719 | 2019 | Riello | WT - Water Tube Boiler | HWHT - Hot Water Heat | 4/30/2026
Regency One | 10050 Regency Cir | Omaha | NE | 68114-3704 | Douglas | NE28840 | Active | 9320 | 19-HE078992719 | 2019 | Riello | WT - Water Tube Boiler | HWHT - Hot Water Heat | 4/30/2026
Regency One | 10050 Regency Cir | Omaha | NE | 68114-3704 | Douglas | NE28841 | Active | 9309 | 19-HE078882719 | 2019 | Riello | WT - Water Tube Boiler | HWHT - Hot Water Heat | 4/30/2026
Regency One | 10050 Regency Cir | Omaha | NE | 68114-3704 | Douglas | NE28842 | Active | 9305 | 19-HE078842719 | 2019 | Riello | WT - Water Tube Boiler | HWHT - Hot Water Heat | 4/30/2026
Regency One | 10050 Regency Cir | Omaha | NE | 68114-3704 | Douglas | NE28843 | Active | 9517 | 19-HE0808962919 | 2019 | Riello | WT - Water Tube Boiler | HWHT - Hot Water Heat | 4/30/2026
Regency One | 10050 Regency Cir | Omaha | NE | 68114-3704 | Douglas | NE28844 | Active | 9518 | 19-HE0808972919 | 2019 | Riello | WT - Water Tube Boiler | HWHT - Hot Water Heat | 4/30/2026
Regency One | 10050 Regency Cir | Omaha | NE | 68114-3704 | Douglas | NE28845 | Active | 9523 | 19-HE081022919 | 2019 | Riello | WT - Water Tube Boiler | HWHT - Hot Water Heat | 4/30/2026
Regency One | 10050 Regency Cir | Omaha | NE | 68114-3704 | Douglas | NE28846 | Active | 9522 | 19-HE081022919 | 2019 | Riello | WT - Water Tube Boiler | HWHT - Hot Water Heat | 4/30/2026
Accura Healthcare | 1006 M St | Franklin | NE | 68939-1119 | Franklin | NE02336 | Inactive | n/a | GB300-2004-58 | 2004 | H B Smith | CI - Cast Iron | HWDP - Hotwater Heat & Dom Supply | 4/30/2022
Accura Healthcare | 1006 M St | Franklin | NE | 68939-1119 | Franklin | NE14964 | Out of Service | na | M-5003 | 1963 | KEWA | FTFB - Firetube-Firebox Boiler | HWHT - Hot Water Heat | 5/31/2010
Accura Healthcare | 1006 M St | Franklin | NE | 68939-1119 | Franklin | NE14965 | Scrapped/Junked |  | M-5009 | 1963 | KEWANEE | FTFB - Firetube-Firebox Boiler | HWHT - Hot Water Heat | 6/30/2004
Accura Healthcare | 1006 M St | Franklin | NE | 68939-1119 | Franklin | NE41378 | Active | 548147 | N1220600095 | 2022 | Sermeta | COBL - Coil Type Boiler | HWDP - Hotwater Heat & Dom Supply | 11/30/2026
Nebraska Methodist Health Regency | 10060 Regency Cir | Omaha | NE | 68114-3732 | Douglas | NE15408 | Scrapped/Junked | 10044 | 11416 | 1973 | DRYOMATIC | ELBL - Electric Boiler | 0020 - Supp to Sterlizer/Autoclave | 9/30/2002
Nebraska Methodist Health Regency | 10060 Regency Cir | Omaha | NE | 68114-3732 | Douglas | NE15449 | Exempt 1999 LB-66 |  | MF870096744860 | 1987 | AO SMITH | AHWH - ANSI/Fired Water Htr | HWSD - Hot Water Dom/Potable | 6/30/1999
Nebraska Methodist Health Regency | 10060 Regency Cir | Omaha | NE | 68114-3732 | Douglas | NE15490 | Active | 33267 | 73796-930045 | 1993 | BRYA | WT - Water Tube Boiler | HWHT - Hot Water Heat | 9/30/2026
Nebraska Methodist Health Regency | 10060 Regency Cir | Omaha | NE | 68114-3732 | Douglas | NE15491 | Active | 33265 | 73794-930045 | 1993 | BRYA | WT - Water Tube Boiler | HWHT - Hot Water Heat | 9/30/2026
Brown Sheep Co Inc | 100662 County Road 16 | Mitchell | NE | 69357-2136 | Scotts Bluff | NE04499 | Scrapped/Junked | 13908 |  | 1965 | Cleaver & Brooks |  | PROC - Process Steam | 5/31/2002
Brown Sheep Co Inc | 100662 County Road 16 | Mitchell | NE | 69357-2136 | Scotts Bluff | NE09992 | Inactive | 6801 | 51164939 | 2002 | Cleaver & Brooks | FT - Firetube Boiler | PROC - Process Steam | 5/31/2011
Brown Sheep Co Inc | 100662 County Road 16 | Mitchell | NE | 69357-2136 | Scotts Bluff | NE12695 | Active | 10666 | 10657-01 | 2007 | Johnson Boiler Co. | FTSM - FTS Marine Dry Back | PROC - Process Steam | 4/30/2026
Stanton High School | 1007 Kingwood St | Stanton | NE | 68779-2267 | Stanton | NE18540 | Active | 8270 | 95-E4893 | 1995 | ALES | FTVT - Firetube Vertical TB | HWHT - Hot Water Heat | 7/31/2025
Stanton High School | 1007 Kingwood St | Stanton | NE | 68779-2267 | Stanton | NE18541 | Active | 8272 | 95-E4895 | 1995 | ALES | FTVT - Firetube Vertical TB | HWHT - Hot Water Heat | 7/31/2025
Stanton High School | 1007 Kingwood St | Stanton | NE | 68779-2267 | Stanton | NE18542 | Active | 8269 | 95-E4892 | 1995 | ALES | FTVT - Firetube Vertical TB | HWHT - Hot Water Heat | 7/31/2025
Stanton High School | 1007 Kingwood St | Stanton | NE | 68779-2267 | Stanton | NE22527 | Scrapped/Junked | 60883 | 1092D01346 | 1992 | RHEEM | CHWH - ASME/Fired Water Heater | HWSD - Hot Water Dom/Potable | 7/31/2015
Stanton High School | 1007 Kingwood St | Stanton | NE | 68779-2267 | Stanton | NE25658 | Active | 108190 | 123190 | 2014 | Bradford White | CHWH - ASME/Fired Water Heater | HWSD - Hot Water Dom/Potable | 7/31/2025
Stanton High School | 1007 Kingwood St | Stanton | NE | 68779-2267 | Stanton | NE25659 | Active | 296247 | G14296247 | 2014 | Laars | WTSS - Watertube SS Steel | HWSD - Hot Water Dom/Potable | 7/31/2025
Stanton High School | 1007 Kingwood St | Stanton | NE | 68779-2267 | Stanton | NE25660 | Active | 296267 | G14296267 | 2014 | Laars | WTSS - Watertube SS Steel | HWSD - Hot Water Dom/Potable | 7/31/2025
Stanton High School | 1007 Kingwood St | Stanton | NE | 68779-2267 | Stanton | NE34286 | Scrapped/Junked | N/A | 9562 | 1951 | NATR | FTFB - Firetube-Firebox Boiler | STHT - Steam-Heat | 7/31/2015
Pet IQ | 10077 S 134th St | Omaha | NE | 68138-3710 | Sarpy | NE21468 | Active | 11104 | 11104 | 1990 | Superior Boiler Works | FTSM - FTS Marine Dry Back | PROC - Process Steam | 4/30/2026
Pet IQ | 10077 S 134th St | Omaha | NE | 68138-3710 | Sarpy | NE21492 | Active | 505 | 40234 | 2012 | Electro-Steam | ELBL - Electric Boiler | PROC - Process Steam | 4/30/2026
Pet IQ | 10077 S 134th St | Omaha | NE | 68138-3710 | Sarpy | NE22585 | Out of Service | 28996 | 28996 | 2008 | Electro-Steam | ELBL - Electric Boiler | PROC - Process Steam | 4/30/2015
Rivers Edge Country Club | 1008 W 18th St | North Platte | NE | 69101-2225 | Lincoln | NE00211 | Scrapped/Junked | 34367 |  | 1978 | PVI INDUSTRIES | CHWH - ASME/Fired Water Heater | HWSD - Hot Water Dom/Potable | 5/31/2002
Rivers Edge Country Club | 1008 W 18th St | North Platte | NE | 69101-2225 | Lincoln | NE00212 | Scrapped/Junked | 32204 | C933546 | 1993 | Loch | CPFT - Horiz Cpr Fin Boiler | OPHT - Outdoor Pool Heater | 8/31/2010
Rivers Edge Country Club | 1008 W 18th St | North Platte | NE | 69101-2225 | Lincoln | NE09856 | Scrapped/Junked | 65126 | 65126 | 2001 | AO Smith | CHWH - ASME/Fired Water Heater | HWSD - Hot Water Dom/Potable | 8/31/2023
Rivers Edge Country Club | 1008 W 18th St | North Platte | NE | 69101-2225 | Lincoln | NE09867 | Scrapped/Junked | 64596 | 64596 | 2001 | AO Smith | CHWH - ASME/Fired Water Heater | HWSD - Hot Water Dom/Potable | 8/31/2022
Rivers Edge Country Club | 1008 W 18th St | North Platte | NE | 69101-2225 | Lincoln | NE18758 | Scrapped/Junked | 309698 | 100530968 | 2010 | Raypak | CPPH - Ansi Cpr Fin Pool Heater | OPHT - Outdoor Pool Heater | 8/31/2014
Rivers Edge Country Club | 1008 W 18th St | North Platte | NE | 69101-2225 | Lincoln | NE41115 | Scrapped/Junked | 417644 | 1603417644 | 2016 | Raypak | CPPH - Ansi Cpr Fin Pool Heater | OPHT - Outdoor Pool Heater | 8/31/2024
Old Market Lofts | 1009 Jones St | Omaha | NE | 68102-2913 | Douglas | NE00563 | Active | n/a | 64100074 | 1999 | Burnham | WT - Water Tube Boiler | HWHT - Hot Water Heat | 3/31/2026
WR Reserve | 1009 W M St | Hastings | NE | 68901-7234 | ADAMS | NE15422 | Active | 523 | L-88363 | 1990 | Cleaver Brooks | FTSM - FTS Marine Dry Back | PROC - Process Steam | 4/30/2026
WR Reserve | 1009 W M St | Hastings | NE | 68901-7234 | ADAMS | NE17470 | Inactive | 26511 |  | 1975 | KEWANEE | FT - Firetube Boiler | STHT - Steam-Heat | 6/30/1998
WR Reserve | 1009 W M St | Hastings | NE | 68901-7234 | ADAMS | NE20484 | Out of Service | 4435 | 4435 | 1974 | William-Davis | FTSM - FTS Marine Dry Back | PROC - Process Steam | 6/30/2007
WR Reserve | 1009 W M St | Hastings | NE | 68901-7234 | ADAMS | NE25377 | Scrapped/Junked | 65019 | L-83908 | 1987 | Cleaver Brooks | FT - Firetube Boiler | PROC - Process Steam | 12/31/2019
WR Reserve | 1009 W M St | Hastings | NE | 68901-7234 | ADAMS | NE41379 | Active | 25308 | S3000-150-120 | 2022 | Hurst | FT - Firetube Boiler | PROC - Process Steam | 12/31/2026
B & B Properties | 1009 William St | Omaha | NE | 68108-3651 | Douglas | NE12828 | Scrapped/Junked | NA | 211A-61710191 | 1991 | Peerless | CI - Cast Iron | STHT - Steam-Heat | 2/28/2021
B & B Properties | 1009 William St | Omaha | NE | 68108-3651 | Douglas | NE41712 | Active | n/a | 802507-202108 | 2022 | Peerless | CI - Cast Iron | STHT - Steam-Heat | 2/28/2026
Abie's Place | 101 Ash St | Abie | NE | 68001 | Butler | NE11340 | Inactive | N/A | 64788088 | 2005 | Unknown | CI - Cast Iron | HWHT - Hot Water Heat | 3/31/2018
Abie School District #25 | 101 Ash Street | Abie | NE | 68001 | Butler | NE30348 | Scrapped/Junked |  | 75-3532 | 1968 | Peerless | CI - Cast Iron | HWHT - Hot Water Heat | 12/31/2005
Loomis Public School | 101 Bryan St | Loomis | NE | 68958-1806 | Phelps | NE07663 | Scrapped/Junked | 08841 | H0508841 | 2005 | AOSM | COBL - Coil Type Boiler | HWSD - Hot Water Dom/Potable | 12/31/2012
Loomis Public School | 101 Bryan St | Loomis | NE | 68958-1806 | Phelps | NE19140 | Scrapped/Junked | 22875 | 890A94 | 1994 | AO SMITH | COBL - Coil Type Boiler | HWSD - Hot Water Dom/Potable | 1/31/2006
Loomis Public School | 101 Bryan St | Loomis | NE | 68958-1806 | Phelps | NE20981 | Scrapped/Junked | N/A | 909-08-0219 | 2008 | Aerco | CALU - Cast Aluminum | HWHT - Hot Water Heat | 12/31/2025
Loomis Public School | 101 Bryan St | Loomis | NE | 68958-1806 | Phelps | NE20982 | Out of Service | N/A | 909-08-0217 | 2008 | Aerco | CALU - Cast Aluminum | HWHT - Hot Water Heat | 12/31/2024
Loomis Public School | 101 Bryan St | Loomis | NE | 68958-1806 | Phelps | NE32363 | Scrapped/Junked |  | 1BJ1 | 1970 | AMST | CI - Cast Iron | STHT - Steam-Heat | 1/31/2008
Loomis Public School | 101 Bryan St | Loomis | NE | 68958-1806 | Phelps | NE43342 | Active | 585706 | N1.23.10.00032 | 2023 | Lochinvar | FTSS - Firetube Stainless Steel | HWHT - Hot Water Heat | 4/30/2026
Loomis Public School | 101 Bryan St | Loomis | NE | 68958-1806 | Phelps | NE43343 | Active | 583664 | N1.23.10.00111 | 2023 | Lochinvar | FTSS - Firetube Stainless Steel | HWHT - Hot Water Heat | 4/30/2026
FONTENELLE HILL COUNTRY | 101 COUNTRY CLUB CT | BELLEVUE | NE | 68105 | SARPY | NE00196 | Scrapped/Junked |  | 1269-73075 | 1969 | RHEEM GLASS | AHWH - ANSI/Fired Water Htr | HWSD - Hot Water Dom/Potable | 5/31/2001
Alliance City Pool | 101 E 18th St | Alliance | NE | 69301-4451 | Box Butte | NE09232 | Active | 78510 | MO3400016 | 2003 | STAT | CHWH - ASME/Fired Water Heater | HWSD - Hot Water Dom/Potable | 7/31/2025
Alliance City Pool | 101 E 18th St | Alliance | NE | 69301-4451 | Box Butte | NE09233 | Active | 78512 | MO3400018 | 2003 | STAT | CHWH - ASME/Fired Water Heater | HWSD - Hot Water Dom/Potable | 7/31/2025
Alliance City Pool | 101 E 18th St | Alliance | NE | 69301-4451 | Box Butte | NE09234 | Scrapped/Junked | 215626 | 0312215626 | 2003 | Raypak | WT - Water Tube Boiler | HWHT - Hot Water Heat | 7/31/2025
Alliance City Pool | 101 E 18th St | Alliance | NE | 69301-4451 | Box Butte | NE40611 | Scrapped/Junked | 55841 |  | 1995 | TELEDYNE LAARS | CPFT - Horiz Cpr Fin Boiler | OPHT - Outdoor Pool Heater | 7/31/2004
Alliance City Pool | 101 E 18th St | Alliance | NE | 69301-4451 | Box Butte | NE40612 | Scrapped/Junked | 55840 |  | 1995 | TELEDYNE LAARS | CPFT - Horiz Cpr Fin Boiler | OPHT - Outdoor Pool Heater | 7/31/2004
Alliance City Pool | 101 E 18th St | Alliance | NE | 69301-4451 | Box Butte | NE43810 | Active | 561005 | 2323561005 | 2023 | Raypak | CPPH - Ansi Cpr Fin Pool Heater | OPHT - Outdoor Pool Heater | 7/31/2025
DAVE SIMS | 101 E 25th St | Kearney | NE | 68847-4508 | BUFFALO | NE40697 | Exempt 1999 LB-66 |  | 84-8-000530 | 1984 | PALOMA | COWH - Coil Type Water Heater | HWSP - Hot Water Non Potable Supply | 8/31/2000
DAVE SIMS | 101 E 25th St | Kearney | NE | 68847-4508 | BUFFALO | NE40698 | Exempt 1999 LB-66 |  | 84-8-000531 | 1984 | PALOMA | AHWH - ANSI/Fired Water Htr | HWSP - Hot Water Non Potable Supply | 8/31/2000
DAVE SIMS | 101 E 25th St | Kearney | NE | 68847-4508 | BUFFALO | NE40699 | Exempt 1999 LB-66 |  | 84-8-000532 | 1984 | PALOMA | AHWH - ANSI/Fired Water Htr | HWSP - Hot Water Non Potable Supply | 8/31/2000
CHICAGO STYLE PIZZA | 101 E 5TH ST | SOUTH SIOUX CITY | NE | 68776 | DAKOTA | NE23001 | Scrapped/Junked |  | 0409072 | 1995 | AO SMITH | AHWH - ANSI/Fired Water Htr | HWSD - Hot Water Dom/Potable | 3/31/2002
WALMART #350 | 101 E David Dr | York | NE | 68467-9459 | YORK | NE06045 | Exempt | 56544 | 56544 | 2004 | STANDARD REFRIGERATION | HTNK - Horizontal UFPV | REFR - Refrigerant Storage/Supp | 3/31/2007
WALMART #350 | 101 E David Dr | York | NE | 68467-9459 | YORK | NE06046 | Exempt | 56540 | 56540 | 2004 | STANDARD REFRIGERATION | HTNK - Horizontal UFPV | REFR - Refrigerant Storage/Supp | 3/31/2007
WALMART #350 | 101 E David Dr | York | NE | 68467-9459 | YORK | NE06047 | Exempt | 56498 | 56498 | 2004 | STANDARD REFRIGERATION | HTNK - Horizontal UFPV | REFR - Refrigerant Storage/Supp | 3/31/2007
Paulsen Inc. - McCook Plant | 101 E RR service road | McCook | NE | 69001-0422 | Red Willow | NE05040 | Inactive | 19610 | 19610 | 1993 | A. O. Smith | CHWH - ASME/Fired Water Heater | HWSP - Hot Water Non Potable Supply | 12/31/2015
Paulsen Inc. - McCook Plant | 101 E RR service road | McCook | NE | 69001-0422 | Red Willow | NE130112 | Inactive | NB130112 |  | 1977 | Buckeye |  |  | 12/11/2002
Paulsen Inc. - McCook Plant | 101 E RR service road | McCook | NE | 69001-0422 | Red Willow | NE26892 | Scrapped/Junked | 45541 | 1544M003106 | 2015 | A. O. Smith | CHWH - ASME/Fired Water Heater | HWSP - Hot Water Non Potable Supply | 5/31/2023
Paulsen Inc. - McCook Plant | 101 E RR service road | McCook | NE | 69001-0422 | Red Willow | NE43109 | Active | 5820 | 22-5820 | 2022 | SIOUX | FTHT - Firetube Horizontal | HWHP - Hot Water Heat & Nonpotable | 11/30/2024
Keya Paha Co High School | 101 Football Ave | Springview | NE | 68778 | Keya Paha | NE17573 | Scrapped/Junked | N/A | 75707-0014 | 2007 | Aerco | CALU - Cast Aluminum | HWHT - Hot Water Heat | 7/31/2015
Keya Paha Co High School | 101 Football Ave | Springview | NE | 68778 | Keya Paha | NE17574 | Scrapped/Junked | N/A | 75707-0007 | 2007 | Aerco | CALU - Cast Aluminum | HWHT - Hot Water Heat | 7/31/2015
Keya Paha Co High School | 101 Football Ave | Springview | NE | 68778 | Keya Paha | NE25894 | Active | 19506 | 15F 7414 | 2015 | Aldrich | FT - Firetube Boiler | HWHT - Hot Water Heat | 11/30/2026
Keya Paha Co High School | 101 Football Ave | Springview | NE | 68778 | Keya Paha | NE25895 | Active | 19507 | 15F 7415 | 2015 | Aldrich | FT - Firetube Boiler | HWHT - Hot Water Heat | 11/30/2026
Keya Paha Co High School | 101 Football Ave | Springview | NE | 68778 | Keya Paha | NE31389 | Scrapped/Junked |  | 1BNJ3 | 1964 | AMST | CI - Cast Iron | HWHT - Hot Water Heat | 7/31/2008
Keya Paha Co High School | 101 Football Ave | Springview | NE | 68778 | Keya Paha | NE34840 | Scrapped/Junked | n/a | 535513 | 1964 | DAYN | AHWH - ANSI/Fired Water Htr | HWSD - Hot Water Dom/Potable | 11/30/2017
Keya Paha Co High School | 101 Football Ave | Springview | NE | 68778 | Keya Paha | NE34846 | Scrapped/Junked | n/a | 535509 | 1964 | DAYN | AHWH - ANSI/Fired Water Htr | HWSD - Hot Water Dom/Potable | 11/30/2017
Keya Paha Co High School | 101 Football Ave | Springview | NE | 68778 | Keya Paha | NE34847 | Scrapped/Junked | n/a | 535510 | 1965 | DAYN | AHWH - ANSI/Fired Water Htr | HWSD - Hot Water Dom/Potable | 11/30/2017
CLEARWATER PUBLIC SCHOOL | 101 IOWA ST | CLEARWATER | NE | 68726 | ANTELOPE | NE33660 | Inactive |  |  | 1931 | KEWANEE | FT - Firetube Boiler | STHT - Steam-Heat | 7/31/1988
CLEARWATER PUBLIC SCHOOL | 101 IOWA ST | CLEARWATER | NE | 68726 | ANTELOPE | NE33844 | Inactive |  | N3100 | 1966 | KEWANEE | FT - Firetube Boiler | STHT - Steam-Heat | 8/31/2006
CLEARWATER PUBLIC SCHOOL | 101 IOWA ST | CLEARWATER | NE | 68726 | ANTELOPE | NE37047 | Exempt 1999 LB-66 |  |  | 1975 | G AND S | AHWH - ANSI/Fired Water Htr | HWSD - Hot Water Dom/Potable | 8/31/2000
CLEARWATER PUBLIC SCHOOL | 101 IOWA ST | CLEARWATER | NE | 68726 | ANTELOPE | NE37048 | Exempt 1999 LB-66 |  |  | 1975 | G AND S | AHWH - ANSI/Fired Water Htr | HWSD - Hot Water Dom/Potable | 8/31/2000
CLINTON PUBLIC SCHOOL | 101 Love St | Gordon | NE | 69343-5550 | SHERIDAN | NE30142 | Inactive | 19184 | 19184 | 1940 | KEWANEE | FT - Firetube Boiler | STHT - Steam-Heat | 3/31/2008
COMFORT INN | 101 MAIN ST | VALENTINE | NE | 69201 | CHERRY | NE30948 | Exempt 1999 LB-66 |  | MC95-0420474931 | 1995 | AO SMITH | AHWH - ANSI/Fired Water Htr | HWSD - Hot Water Dom/Potable | 3/31/2000
COMFORT INN | 101 MAIN ST | VALENTINE | NE | 69201 | CHERRY | NE30949 | Exempt 1999 LB-66 |  | MC95-0420472931 | 1995 | AO SMITH | AHWH - ANSI/Fired Water Htr | HWSD - Hot Water Dom/Potable | 3/31/2000
COMFORT INN | 101 MAIN ST | VALENTINE | NE | 69201 | CHERRY | NE30950 | Exempt |  | F94PL1756 | 1994 | TELEDYNE LAARS | WT - Water Tube Boiler | IPHT - Indoor Pool Heater | 3/31/2000
PRIVATE RESIDENCE | 101 N 39th St | Omaha | NE | 68131-2306 | Douglas | NE06173 | Exempt |  | MI-200785-0899 | 2000 | PEERLESS HEATER COMPANY |  | HWHT - Hot Water Heat | 7/31/2006
Elgin Psd Gym | 101 N 4th St | Elgin | NE | 68636-4471 | Antelope | NE21524 | Exempt 1999 LB-66 |  | GL85-2004 | 1985 | RUUD | AHWH - ANSI/Fired Water Htr | HWSD - Hot Water Dom/Potable | 7/31/2000
Elgin Psd Gym | 101 N 4th St | Elgin | NE | 68636-4471 | Antelope | NE31282 | Scrapped/Junked | 10352 | n/a | 1973 | Ruud-Rheem | CHWH - ASME/Fired Water Heater | HWSD - Hot Water Dom/Potable | 3/31/2015
Elgin Psd Gym | 101 N 4th St | Elgin | NE | 68636-4471 | Antelope | NE32881 | Scrapped/Junked | 10087 | 10301 | 1973 | Ruud-Rheem | CHWH - ASME/Fired Water Heater | HWSD - Hot Water Dom/Potable | 3/31/2015
Elgin Public School | 101 N 4th St | Elgin | NE | 68636-4471 | Antelope | NE16530 | Scrapped/Junked | n/a | 211A-6015-1190 | 1987 | Peerless | CI - Cast Iron | STHT - Steam-Heat | 3/31/2013
Elgin Public School | 101 N 4th St | Elgin | NE | 68636-4471 | Antelope | NE24549 | Active | 254483 | C13H10254483 | 2013 | Lochinvar | WTSS - Watertube SS Steel | HWHT - Hot Water Heat | 3/31/2026
Elgin Public School | 101 N 4th St | Elgin | NE | 68636-4471 | Antelope | NE24550 | Active | 252438 | C13H10252438 | 2013 | Lochinvar | WTSS - Watertube SS Steel | HWHT - Hot Water Heat | 3/31/2026
Elgin Public School | 101 N 4th St | Elgin | NE | 68636-4471 | Antelope | NE24551 | Active | 228421 | C13H10228421 | 2013 | Lochinvar | WTSS - Watertube SS Steel | HWHT - Hot Water Heat | 3/31/2026
Elgin Public School | 101 N 4th St | Elgin | NE | 68636-4471 | Antelope | NE24552 | Active | 251746 | C13H10251746 | 2013 | Lochinvar | WTSS - Watertube SS Steel | HWHT - Hot Water Heat | 3/31/2026
Elgin Public School | 101 N 4th St | Elgin | NE | 68636-4471 | Antelope | NE32347 | Inactive |  | 51643 | 1924 | KEWANEE | FT - Firetube Boiler | HWHT - Hot Water Heat | 7/31/1988
LAUNDROMAT CORNER | 101 N Elm St | Gordon | NE | 69343-1432 | SHERIDAN | NE05981 | Scrapped/Junked | 60232 |  | 1977 | AO SMITH | COBL - Coil Type Boiler | HWSP - Hot Water Non Potable Supply | 4/30/2008
MICHEAL LOFTUS | 101 N Happy Hollow Blvd | Omaha | NE | 68132-2101 | Douglas | NE37738 | Exempt |  |  | 1930 | CAPITOL |  | HWHT - Hot Water Heat | 9/30/2000
Callaway Public School | 101 N Needham St | Callaway | NE | 68825-5202 | Custer | NE22445 | Scrapped/Junked | 58099 |  | 2000 | AOSM | COBL - Coil Type Boiler | HWSD - Hot Water Dom/Potable | 11/30/2008
Callaway Public School | 101 N Needham St | Callaway | NE | 68825-5202 | Custer | NE22853 | Scrapped/Junked | 293496 | 0902-293496 | 2009 | Raypak | CHWH - ASME/Fired Water Heater | HWSD - Hot Water Dom/Potable | 11/30/2022
Callaway Public School | 101 N Needham St | Callaway | NE | 68825-5202 | Custer | NE30251 | Scrapped/Junked | n/a | K7500 | 1958 | Kewanee | FT - Firetube Boiler | STHT - Steam-Heat | 11/30/2021
Callaway Public School | 101 N Needham St | Callaway | NE | 68825-5202 | Custer | NE30252 | Scrapped/Junked | n/a | K7501 | 1958 | Kewanee | FT - Firetube Boiler | STHT - Steam-Heat | 11/30/2022
Callaway Public School | 101 N Needham St | Callaway | NE | 68825-5202 | Custer | NE41380 | Active | 14679 | 20-HE132914920 | 2020 | Riello | COBL - Coil Type Boiler | HWHT - Hot Water Heat | 11/30/2026
Callaway Public School | 101 N Needham St | Callaway | NE | 68825-5202 | Custer | NE41381 | Active | 14686 | 20-HE132985020 | 2020 | Riello | COBL - Coil Type Boiler | HWHT - Hot Water Heat | 11/30/2026
Callaway Public School | 101 N Needham St | Callaway | NE | 68825-5202 | Custer | NE41382 | Active | 14684 | 20-HE132965020 | 2020 | Riello | COBL - Coil Type Boiler | HWHT - Hot Water Heat | 11/30/2026
Callaway Public School | 101 N Needham St | Callaway | NE | 68825-5202 | Custer | NE41383 | Active | 14689 | 20HE133015020 | 2020 | Riello | COBL - Coil Type Boiler | HWHT - Hot Water Heat | 11/30/2026
Callaway Public School | 101 N Needham St | Callaway | NE | 68825-5202 | Custer | NE41384 | Active | 14622 | 20HE32344920 | 2020 | Riello | COBL - Coil Type Boiler | HWHT - Hot Water Heat | 11/30/2026
Callaway Public School | 101 N Needham St | Callaway | NE | 68825-5202 | Custer | NE41385 | Active | 14683 | 20HE132955020 | 2020 | Riello | COBL - Coil Type Boiler | HWHT - Hot Water Heat | 11/30/2026
Callaway Public School | 101 N Needham St | Callaway | NE | 68825-5202 | Custer | NE41386 | Active | 14678 | 20HE32904928 | 2020 | Riello | COBL - Coil Type Boiler | HWHT - Hot Water Heat | 11/30/2026
Callaway Public School | 101 N Needham St | Callaway | NE | 68825-5202 | Custer | NE41387 | Active | 14685 | 20HE132975020 | 2020 | Riello | COBL - Coil Type Boiler | HWHT - Hot Water Heat | 11/30/2026
CALLAWAY PUBLIC SCHOOL | 101 NEEDHAM AVE | CALLAWAY | NE | 68825 | CUSTER | NE03906 | Scrapped/Junked |  |  | 1974 | BOCK | AHWH - ANSI/Fired Water Htr | HWSD - Hot Water Dom/Potable | 7/31/2000
Courtyard Omaha Downtown | 101 S 10th St | Omaha | NE | 68102-1104 | Douglas | NE01455 | Inactive | 83341 |  | 1998 | Lochinvar | CPFT - Horiz Cpr Fin Boiler | HWSD - Hot Water Dom/Potable | 4/30/2007
Courtyard Omaha Downtown | 101 S 10th St | Omaha | NE | 68102-1104 | Douglas | NE01456 | Scrapped/Junked | 83523 | B98 5726 | 1998 | Lochinvar | CPFT - Horiz Cpr Fin Boiler | HWSD - Hot Water Dom/Potable | 4/30/2017
Courtyard Omaha Downtown | 101 S 10th St | Omaha | NE | 68102-1104 | Douglas | NE01457 | Scrapped/Junked | 83342 | B98 5728 | 1998 | Lochinvar | CPFT - Horiz Cpr Fin Boiler | HWSD - Hot Water Dom/Potable | 4/30/2017
Courtyard Omaha Downtown | 101 S 10th St | Omaha | NE | 68102-1104 | Douglas | NE01458 | Active | 9583 | 98E-6893 | 1998 | Aldrich | FTVT - Firetube Vertical TB | HWHT - Hot Water Heat | 4/30/2026
Courtyard Omaha Downtown | 101 S 10th St | Omaha | NE | 68102-1104 | Douglas | NE01459 | Active | 9582 | 98E-6892 | 1998 | Aldrich | FTVT - Firetube Vertical TB | HWHT - Hot Water Heat | 4/30/2026
Courtyard Omaha Downtown | 101 S 10th St | Omaha | NE | 68102-1104 | Douglas | NE26647 | Active | 373744 | SND1160800020 | 2016 | Lochinvar | WT - Water Tube Boiler | HWSD - Hot Water Dom/Potable | 4/30/2026
Courtyard Omaha Downtown | 101 S 10th St | Omaha | NE | 68102-1104 | Douglas | NE26648 | Active | 353429 | 1153000460 | 2016 | Lochinvar | WT - Water Tube Boiler | HWSD - Hot Water Dom/Potable | 4/30/2026
Newman Grove High School | 101 S 8th St | Newman Grove | NE | 68758-5029 | Madison | NE21274 | Exempt 1999 LB-66 |  | F826-4955 | 1982 | STATE INDUSTRIES | AHWH - ANSI/Fired Water Htr | HWSD - Hot Water Dom/Potable | 12/31/1999
Newman Grove High School | 101 S 8th St | Newman Grove | NE | 68758-5029 | Madison | NE21275 | Active | 9176 | 97-E6224 | 1997 | Aldrich | FTVT - Firetube Vertical TB | GLYC - Glycol Bldg Heat Sys | 3/31/2026
Newman Grove High School | 101 S 8th St | Newman Grove | NE | 68758-5029 | Madison | NE28959 | Active | 345268 | 19345268 | 2019 | Lochinvar | FTVT - Firetube Vertical TB | HWHT - Hot Water Heat | 3/31/2026
Newman Grove High School | 101 S 8th St | Newman Grove | NE | 68758-5029 | Madison | NE28960 | Active | 345555 | 19345555 | 2019 | Lochinvar | FTVT - Firetube Vertical TB | HWHT - Hot Water Heat | 3/31/2026
Newman Grove High School | 101 S 8th St | Newman Grove | NE | 68758-5029 | Madison | NE31963 | Scrapped/Junked | n/a | 1BN-J3 | 1964 | American Radiator | CI - Cast Iron | STHT - Steam-Heat | 3/31/2020
Cedar County Clerk | 101 S Broadway Ave | Hartington | NE | 68739-4618 | Cedar | NE15271 | Scrapped/Junked |  | 0468900033 | 1989 | DUNK | CI - Cast Iron | STHT - Steam-Heat | 4/30/2009
Greeley County Courthouse | 101 S Kildare St | Greeley | NE | 68842-9804 | Greeley | NE20420 | Inactive | n/a | 00000000S-48-10 | 1905 | AMRA | CI - Cast Iron | STHT - Steam-Heat | 2/28/2015
Greeley County Courthouse | 101 S Kildare St | Greeley | NE | 68842-9804 | Greeley | NE25352 | Active | 590580 | n/a | 2014 | Peerless | CI - Cast Iron | HWHT - Hot Water Heat | 10/31/2026
Whitakers Of Mccook | 101 W 2nd St | McCook | NE | 69001-3644 | Red Willow | NE18185 | Inactive |  | 0000001093 | 1994 | PEER | CI - Cast Iron | STHT - Steam-Heat | 1/31/2009
Plainview Manor | 101 W Harper Ave | Plainview | NE | 68769-2037 | Pierce | NE05223 | Scrapped/Junked | N/A | 018065-880 | 1992 | AOSM | CHWH - ASME/Fired Water Heater | HWSD - Hot Water Dom/Potable | 8/31/2013
Plainview Manor | 101 W Harper Ave | Plainview | NE | 68769-2037 | Pierce | NE05248 | Scrapped/Junked | N/A | ME89003410 | 1989 | AOSM | CHWH - ASME/Fired Water Heater | HWSD - Hot Water Dom/Potable | 8/31/2013
Plainview Manor | 101 W Harper Ave | Plainview | NE | 68769-2037 | Pierce | NE25203 | Active | 233989 | I13H10233989 | 2012 | Lochinvar | WTSS - Watertube SS Steel | HWHT - Hot Water Heat | 8/31/2026
Plainview Manor | 101 W Harper Ave | Plainview | NE | 68769-2037 | Pierce | NE25204 | Active | 290613 | 014H10290613 | 2012 | Lochinvar | WTSS - Watertube SS Steel | HWHT - Hot Water Heat | 8/31/2026
Plainview Manor | 101 W Harper Ave | Plainview | NE | 68769-2037 | Pierce | NE34150 | Scrapped/Junked | N/A | N7264 | 1967 | Kewanee | FTFB - Firetube-Firebox Boiler | HWHT - Hot Water Heat | 8/31/2014
Plainview Manor | 101 W Harper Ave | Plainview | NE | 68769-2037 | Pierce | NE34151 | Scrapped/Junked | 168149 |  | 1967 | BOCK | CHWH - ASME/Fired Water Heater | HWSD - Hot Water Dom/Potable | 8/31/1993
Best Western Inn | 1010 3rd Ave | Kearney | NE | 68845-7369 | Buffalo | NE05994 | Inactive | 241901 | H06PF0351 | 2006 | JANDY | COBL - Coil Type Boiler | IPHT - Indoor Pool Heater | 4/30/2008
Best Western Inn | 1010 3rd Ave | Kearney | NE | 68845-7369 | Buffalo | NE06427 | Inactive |  | D03PJ3521 | 2003 | LAARS HEATING SYSTEMS CO | CPPH - Ansi Cpr Fin Pool Heater | OPHT - Outdoor Pool Heater | 1/1/1900
Best Western Inn | 1010 3rd Ave | Kearney | NE | 68845-7369 | Buffalo | NE08349 | Inactive | 82897 | URNG099G93275 | 1999 | RHEEM | CHWH - ASME/Fired Water Heater | HWSD - Hot Water Dom/Potable | 4/30/2014
Best Western Inn | 1010 3rd Ave | Kearney | NE | 68845-7369 | Buffalo | NE10421 | Inactive | 94664 | 1002G03052 | 2002 | RHEEM | CHWH - ASME/Fired Water Heater | HWSD - Hot Water Dom/Potable | 4/30/2014
Best Western Inn | 1010 3rd Ave | Kearney | NE | 68845-7369 | Buffalo | NE10422 | Scrapped/Junked | 92256 | URNG0202G0224 | 2002 | RHEE | CHWH - ASME/Fired Water Heater | HWSD - Hot Water Dom/Potable | 4/30/2010
Best Western Inn | 1010 3rd Ave | Kearney | NE | 68845-7369 | Buffalo | NE13442 | Inactive | 117067 | 117067 | 2008 | RHEEM | CHWH - ASME/Fired Water Heater | HWSD - Hot Water Dom/Potable | 4/30/2014
Best Western Inn | 1010 3rd Ave | Kearney | NE | 68845-7369 | Buffalo | NE15633 | Scrapped/Junked |  | 0000P63975 | 1994 | LAARS HEATING SYSTEMS CO | CPFT - Horiz Cpr Fin Boiler | IPHT - Indoor Pool Heater | 4/30/2004
Best Western Inn | 1010 3rd Ave | Kearney | NE | 68845-7369 | Buffalo | NE15634 | Scrapped/Junked | 63724 | RN0993G00620 | 1993 | RHEEM MANUFACTURING CO | CHWH - ASME/Fired Water Heater | HWSD - Hot Water Dom/Potable | 4/30/2006
Best Western Inn | 1010 3rd Ave | Kearney | NE | 68845-7369 | Buffalo | NE15648 | Scrapped/Junked | 66518 |  | 1994 | RHEEM MANUFACTURING CO | CHWH - ASME/Fired Water Heater | HWSD - Hot Water Dom/Potable | 6/30/2002
Best Western Inn | 1010 3rd Ave | Kearney | NE | 68845-7369 | Buffalo | NE15659 | Scrapped/Junked | 67661 |  | 1994 | RHEEM MANUFACTURING CO | CHWH - ASME/Fired Water Heater | HWSD - Hot Water Dom/Potable | 6/30/2002
Best Western Inn | 1010 3rd Ave | Kearney | NE | 68845-7369 | Buffalo | NE16735 | Inactive |  | 3 | 1983 | Jet | AHWH - ANSI/Fired Water Htr | HWSD - Hot Water Dom/Potable | 6/30/1995
Best Western Inn | 1010 3rd Ave | Kearney | NE | 68845-7369 | Buffalo | NE22338 | Scrapped/Junked | 42931 |  | 1997 | AMERICAN STANDARD | CHWH - ASME/Fired Water Heater | HWSD - Hot Water Dom/Potable | 4/30/2004
Forest Station Elementary | 1010 Childs Rd W | Bellevue | NE | 68147-2638 | Sarpy | NE42887 | Active | 491281 | D1.20.08.00276 | 2020 | Lochinvar | WTSS - Watertube SS Steel | HWHT - Hot Water Heat | 12/31/2027
Forest Station Elementary | 1010 Childs Rd W | Bellevue | NE | 68147-2638 | Sarpy | NE42888 | Active | 491268 | D1.20.08.00263 | 2020 | Lochinvar | WTSS - Watertube SS Steel | HWHT - Hot Water Heat | 12/31/2027
HEMINGFORD CITY POOL | 1010 CUSTER | HEMINGFORD | NE | 69348 | BOX BUTTE | NE00217 | Inactive | 16229 |  | 1979 | TELEDYNE LAARS | CPFT - Horiz Cpr Fin Boiler | OPHT - Outdoor Pool Heater | 5/31/2004
Meadowlark Elementary | 1010 E 53rd St | Kearney | NE | 68847-8599 | Buffalo | NE19794 | Scrapped/Junked | 8088 | 94E4507 | 1994 | ALES | FTVT - Firetube Vertical TB | HWHT - Hot Water Heat | 12/31/2019
Meadowlark Elementary | 1010 E 53rd St | Kearney | NE | 68847-8599 | Buffalo | NE28125 | Active | 98780 | 19.PGT850.142.0001 | 2019 | Lochinvar | FTVT - Firetube Vertical TB | HWHT - Hot Water Heat | 12/31/2026
Vacant building | 1010 E Bismark Rd | Grand Island | NE | 68801-8126 | Hall | NE16527 | Out of Service | 34481 | R2911 | 1980 | Kewanee | FTFB - Firetube-Firebox Boiler | GLYC - Glycol Bldg Heat Sys | 1/31/2021
1 Landmark Centre | 1010 Lincoln Mall | Lincoln | NE | 68508-2818 | Lancaster | NE10380 | Scrapped/Junked | 12037 | 02E-9952 | 2002 | Aldrich | FTVT - Firetube Vertical TB | HWHT - Hot Water Heat | 2/28/2022
1 Landmark Centre | 1010 Lincoln Mall | Lincoln | NE | 68508-2818 | Lancaster | NE10381 | Scrapped/Junked | 12041 | 02E-9956 | 2002 | Aldrich | FTVT - Firetube Vertical TB | HWHT - Hot Water Heat | 2/28/2022
1 Landmark Centre | 1010 Lincoln Mall | Lincoln | NE | 68508-2818 | Lancaster | NE10382 | Scrapped/Junked | 12038 | 02E-9953 | 2002 | Aldrich | FTVT - Firetube Vertical TB | HWHT - Hot Water Heat | 2/28/2022
1 Landmark Centre | 1010 Lincoln Mall | Lincoln | NE | 68508-2818 | Lancaster | NE41435 | Active | 473537 | TI.19.29.00029 | 2019 | Peerless | WTSS - Watertube SS Steel | HWHT - Hot Water Heat | 11/30/2026
1 Landmark Centre | 1010 Lincoln Mall | Lincoln | NE | 68508-2818 | Lancaster | NE41436 | Active | 473538 | TI.19.48.00030 | 2019 | Peerless | WTSS - Watertube SS Steel | HWHT - Hot Water Heat | 11/30/2026
1 Landmark Centre | 1010 Lincoln Mall | Lincoln | NE | 68508-2818 | Lancaster | NE41437 | Active | 485118 | TI.19.48.00005 | 2019 | Peerless | WTSS - Watertube SS Steel | HWHT - Hot Water Heat | 11/30/2026
1 Landmark Centre | 1010 Lincoln Mall | Lincoln | NE | 68508-2818 | Lancaster | NE41438 | Active | 485117 | TI.19.48.00004 | 2019 | Peerless | WTSS - Watertube SS Steel | HWHT - Hot Water Heat | 11/30/2026
Westplex IV | 1010 N 102nd St | Omaha | NE | 68114-2113 | Douglas | NE23944 | Active | 244266 | 12244266 | 2012 | Lochinvar | CPFT - Horiz Cpr Fin Boiler | HWHT - Hot Water Heat | 11/30/2026
Westplex IV | 1010 N 102nd St | Omaha | NE | 68114-2113 | Douglas | NE23945 | Active | 244265 | 12244265 | 2012 | Lochinvar | CPFT - Horiz Cpr Fin Boiler | HWHT - Hot Water Heat | 11/30/2026
Ashland-Greenwood Primary School | 1010 N 17th Ave | Ashland | NE | 68003 | Saunders | NE42077 | Active | 383543 | 22383543 | 2022 | Lochinvar | FTVT - Firetube Vertical TB | GLYC - Glycol Bldg Heat Sys | 12/31/2026
Ashland-Greenwood Primary School | 1010 N 17th Ave | Ashland | NE | 68003 | Saunders | NE42078 | Active | 384113 | 22384113 | 2022 | Lochinvar | FTVT - Firetube Vertical TB | GLYC - Glycol Bldg Heat Sys | 12/31/2026
John A Gentleman Mortuaries | 1010 N 72nd St | Omaha | NE | 68114-3245 | Douglas | NE16466 | Inactive | 41801 |  | 1990 | LATT | FTVT - Firetube Vertical TB | HWSP - Hot Water Non Potable Supply | 6/30/2004
John A Gentleman Mortuaries | 1010 N 72nd St | Omaha | NE | 68114-3245 | Douglas | NE35306 | Active | n/a | G-6010 | 1968 | American Standard | CI - Cast Iron | HWHT - Hot Water Heat | 1/31/2026
Office Building | 1010 N 96th St | Omaha | NE | 68114-2499 | Douglas | NE25610 | Out of Service | 150486 | 9807150486 | 1998 | RAYP | CPFT - Horiz Cpr Fin Boiler | HWHT - Hot Water Heat | 11/30/2012
REGENCY LAKE APTS | 1010 Regency Pkwy | Omaha | NE | 68114-4846 | Douglas | NE15837 | Inactive |  | A8500981 | 1985 | COMFORT ZONE | WT - Water Tube Boiler | HWSD - Hot Water Dom/Potable | 5/31/1999
Pacific Hills V | 1010 S 120th St | Omaha | NE | 68154-4208 | Douglas | NE15214 | Scrapped/Junked | 6295 | 8720521 | 1987 | Rite | WT - Water Tube Boiler | HWHT - Hot Water Heat | 4/30/2025
Pacific Hills V | 1010 S 120th St | Omaha | NE | 68154-4208 | Douglas | NE15215 | Scrapped/Junked | 6296 | 8720522 | 1987 | Rite | WT - Water Tube Boiler | HWHT - Hot Water Heat | 4/30/2025
Pacific Hills V | 1010 S 120th St | Omaha | NE | 68154-4208 | Douglas | NE43510 | Active | 7565 | 24-HE075731524 | 2024 | Riello | WTSS - Watertube SS Steel | HWHT - Hot Water Heat | 6/30/2026
Pacific Hills V | 1010 S 120th St | Omaha | NE | 68154-4208 | Douglas | NE43511 | Active | 7570 | 24-HE075781524 | 2024 | Riello | WTSS - Watertube SS Steel | HWHT - Hot Water Heat | 6/30/2026
Millard North High School | 1010 S 144th St | Omaha | NE | 68154-2801 | Douglas | NE07331 | Scrapped/Junked | 45267 | NA | 2006 | Aerco International | COBL - Coil Type Boiler | HWHT - Hot Water Heat | 8/31/2024
Millard North High School | 1010 S 144th St | Omaha | NE | 68154-2801 | Douglas | NE08635 | Scrapped/Junked | 104782 | 90973 | 2012 | WELBILT | FT - Firetube Boiler | 0021 - Steam Supp Cooker/Kettle | 7/31/2016
Millard North High School | 1010 S 144th St | Omaha | NE | 68154-2801 | Douglas | NE08636 | Scrapped/Junked | 90975 | 90975 | 1999 | WBLT | FT - Firetube Boiler | 0021 - Steam Supp Cooker/Kettle | 8/31/2009
Millard North High School | 1010 S 144th St | Omaha | NE | 68154-2801 | Douglas | NE10539 | Scrapped/Junked | 37830 | G-02-950 | 2002 | Aerco International | FTVT - Firetube Vertical TB | HWHT - Hot Water Heat | 8/31/2024
Millard North High School | 1010 S 144th St | Omaha | NE | 68154-2801 | Douglas | NE12554 | Scrapped/Junked | 99372 | 99372 | 2005 | A O Smith | CHWH - ASME/Fired Water Heater | HWSD - Hot Water Dom/Potable | 8/31/2022
Millard North High School | 1010 S 144th St | Omaha | NE | 68154-2801 | Douglas | NE12555 | Scrapped/Junked | 99315 | 99315 | 2005 | A O Smith | CHWH - ASME/Fired Water Heater | HWSD - Hot Water Dom/Potable | 7/31/2017
Millard North High School | 1010 S 144th St | Omaha | NE | 68154-2801 | Douglas | NE14603 | Scrapped/Junked | 113451 | 113451 | 2009 | Cleveland Range | FT - Firetube Boiler | COOK - Cooker/Kettle | 8/31/2022
Millard North High School | 1010 S 144th St | Omaha | NE | 68154-2801 | Douglas | NE26626 | Scrapped/Junked | 105755 | 105755 | 2012 | Cleveland | FT - Firetube Boiler | COOK - Cooker/Kettle | 8/31/2021
Millard North High School | 1010 S 144th St | Omaha | NE | 68154-2801 | Douglas | NE32313 | Scrapped/Junked | 29395 | P-7017 | 1977 | Kewannee | FTFB - Firetube-Firebox Boiler | STHT - Steam-Heat | 8/31/2003
Millard North High School | 1010 S 144th St | Omaha | NE | 68154-2801 | Douglas | NE32314 | Scrapped/Junked | 29405 | P7016 | 1977 | Kewannee | FTFB - Firetube-Firebox Boiler | STHT - Steam-Heat | 8/31/2003
Millard North High School | 1010 S 144th St | Omaha | NE | 68154-2801 | Douglas | NE32315 | Scrapped/Junked | 13062 |  | 1978 | CLEVELAND RANGE | ELBL - Electric Boiler | 0021 - Steam Supp Cooker/Kettle | 8/31/1999
Millard North High School | 1010 S 144th St | Omaha | NE | 68154-2801 | Douglas | NE32338 | Scrapped/Junked | 34452 | n/a | 1980 | Kewanee | FTFB - Firetube-Firebox Boiler | HWHT - Hot Water Heat | 8/31/2024
Millard North High School | 1010 S 144th St | Omaha | NE | 68154-2801 | Douglas | NE32339 | Scrapped/Junked | 34451 | n/a | 1980 | Kewanee | FTFB - Firetube-Firebox Boiler | HWHT - Hot Water Heat | 8/31/2024
Millard North High School | 1010 S 144th St | Omaha | NE | 68154-2801 | Douglas | NE32340 | Out of Service | 34378 | n/a | 1980 | Kewanee | FTFB - Firetube-Firebox Boiler | HWSD - Hot Water Dom/Potable | 8/31/2017
Millard North High School | 1010 S 144th St | Omaha | NE | 68154-2801 | Douglas | NE42371 | Active | 222330 | 222330 | 2016 | State Industries | CHWH - ASME/Fired Water Heater | HWSD - Hot Water Dom/Potable | 8/31/2026
Millard North High School | 1010 S 144th St | Omaha | NE | 68154-2801 | Douglas | NE42372 | Active | 286053 | 286053 | 2021 | State Industries | CHWH - ASME/Fired Water Heater | HWSD - Hot Water Dom/Potable | 8/31/2026
Millard North High School | 1010 S 144th St | Omaha | NE | 68154-2801 | Douglas | NE43426 | Active | 5906 | 23-HE059144523 | 2023 | Riello | WTSS - Watertube SS Steel | HWHT - Hot Water Heat | 8/31/2026
Millard North High School | 1010 S 144th St | Omaha | NE | 68154-2801 | Douglas | NE43427 | Active | 5909 | 23-HE059174523 | 2023 | Riello | WTSS - Watertube SS Steel | HWHT - Hot Water Heat | 8/31/2026
Millard North High School | 1010 S 144th St | Omaha | NE | 68154-2801 | Douglas | NE43428 | Active | 5905 | 23-HE059134523 | 2023 | Riello | WTSS - Watertube SS Steel | HWHT - Hot Water Heat | 8/31/2026
Millard North High School | 1010 S 144th St | Omaha | NE | 68154-2801 | Douglas | NE43429 | Active | 5953 | 23-HE059614523 | 2023 | Riello | WTSS - Watertube SS Steel | HWHT - Hot Water Heat | 8/31/2026
Millard North High School | 1010 S 144th St | Omaha | NE | 68154-2801 | Douglas | NE43430 | Active | 5908 | 23-HE059164523 | 2023 | Riello | WTSS - Watertube SS Steel | HWHT - Hot Water Heat | 8/31/2026
Millard North High School | 1010 S 144th St | Omaha | NE | 68154-2801 | Douglas | NE43431 | Active | 5878 | 23-HE058864523 | 2023 | Riello | WTSS - Watertube SS Steel | HWHT - Hot Water Heat | 8/31/2026
Millard North High School | 1010 S 144th St | Omaha | NE | 68154-2801 | Douglas | NE43432 | Active | 5910 | 23-HE059184523 | 2023 | Riello | WTSS - Watertube SS Steel | HWHT - Hot Water Heat | 8/31/2026
Millard North High School | 1010 S 144th St | Omaha | NE | 68154-2801 | Douglas | NE43433 | Active | 5954 | 23-HE059624523 | 2023 | Riello | WTSS - Watertube SS Steel | HWHT - Hot Water Heat | 8/31/2026
Millard North High School | 1010 S 144th St | Omaha | NE | 68154-2801 | Douglas | NE43434 | Active | 5931 | 23-HE059394523 | 2023 | Riello | WTSS - Watertube SS Steel | HWHT - Hot Water Heat | 8/31/2026
Millard North High School | 1010 S 144th St | Omaha | NE | 68154-2801 | Douglas | NE43435 | Active | 5929 | 23-HE059374523 | 2023 | Riello | WTSS - Watertube SS Steel | HWHT - Hot Water Heat | 8/31/2026
Millard North High School | 1010 S 144th St | Omaha | NE | 68154-2801 | Douglas | NE43436 | Active | 5938 | 23-HE059464523 | 2023 | Riello | WTSS - Watertube SS Steel | HWHT - Hot Water Heat | 8/31/2026
Millard North High School | 1010 S 144th St | Omaha | NE | 68154-2801 | Douglas | NE43437 | Active | 5932 | 23-HE059404523 | 2023 | Riello | WTSS - Watertube SS Steel | HWHT - Hot Water Heat | 8/31/2026
Millard North High School | 1010 S 144th St | Omaha | NE | 68154-2801 | Douglas | NE43438 | Active | 5922 | 23-HE059304523 | 2023 | Riello | WTSS - Watertube SS Steel | HWHT - Hot Water Heat | 8/31/2026
Millard North High School | 1010 S 144th St | Omaha | NE | 68154-2801 | Douglas | NE43439 | Active | 5924 | 23-HE059324523 | 2023 | Riello | WTSS - Watertube SS Steel | HWHT - Hot Water Heat | 8/31/2026
Millard North High School | 1010 S 144th St | Omaha | NE | 68154-2801 | Douglas | NE43440 | Active | 5928 | 23-HE059364523 | 2023 | Riello | WTSS - Watertube SS Steel | HWHT - Hot Water Heat | 8/31/2026
Millard North High School | 1010 S 144th St | Omaha | NE | 68154-2801 | Douglas | NE43441 | Active | 5926 | 23-HE059344523 | 2023 | Riello | WTSS - Watertube SS Steel | HWHT - Hot Water Heat | 8/31/2026
Millard North High School | 1010 S 144th St | Omaha | NE | 68154-2801 | Douglas | NE43442 | Active | 146058 | 146058 | 2023 | Cleveland Range | FT - Firetube Boiler | 0021 - Steam Supp Cooker/Kettle | 8/31/2024
Millard North High School | 1010 S 144th St | Omaha | NE | 68154-2801 | Douglas | NE43443 | Active | 136034 | 136034 | 2020 | Cleveland Range | FT - Firetube Boiler | 0021 - Steam Supp Cooker/Kettle | 8/31/2024
Millard North High School | 1010 S 144th St | Omaha | NE | 68154-2801 | Douglas | NE43454 | Active | 374100 | D1.16.08.00240 | 2016 | Lochinvar | WTSS - Watertube SS Steel | IPHT - Indoor Pool Heater | 8/31/2026
HELMUTH'S CLEANERS | 1010 W 1st St | Ogallala | NE | 69153-1903 | KEITH | NE05478 | Scrapped/Junked | 25102 |  | 1965 | PM LATTNER MFR COMPANY | FT - Firetube Boiler | PROC - Process Steam | 8/31/1999
HOLIDAY INN | 1010 W Bond St | Lincoln | NE | 68521-3629 | LANCASTER | NE40021 | Exempt 1999 LB-66 |  | MG97-0664115966 | 1997 | AO SMITH | AHWH - ANSI/Fired Water Htr | HWSD - Hot Water Dom/Potable | 12/31/1999
HOLIDAY INN | 1010 W Bond St | Lincoln | NE | 68521-3629 | LANCASTER | NE40022 | Exempt 1999 LB-66 |  | MG97-0664140966 | 1997 | AO SMITH | AHWH - ANSI/Fired Water Htr | HWSD - Hot Water Dom/Potable | 12/31/1999
Bridgeport Ethanol LLC | 10106 S Railroad Ave | Bridgeport | NE | 69336-4500 | Morrill | NE13433 | Active | 171 | 631 | 2007 | Victory | WT - Water Tube Boiler | PROC - Process Steam | 7/31/2026
Bridgeport Ethanol LLC | 10106 S Railroad Ave | Bridgeport | NE | 69336-4500 | Morrill | NE13434 | Active | 6 | 2007-210 | 2007 | SUNATEL | ECON - Boiler Economizer | ECON - Boiler Economizer | 12/31/2026
Bridgeport Ethanol LLC | 10106 S Railroad Ave | Bridgeport | NE | 69336-4500 | Morrill | NE13435 | Active | 172 | 631 | 2007 | VICT | UFPV - Unfired Pressure Vessel | ECON - Boiler Economizer | 12/31/2026
Cimarron Court | 1011 6th Ave | Kearney | NE | 68845-7305 | Buffalo | NE05758 | Exempt 1999 LB-66 |  | 400538 | 1988 | RHEEM MANUFACTURING CO | AHWH - ANSI/Fired Water Htr | HWSD - Hot Water Dom/Potable | 1/31/2000
Cimarron Court | 1011 6th Ave | Kearney | NE | 68845-7305 | Buffalo | NE05759 | Exempt 1999 LB-66 |  | 404442 | 1987 | RHEEM MANUFACTURING CO | AHWH - ANSI/Fired Water Htr | HWSD - Hot Water Dom/Potable | 1/31/2000
Cimarron Court | 1011 6th Ave | Kearney | NE | 68845-7305 | Buffalo | NE37454 | Inactive | 25678 | 66181 | 1988 | Bryan | WT - Water Tube Boiler | HWHT - Hot Water Heat | 1/31/2019
vacant Building | 1011 7th St | Gibbon | NE | 68840-6004 | Buffalo | NE12245 | Scrapped/Junked | C13223 | G0613223 | 2006 | AO SMITH | SSCO - SS Coil Boiler | HWHT - Hot Water Heat | 4/30/2013
vacant Building | 1011 7th St | Gibbon | NE | 68840-6004 | Buffalo | NE15950 | Scrapped/Junked | N/A | 81-4110-08 | 1983 | PEERLESS HEATER COMPANY |  | HWHT - Hot Water Heat | 4/30/2008
vacant Building | 1011 7th St | Gibbon | NE | 68840-6004 | Buffalo | NE15952 | Scrapped/Junked | n/a | 1282403895 | 1982 | Ruud-Rheem | AHWH - ANSI/Fired Water Htr | HWSD - Hot Water Dom/Potable | 4/30/2013
vacant Building | 1011 7th St | Gibbon | NE | 68840-6004 | Buffalo | NE18975 | Exempt 1999 LB-66 |  | 0000D00112 | 1992 | RHEEM MANUFACTURING CO | AHWH - ANSI/Fired Water Htr | HWSD - Hot Water Dom/Potable | 4/30/1999
vacant Building | 1011 7th St | Gibbon | NE | 68840-6004 | Buffalo | NE22378 | Scrapped/Junked | 45166 | F9845166 | 1998 | AO SMITH | CHWH - ASME/Fired Water Heater | HWSD - Hot Water Dom/Potable | 4/30/2013
vacant Building | 1011 7th St | Gibbon | NE | 68840-6004 | Buffalo | NE22379 | Scrapped/Junked | 45142 | LG98-0755297 | 1998 | AO SMITH | CHWH - ASME/Fired Water Heater | HWSD - Hot Water Dom/Potable | 4/30/2013
Pinecrest Apartments | 1011 K St | Fairbury | NE | 68352-1700 | Jefferson | NE14748 | Scrapped/Junked |  | AO82288978 | 1982 | AO SMITH | AHWH - ANSI/Fired Water Htr | HWSD - Hot Water Dom/Potable | 3/31/2000
Pinecrest Apartments | 1011 K St | Fairbury | NE | 68352-1700 | Jefferson | NE14749 | Scrapped/Junked |  | AL82-01705 | 1982 | AO SMITH | AHWH - ANSI/Fired Water Htr | HWSD - Hot Water Dom/Potable | 3/31/2000
Pinecrest Apartments | 1011 K St | Fairbury | NE | 68352-1700 | Jefferson | NE14750 | Scrapped/Junked |  | AC8315947 | 1982 | AO SMITH | AHWH - ANSI/Fired Water Htr | HWSD - Hot Water Dom/Potable | 3/31/2000
Pinecrest Apartments | 1011 K St | Fairbury | NE | 68352-1700 | Jefferson | NE14751 | Scrapped/Junked |  | AH82238098 | 1982 | AO SMITH | AHWH - ANSI/Fired Water Htr | HWSD - Hot Water Dom/Potable | 3/31/2000
Pinecrest Apartments | 1011 K St | Fairbury | NE | 68352-1700 | Jefferson | NE33991 | Scrapped/Junked | M9526 | M9526 | 1969 | Kewanee | FTFB - Firetube-Firebox Boiler | HWHT - Hot Water Heat | 2/28/2023
Whippet Wash | 1011 N Brown Ave | Minden | NE | 68959-2564 | Kearney | NE29171 | Active | n/a | 7602526 | 2018 | WEIL MCLAIN | CALU - Cast Aluminum | GLFH - Glycol Floor Heat System | 5/31/2026
Plum Creek Laser Wash | 1011 Plum Creek Pkwy | Lexington | NE | 68850-2621 | Dawson | NE05257 | Active | 122149 | 9090445 | 1990 | TELE | CPFT - Horiz Cpr Fin Boiler | HWSP - Hot Water Non Potable Supply | 10/31/2026
Plum Creek Laser Wash | 1011 Plum Creek Pkwy | Lexington | NE | 68850-2621 | Dawson | NE05258 | Active | 120051 | 8905826 | 1989 | TELE | CPFT - Horiz Cpr Fin Boiler | HWHF - Hot Water Heat-Floor | 10/31/2026
Jack's Tailors | 10110 Maple St | Omaha | NE | 68134-5555 | Douglas | NE12980 | Inactive | 30825 | 25978 | 1973 | Lattner Boiler Co | ELBL - Electric Boiler | PROC - Process Steam | 3/31/2019
Casey's Car Wash | 1012 8th St | Columbus | NE | 68601-7127 | Platte | NE40892 | Scrapped/Junked | 142337 | 9708142337 | 1997 | Raypak | CPFT - Horiz Cpr Fin Boiler | HWHT - Hot Water Heat | 2/28/2025
Casey's Car Wash | 1012 8th St | Columbus | NE | 68601-7127 | Platte | NE40893 | Scrapped/Junked | 142909 | 9709142909 | 1997 | Raypak | WT - Water Tube Boiler | HWSP - Hot Water Non Potable Supply | 2/28/2025
Casey's Car Wash | 1012 8th St | Columbus | NE | 68601-7127 | Platte | NE43774 | Active | 502608 | 24.PG80.95.02154 | 2024 | AIC GDYNIA/LOCHINVAR | FTVT - Firetube Vertical TB | GLFH - Glycol Floor Heat System | 12/31/2026
The Cheesecake Factory | 10120 California St | Omaha | NE | 68114-2321 | Douglas | NE07052 | Scrapped/Junked | 169472 | C06169472 | 2006 | LAAR | WT - Water Tube Boiler | HWSD - Hot Water Dom/Potable | 10/31/2025
The Cheesecake Factory | 10120 California St | Omaha | NE | 68114-2321 | Douglas | NE43902 | Active | 327218 | C24327218 | 2024 | LAAR | WT - Water Tube Boiler | HWSD - Hot Water Dom/Potable | 12/31/2026
RIS Apartments | 1013 A St | Lincoln | NE | 68502-1596 | Lancaster | NE08857 | Active | N/A | GPH-170 | 1967 | American-Standard | CI - Cast Iron | HWHT - Hot Water Heat | 2/28/2021
Un of Kearney/Student Union | 1013 W 27TH ST | KEARNEY | NE | 68847 | BUFFALO | NE01221 | Inactive | 21359 | M-3602 | 1964 | KEWANEE | FTSM - FTS Marine Dry Back | STHT - Steam-Heat | 8/31/2002
Un of Kearney/Student Union | 1013 W 27TH ST | KEARNEY | NE | 68847 | BUFFALO | NE25043 | Inactive | 177927 |  | 1982 | TRANE | SHTB - Shell/Tube Htexchngr | COND - Condenser | 8/31/2004
Doane University | 1014 Boswell Ave | Crete | NE | 68333-2426 | Saline | NE00070 | Active | 50681 | 23169 | 1999 | Kewanee | FTFB - Firetube-Firebox Boiler | GLYC - Glycol Bldg Heat Sys | 7/31/2026
Doane University | 1014 Boswell Ave | Crete | NE | 68333-2426 | Saline | NE01957 | Inactive | 105018 | 105018 | 2004 | CLEVELAND RANGE | FTVT - Firetube Vertical TB | 0021 - Steam Supp Cooker/Kettle | 7/31/2008
Doane University | 1014 Boswell Ave | Crete | NE | 68333-2426 | Saline | NE02581 | Active | 120152 | 1106120152 | 2006 | PVI | CHWH - ASME/Fired Water Heater | HWSD - Hot Water Dom/Potable | 7/31/2026
Doane University | 1014 Boswell Ave | Crete | NE | 68333-2426 | Saline | NE04464 | Scrapped/Junked |  | 0690693J0916 | 1969 | AO SMITH | COBL - Coil Type Boiler | HWSD - Hot Water Dom/Potable | 7/31/2006
Doane University | 1014 Boswell Ave | Crete | NE | 68333-2426 | Saline | NE04465 | Scrapped/Junked | n/a | 0690693J0913 | 1977 | AO SMITH | COBL - Coil Type Boiler | HWSD - Hot Water Dom/Potable | 7/31/2013
Doane University | 1014 Boswell Ave | Crete | NE | 68333-2426 | Saline | NE04466 | Scrapped/Junked | 55609 |  | 1977 | AO SMITH | COBL - Coil Type Boiler | HWHT - Hot Water Heat | 7/31/2000
Doane University | 1014 Boswell Ave | Crete | NE | 68333-2426 | Saline | NE05122 | Active | 24056 | 24056 | 1969 | Kewanee | FTSM - FTS Marine Dry Back | STHT - Steam-Heat | 7/31/2026
Doane University | 1014 Boswell Ave | Crete | NE | 68333-2426 | Saline | NE09754 | Scrapped/Junked | 53425 | 932K9953425 | 1999 | AO SMITH | COBL - Coil Type Boiler | HWHT - Hot Water Heat | 7/31/2013
Doane University | 1014 Boswell Ave | Crete | NE | 68333-2426 | Saline | NE13224 | Active | 24577 | 24577 | 1970 | Kewanee | FTSM - FTS Marine Dry Back | STHT - Steam-Heat | 7/31/2026
Doane University | 1014 Boswell Ave | Crete | NE | 68333-2426 | Saline | NE17091 | Scrapped/Junked | 17591 | 09F-5498 | 2009 | Les Inc/Aldrich Co | FTFB - Firetube-Firebox Boiler | HWDP - Hotwater Heat & Dom Supply | 7/30/2022
Doane University | 1014 Boswell Ave | Crete | NE | 68333-2426 | Saline | NE17092 | Scrapped/Junked | 17599 | 09F-5506 | 2009 | Les Inc/Aldrich Co | FTFB - Firetube-Firebox Boiler | HWDP - Hotwater Heat & Dom Supply | 7/31/2022
Doane University | 1014 Boswell Ave | Crete | NE | 68333-2426 | Saline | NE17300 | Scrapped/Junked | 14897 | 1912371 | 1992 | Teledyne Laars | CPFT - Horiz Cpr Fin Boiler | HWHT - Hot Water Heat | 7/31/2013
Doane University | 1014 Boswell Ave | Crete | NE | 68333-2426 | Saline | NE17821 | Active | 45370 | 98472 | 1993 | Kewanee | FTFB - Firetube-Firebox Boiler | STHT - Steam-Heat | 7/31/2026
Doane University | 1014 Boswell Ave | Crete | NE | 68333-2426 | Saline | NE18670 | Active | 18005 | 10F-5913 | 2010 | Les Inc/Aldrich Co | FTVT - Firetube Vertical TB | HWHT - Hot Water Heat | 7/31/2026
Doane University | 1014 Boswell Ave | Crete | NE | 68333-2426 | Saline | NE18671 | Active | 18006 | 10F-5914 | 2010 | Les Inc/Aldrich Co | FTVT - Firetube Vertical TB | HWHT - Hot Water Heat | 7/31/2026
Doane University | 1014 Boswell Ave | Crete | NE | 68333-2426 | Saline | NE18672 | Active | 130013 | 0610130013 | 2010 | PVI | CHWH - ASME/Fired Water Heater | HWSD - Hot Water Dom/Potable | 7/31/2026
Doane University | 1014 Boswell Ave | Crete | NE | 68333-2426 | Saline | NE18673 | Active | 17766 | 09F-5674 | 2009 | Les Inc/Aldrich Co | FTVT - Firetube Vertical TB | HWHT - Hot Water Heat | 7/31/2026
Doane University | 1014 Boswell Ave | Crete | NE | 68333-2426 | Saline | NE18674 | Active | 17765 | 09F-5673 | 2009 | Les Inc/Aldrich Co | FTVT - Firetube Vertical TB | HWHT - Hot Water Heat | 7/31/2026
Doane University | 1014 Boswell Ave | Crete | NE | 68333-2426 | Saline | NE18675 | Active | 17764 | 09F-5672 | 2009 | Les Inc/Aldrich Co | FTVT - Firetube Vertical TB | HWHT - Hot Water Heat | 7/31/2026
Doane University | 1014 Boswell Ave | Crete | NE | 68333-2426 | Saline | NE20962 | Active | 18364 | 11F-6272 | 2011 | Aldrich | FTVT - Firetube Vertical TB | GLYC - Glycol Bldg Heat Sys | 7/31/2026
Doane University | 1014 Boswell Ave | Crete | NE | 68333-2426 | Saline | NE20963 | Active | 18365 | 11F-6273 | 2011 | Aldrich | FTVT - Firetube Vertical TB | GLYC - Glycol Bldg Heat Sys | 7/31/2026
Doane University | 1014 Boswell Ave | Crete | NE | 68333-2426 | Saline | NE20964 | Active | 132267 | 0611132267 | 2011 | PVI | FTVT - Firetube Vertical TB | HWSD - Hot Water Dom/Potable | 7/31/2026
Doane University | 1014 Boswell Ave | Crete | NE | 68333-2426 | Saline | NE20965 | Active | 132268 | 0611132268 | 2011 | Pvi | FTVT - Firetube Vertical TB | HWSD - Hot Water Dom/Potable | 7/31/2026
Doane University | 1014 Boswell Ave | Crete | NE | 68333-2426 | Saline | NE23499 | Scrapped/Junked | 127340 | 0609127340 | 2009 | PVI Industries | FT - Firetube Boiler | HWSD - Hot Water Dom/Potable | 7/31/2016
Doane University | 1014 Boswell Ave | Crete | NE | 68333-2426 | Saline | NE23500 | Scrapped/Junked | 127341 | 0609127341 | 2009 | PVI Industries | FT - Firetube Boiler | HWSD - Hot Water Dom/Potable | 7/31/2016
Doane University | 1014 Boswell Ave | Crete | NE | 68333-2426 | Saline | NE24063 | Active | 19000 | 13F-6908 | 2013 | Aldrich | FTVT - Firetube Vertical TB | GLYC - Glycol Bldg Heat Sys | 7/31/2026
Doane University | 1014 Boswell Ave | Crete | NE | 68333-2426 | Saline | NE24064 | Active | 19001 | 13F-6909 | 2013 | Aldrich | FTVT - Firetube Vertical TB | GLYC - Glycol Bldg Heat Sys | 7/31/2026
Doane University | 1014 Boswell Ave | Crete | NE | 68333-2426 | Saline | NE24065 | Active | 18996 | 13F6904 | 2013 | Aldrich | FTVT - Firetube Vertical TB | GLYC - Glycol Bldg Heat Sys | 7/31/2026
Doane University | 1014 Boswell Ave | Crete | NE | 68333-2426 | Saline | NE25195 | Active | 180937 | 180937 | 2013 | A O Smith | CHWH - ASME/Fired Water Heater | HWSD - Hot Water Dom/Potable | 7/31/2026
Doane University | 1014 Boswell Ave | Crete | NE | 68333-2426 | Saline | NE25196 | Active | 810918 | 810918 | 2013 | A O Smith | CHWH - ASME/Fired Water Heater | HWSD - Hot Water Dom/Potable | 7/31/2026
Doane University | 1014 Boswell Ave | Crete | NE | 68333-2426 | Saline | NE25197 | Active | 180936 | 180936 | 2013 | A O Smith | CHWH - ASME/Fired Water Heater | HWSD - Hot Water Dom/Potable | 7/31/2026
Doane University | 1014 Boswell Ave | Crete | NE | 68333-2426 | Saline | NE25198 | Active | 180939 | 180939 | 2013 | A O Smith | CHWH - ASME/Fired Water Heater | HWSD - Hot Water Dom/Potable | 7/31/2026
Doane University | 1014 Boswell Ave | Crete | NE | 68333-2426 | Saline | NE25308 | Active | 49233 | 21743 | 1998 | Kewanee | FTFB - Firetube-Firebox Boiler | GLYC - Glycol Bldg Heat Sys | 7/31/2026
Doane University | 1014 Boswell Ave | Crete | NE | 68333-2426 | Saline | NE25309 | Active | 49225 | 21767 | 1998 | Kewanee | FTFB - Firetube-Firebox Boiler | GLYC - Glycol Bldg Heat Sys | 7/31/2026
Doane University | 1014 Boswell Ave | Crete | NE | 68333-2426 | Saline | NE25310 | Active | 49226 | 21069 | 1998 | Kewanee | FTFB - Firetube-Firebox Boiler | GLYC - Glycol Bldg Heat Sys | 7/31/2026
Doane University | 1014 Boswell Ave | Crete | NE | 68333-2426 | Saline | NE25311 | Inactive | 49243 | 21787 | 1998 | Kewanee | FTFB - Firetube-Firebox Boiler | STHT - Steam-Heat | 7/31/2012
Doane University | 1014 Boswell Ave | Crete | NE | 68333-2426 | Saline | NE26546 | Active | 68874 | 119488A | 2015 | PVI Industries | CHWH - ASME/Fired Water Heater | HWSD - Hot Water Dom/Potable | 7/31/2026
Doane University | 1014 Boswell Ave | Crete | NE | 68333-2426 | Saline | NE26547 | Active | 68996 | 119510A | 2015 | PVI Industries | CHWH - ASME/Fired Water Heater | HWSD - Hot Water Dom/Potable | 7/31/2026
Doane University | 1014 Boswell Ave | Crete | NE | 68333-2426 | Saline | NE28697 | Active | 9496 | 19HEO-80752919 | 2019 | Riello | WT - Water Tube Boiler | HWHT - Hot Water Heat | 7/31/2026
Doane University | 1014 Boswell Ave | Crete | NE | 68333-2426 | Saline | NE28698 | Active | 8281 | 19-HE0-68492019 | 2019 | Riello | WT - Water Tube Boiler | HWHT - Hot Water Heat | 7/31/2026
Doane University | 1014 Boswell Ave | Crete | NE | 68333-2426 | Saline | NE28699 | Active | 8268 | 19HE0-68492019 | 2019 | Riello | WT - Water Tube Boiler | HWHT - Hot Water Heat | 7/31/2026
Doane University | 1014 Boswell Ave | Crete | NE | 68333-2426 | Saline | NE28700 | Active | 9497 | 19HE0-08076299 | 2019 | Riello | WT - Water Tube Boiler | HWHT - Hot Water Heat | 7/31/2026
Doane University | 1014 Boswell Ave | Crete | NE | 68333-2426 | Saline | NE28701 | Active | 9494 | 19HE0-80732919 | 2019 | Riello | WT - Water Tube Boiler | HWHT - Hot Water Heat | 7/31/2026
Doane University | 1014 Boswell Ave | Crete | NE | 68333-2426 | Saline | NE28702 | Active | 9499 | 19HE0-80782919 | 2019 | Riello | WT - Water Tube Boiler | HWHT - Hot Water Heat | 7/31/2026
Doane University | 1014 Boswell Ave | Crete | NE | 68333-2426 | Saline | NE28703 | Active | 6992 | 19HE0-55730919 | 2019 | Riello | WT - Water Tube Boiler | HWHT - Hot Water Heat | 7/31/2026
Doane University | 1014 Boswell Ave | Crete | NE | 68333-2426 | Saline | NE28704 | Active | 6997 | HE0-55780919 | 2019 | Riello | WT - Water Tube Boiler | HWHT - Hot Water Heat | 7/31/2026
Doane University | 1014 Boswell Ave | Crete | NE | 68333-2426 | Saline | NE28705 | Active | 6991 | HE0-55720919 | 2019 | Riello | WT - Water Tube Boiler | HWHT - Hot Water Heat | 7/31/2026
Doane University | 1014 Boswell Ave | Crete | NE | 68333-2426 | Saline | NE28706 | Active | 6988 | HE0-55690919 | 2019 | Riello | WT - Water Tube Boiler | HWHT - Hot Water Heat | 7/31/2026
Doane University | 1014 Boswell Ave | Crete | NE | 68333-2426 | Saline | NE28707 | Active | 6960 | HE0-55410919 | 2019 | Riello | WT - Water Tube Boiler | HWHT - Hot Water Heat | 7/31/2026
Doane University | 1014 Boswell Ave | Crete | NE | 68333-2426 | Saline | NE28708 | Active | 6961 | HE0-55420919 | 2019 | Riello | WT - Water Tube Boiler | HWHT - Hot Water Heat | 7/31/2026
Doane University | 1014 Boswell Ave | Crete | NE | 68333-2426 | Saline | NE28709 | Active | 6965 | HE0-55460919 | 2019 | Riello | WT - Water Tube Boiler | HWHT - Hot Water Heat | 7/31/2026
Doane University | 1014 Boswell Ave | Crete | NE | 68333-2426 | Saline | NE28710 | Active | 6964 | HE0-55450919 | 2019 | Riello | WT - Water Tube Boiler | HWHT - Hot Water Heat | 7/31/2026
Doane University | 1014 Boswell Ave | Crete | NE | 68333-2426 | Saline | NE29178 | Active | 10393 | 20-HE089790520 | 2020 | Riello | WT - Water Tube Boiler | HWHT - Hot Water Heat | 7/31/2026
Doane University | 1014 Boswell Ave | Crete | NE | 68333-2426 | Saline | NE29179 | Active | 10228 | 20-HE088140320 | 2020 | Riello | WT - Water Tube Boiler | HWHT - Hot Water Heat | 7/31/2026
Doane University | 1014 Boswell Ave | Crete | NE | 68333-2426 | Saline | NE29180 | Active | 10346 | 20-HE089320520 | 2020 | Riello | WT - Water Tube Boiler | HWHT - Hot Water Heat | 7/31/2026
Doane University | 1014 Boswell Ave | Crete | NE | 68333-2426 | Saline | NE29181 | Active | 10400 | 20-HE029260520 | 2020 | Riello | WT - Water Tube Boiler | HWHT - Hot Water Heat | 7/31/2026
Doane University | 1014 Boswell Ave | Crete | NE | 68333-2426 | Saline | NE32246 | Scrapped/Junked | 52712 |  | 1990 | CLEVELAND | COOK - Fired Cooker | PROC - Process Steam | 7/31/2000
Doane University | 1014 Boswell Ave | Crete | NE | 68333-2426 | Saline | NE33044 | Scrapped/Junked | n/a | 0268 | 1968 | Kewanee | FTFB - Firetube-Firebox Boiler | HWHT - Hot Water Heat | 7/31/2025
Doane University | 1014 Boswell Ave | Crete | NE | 68333-2426 | Saline | NE33045 | Scrapped/Junked | n/a | 0274 | 1968 | Kewanee | FTFB - Firetube-Firebox Boiler | HWHT - Hot Water Heat | 7/31/2025
Doane University | 1014 Boswell Ave | Crete | NE | 68333-2426 | Saline | NE33675 | Inactive |  | L9149 | 1962 | KEWANEE | FTFB - Firetube-Firebox Boiler | HWHT - Hot Water Heat | 7/31/2008
Doane University | 1014 Boswell Ave | Crete | NE | 68333-2426 | Saline | NE33900 | Scrapped/Junked | n/a | V-924 | 1965 | Federal | FTFB - Firetube-Firebox Boiler | HWHT - Hot Water Heat | 7/31/2022
Doane University | 1014 Boswell Ave | Crete | NE | 68333-2426 | Saline | NE33903 | Scrapped/Junked | 22530 | N3103 | 1966 | KEWA | FTFB - Firetube-Firebox Boiler | HWHT - Hot Water Heat | 7/31/2009
Doane University | 1014 Boswell Ave | Crete | NE | 68333-2426 | Saline | NE33918 | Scrapped/Junked | n/a | 0-420 | 1968 | Kewanee | FTFB - Firetube-Firebox Boiler | STHT - Steam-Heat | 7/31/2011
Doane University | 1014 Boswell Ave | Crete | NE | 68333-2426 | Saline | NE33919 | Scrapped/Junked |  | 3592 | 1969 | KEWA | FTFB - Firetube-Firebox Boiler | HWHT - Hot Water Heat | 7/31/2010
Doane University | 1014 Boswell Ave | Crete | NE | 68333-2426 | Saline | NE37292 | Active | 42718 | 96434 | 1990 | Kewanee | FTFB - Firetube-Firebox Boiler | HWHT - Hot Water Heat | 7/31/2026
Doane University | 1014 Boswell Ave | Crete | NE | 68333-2426 | Saline | NE37293 | Scrapped/Junked | 52712 | 41762 | 1990 | CLEVELAND | FT - Firetube Boiler | 0021 - Steam Supp Cooker/Kettle | 7/31/2005
Doane University | 1014 Boswell Ave | Crete | NE | 68333-2426 | Saline | NE41850 | Active | 14402 | 20-HE130144820 | 2020 | Riello | WT - Water Tube Boiler | HHHP - Hotwater Heat & Heat Pump | 7/31/2026
Doane University | 1014 Boswell Ave | Crete | NE | 68333-2426 | Saline | NE41851 | Active | 14405 | 20-HE130174820 | 2020 | Riello | WT - Water Tube Boiler | HHHP - Hotwater Heat & Heat Pump | 7/31/2026
Doane University | 1014 Boswell Ave | Crete | NE | 68333-2426 | Saline | NE41852 | Active | 14403 | 20-HE130154820 | 2020 | Riello | WT - Water Tube Boiler | HHHP - Hotwater Heat & Heat Pump | 7/31/2026
Doane University | 1014 Boswell Ave | Crete | NE | 68333-2426 | Saline | NE41853 | Active | 14425 | 20-HE130374820 | 2020 | Riello | WT - Water Tube Boiler | HHHP - Hotwater Heat & Heat Pump | 7/31/2026
Doane University | 1014 Boswell Ave | Crete | NE | 68333-2426 | Saline | NE43687 | Active | 159933 | 159933 | 2025 | PVI | CHWH - ASME/Fired Water Heater | HWSD - Hot Water Dom/Potable | 7/31/2026
Doane University | 1014 Boswell Ave | Crete | NE | 68333-2426 | Saline | NE43688 | Active | 159925 | 159925 | 2025 | PVI | CHWH - ASME/Fired Water Heater | HWSD - Hot Water Dom/Potable | 7/31/2026
Milam's Inc | 1014 E 14th St | Falls City | NE | 68355-2401 | Richardson | NE02193 | Out of Service | Unknown | N-3212 | 1966 | Kewanee | FTWB - FTS Marine Wet Back | STHT - Steam-Heat | 1/31/2024
First Presbyterian Church | 1014 S St | Bridgeport | NE | 69336 | Morrill | NE35473 | Scrapped/Junked | n/a | 40840002 | 1987 | Dunkirk | CI - Cast Iron | HWHT - Hot Water Heat | 3/31/2011
UN of Kearney/Centennial Tower | 1014 W 29th St | Kearney | NE | 68845-3469 | Buffalo | NE25041 | Inactive | 27131 | M891710-89 | 1998 | YORI | SHTB - Shell/Tube Htexchngr | COND - Condenser | 1/31/2021
UN of Kearney/Centennial Tower | 1014 W 29th St | Kearney | NE | 68845-3469 | Buffalo | NE25042 | Inactive | 15319 | M36780-94 | 1994 | YORI | SHTB - Shell/Tube Htexchngr | COND - Condenser | 1/31/2021
Un of Kearney/Centennial Tower | 1014 W 29th St | Kearney | NE | 68845-3469 | BUFFALO | NE30335 | Inactive |  | M4177 | 1962 | KEWANEE | FT - Firetube Boiler | STHT - Steam-Heat | 8/31/2004
Un of Kearney/Centennial Tower | 1014 W 29th St | Kearney | NE | 68845-3469 | BUFFALO | NE30336 | Inactive |  | M4193 | 1963 | KEWANEE | FT - Firetube Boiler | STHT - Steam-Heat | 8/31/2004
Un of Kearney/Centennial Tower | 1014 W 29th St | Kearney | NE | 68845-3469 | BUFFALO | NE30343 | Inactive |  | M4194 | 1965 | KEWANEE | FT - Firetube Boiler | STHT - Steam-Heat | 8/31/2004
Arlington Elementary | 1015 Bell St | Arlington | NE | 68002-4043 | Washington | NE16898 | Scrapped/Junked | 7372 | 92-3418 | 1992 | ALDR | FTFB - Firetube-Firebox Boiler | HWHT - Hot Water Heat | 1/31/2010
Arlington Elementary | 1015 Bell St | Arlington | NE | 68002-4043 | Washington | NE16899 | Inactive | 7373 | 92-3419 | 1992 | Aldrich | FTFB - Firetube-Firebox Boiler | HWHT - Hot Water Heat | 1/31/2018
Arlington Elementary | 1015 Bell St | Arlington | NE | 68002-4043 | Washington | NE19057 | Inactive | 126869 | 091011774 | 2009 | CAMUS | WT - Water Tube Boiler | HWHT - Hot Water Heat | 1/31/2016
Arlington Elementary | 1015 Bell St | Arlington | NE | 68002-4043 | Washington | NE19058 | Inactive | 160540 | 091011773 | 2010 | CAMUS | WT - Water Tube Boiler | HWHT - Hot Water Heat | 1/31/2016
Arlington Elementary | 1015 Bell St | Arlington | NE | 68002-4043 | Washington | NE24793 | Scrapped/Junked | 44180 | LD98-0731314970 | 1998 | AOSM | CHWH - ASME/Fired Water Heater | HWSD - Hot Water Dom/Potable | 7/31/2011
Arlington Elementary | 1015 Bell St | Arlington | NE | 68002-4043 | Washington | NE34754 | Scrapped/Junked | 16396 |  | 1984 | VULCAN-HART | ELBL - Electric Boiler | 0021 - Steam Supp Cooker/Kettle | 7/31/2002
CENTRAL PIPING AND REPAIR | 1015 E 30th St | Kearney | NE | 68847-3737 | SHERMAN | NE40345 | Inactive |  | 61-69917-0993 | 1993 | PEERLESS HEATER COMPANY |  | STHT - Steam-Heat | 2/28/2000
Lincoln Premium Poultry Hatchery Complex | 1015 E Cloverly Rd | Fremont | NE | 68025-6115 | Dodge | NE28144 | Active | 82477 | G-18-2309 | 2018 | Aerco | FTVT - Firetube Vertical TB | HWSP - Hot Water Non Potable Supply | 6/30/2026
Lincoln Premium Poultry Hatchery Complex | 1015 E Cloverly Rd | Fremont | NE | 68025-6115 | Dodge | NE28145 | Active | 82199 | G-18-2228 | 2018 | Aerco | FTVT - Firetube Vertical TB | HWSP - Hot Water Non Potable Supply | 6/30/2026
Lincoln Premium Poultry Hatchery Complex | 1015 E Cloverly Rd | Fremont | NE | 68025-6115 | Dodge | NE28146 | Active | 82478 | G-18-2310 | 2018 | Aerco | FTVT - Firetube Vertical TB | HWSP - Hot Water Non Potable Supply | 6/30/2026
Lincoln Premium Poultry Hatchery Complex | 1015 E Cloverly Rd | Fremont | NE | 68025-6115 | Dodge | NE28147 | Active | 82198 | G-18-2227 | 2018 | Aerco | FTVT - Firetube Vertical TB | HWSP - Hot Water Non Potable Supply | 6/30/2026
Lincoln Premium Poultry Hatchery Complex | 1015 E Cloverly Rd | Fremont | NE | 68025-6115 | Dodge | NE28148 | Active | 23077 | LPE246-15-40 | 2018 | Hurst | FTFB - Firetube-Firebox Boiler | HUMI - Humidifier/Humidity Contr | 6/30/2026
Lincoln Premium Poultry Hatchery Complex | 1015 E Cloverly Rd | Fremont | NE | 68025-6115 | Dodge | NE28149 | Active | 83644 | G-19-0786 | 2019 | Aerco | FTVT - Firetube Vertical TB | GLYC - Glycol Bldg Heat Sys | 6/30/2026
Lincoln Premium Poultry Hatchery Complex | 1015 E Cloverly Rd | Fremont | NE | 68025-6115 | Dodge | NE28150 | Active | 83639 | G-19-0781 | 2019 | Aerco | FTVT - Firetube Vertical TB | GLYC - Glycol Bldg Heat Sys | 6/30/2026
Lincoln Premium Poultry Hatchery Complex | 1015 E Cloverly Rd | Fremont | NE | 68025-6115 | Dodge | NE28151 | Active | 83645 | G-19-0787 | 2019 | Aerco | FTVT - Firetube Vertical TB | GLYC - Glycol Bldg Heat Sys | 6/30/2026
Lincoln Premium Poultry Hatchery Complex | 1015 E Cloverly Rd | Fremont | NE | 68025-6115 | Dodge | NE28163 | Active | 254824 | 17.PG120.120079 | 2018 | Heat Transfer Products Inc. | FTVT - Firetube Vertical TB | GLYC - Glycol Bldg Heat Sys | 6/30/2026
Lincoln Premium Poultry Hatchery Complex | 1015 E Cloverly Rd | Fremont | NE | 68025-6115 | Dodge | NE42437 | Active | 20049 | 20049 | 2023 | Superior Boiler Works | FTFB - Firetube-Firebox Boiler | STHT - Steam-Heat | 6/30/2026
DESIGN EXPRESS | 1015 Illinois St | Sidney | NE | 69162-1645 | CHEYENNE | NE03895 | Inactive |  |  | 1987 | SLANT FIN |  | HWHT - Hot Water Heat | 9/30/1995
St Andrews Lutheran Church | 1015 Lancaster Ln | Lincoln | NE | 68505-2117 | Lancaster | NE04137 | Scrapped/Junked | 6922 | M6922 | 1963 | KEWANEE | FTFB - Firetube-Firebox Boiler | HWHT - Hot Water Heat | 10/31/2006
St Andrews Lutheran Church | 1015 Lancaster Ln | Lincoln | NE | 68505-2117 | Lancaster | NE07538 | Active | 22129 | 22129 | 2005 | HTPI | WT - Water Tube Boiler | HWHT - Hot Water Heat | 12/31/2026
St Andrews Lutheran Church | 1015 Lancaster Ln | Lincoln | NE | 68505-2117 | Lancaster | NE07539 | Active | 21522 | 21522 | 2005 | HTPI | WT - Water Tube Boiler | HWHT - Hot Water Heat | 12/31/2026
Lozier Corp | 1015 N 14th St | Omaha | NE | 68102-4205 | Douglas | NE18251 | Inactive | 39921 | 2811 | 1986 | KEWA | FTFB - Firetube-Firebox Boiler | STHT - Steam-Heat | 7/31/2007
Lozier Corp | 1015 N 14th St | Omaha | NE | 68102-4205 | Douglas | NE18252 | Inactive | 39923 | 2812 | 1986 | KEWA | FTFB - Firetube-Firebox Boiler | STHT - Steam-Heat | 7/31/2007
WESLEY ENTERPRISES | 1015 N 16th St | Omaha | NE | 68102-4405 | Douglas | NE12801 | Inactive |  | 211-4127 | 1979 | PEERLESS HEATER COMPANY |  | STHT - Steam-Heat | 3/31/1998
Westroads Pointe | 1015 N 98th St | Omaha | NE | 68114-2357 | Douglas | NE25538 | Scrapped/Junked | 88424 | 799-0236 | 1999 | TELE | CPFT - Horiz Cpr Fin Boiler | HWHT - Hot Water Heat | 2/28/2022
Westroads Pointe | 1015 N 98th St | Omaha | NE | 68114-2357 | Douglas | NE25539 | Scrapped/Junked | 88411 | 799-0247 | 1999 | TELE | CPFT - Horiz Cpr Fin Boiler | HWHT - Hot Water Heat | 2/28/2021
Westroads Pointe | 1015 N 98th St | Omaha | NE | 68114-2357 | Douglas | NE25540 | Scrapped/Junked | 88416 | 799-0248 | 1999 | TELE | CPFT - Horiz Cpr Fin Boiler | HWHT - Hot Water Heat | 2/28/2022
Westroads Pointe | 1015 N 98th St | Omaha | NE | 68114-2357 | Douglas | NE29270 | Active | 14443 | FC49P004834 | 2020 | Riello | WT - Water Tube Boiler | HWHT - Hot Water Heat | 2/28/2026
Westroads Pointe | 1015 N 98th St | Omaha | NE | 68114-2357 | Douglas | NE29271 | Active | 14444 | FC49P004841 | 2020 | Riello | WT - Water Tube Boiler | HWHT - Hot Water Heat | 2/28/2026
RENE APARTMENTS | 1015 Park Ave | Omaha | NE | 68105-2201 | Douglas | NE04443 | Scrapped/Junked |  | 47852 | 1987 | HYDROTHERM/ADV THER HYD |  | STHT - Steam-Heat | 5/31/1995
RENE APARTMENTS | 1015 Park Ave | Omaha | NE | 68105-2201 | Douglas | NE18058 | Inactive |  | 00000G-961 | 1993 | PEERLESS HEATER COMPANY |  | STHT - Steam-Heat | 4/30/1998
RENE APARTMENTS | 1015 Park Ave | Omaha | NE | 68105-2201 | Douglas | NE23126 | Inactive |  | 47852 | 1950 | US RADIATOR |  | STHT - Steam-Heat | 9/30/2002
Franklin Elementary School | 1015 Sherman St | Holdrege | NE | 68949-1946 | Phelps | NE33717 | Scrapped/Junked | n/a | D6610 | 1950 | Kewanee | FT - Firetube Boiler | STHT - Steam-Heat | 3/31/2016
FRANKLIN ELEMENTARY | 1015 Sherman St | Holdrege | NE | 68949-1946 | PHELPS | NE20404 | Scrapped/Junked |  | 00AL86-01696820 | 1986 | AO SMITH | AHWH - ANSI/Fired Water Htr | HWSD - Hot Water Dom/Potable | 7/31/1999
Burden Enterprises (Surplus Center) | 1015 W O St | Lincoln | NE | 68528-1322 | Lancaster | NE26520 | Active | N/A | MI 200781-0899 | 2008 | Peerless | CI - Cast Iron | HWHT - Hot Water Heat | 9/30/2026
P F Chang's | 10150 California St | Omaha | NE | 68114-2321 | Douglas | NE09902 | Scrapped/Junked | 125377 | C02F5126 | 2002 | TELE | CPFT - Horiz Cpr Fin Boiler | HWSD - Hot Water Dom/Potable | 8/31/2011
Dinklage Feedyard | 10152 Cty Rd 20 | Sidney | NE | 69162 | Cheyenne | NE04488 | Inactive | 4125 | na | 1972 | WILLIAM & DAVIS | FTSM - FTS Marine Dry Back | PROC - Process Steam | 6/30/2015
Dinklage Feedyard | 10152 Cty Rd 20 | Sidney | NE | 69162 | Cheyenne | NE13980 | Active | 5024 | 5024 | 1969 | Superior Boiler Works | FTSM - FTS Marine Dry Back | PROC - Process Steam | 6/30/2026
Dinklage Feedyard | 10152 Cty Rd 20 | Sidney | NE | 69162 | Cheyenne | NE24519 | Active | 17392 | 17392 | 2013 | Superior Boiler Works | FTHT - Firetube Horizontal | PROC - Process Steam | 6/30/2026
SWANSON VLASIC FOODS INT | 1016 Capitol Ave | Omaha | NE | 68102-1107 | Douglas | NE13105 | Scrapped/Junked | 14048 |  | 1966 | CLEAVER BROOKS | FTSM - FTS Marine Dry Back | PROC - Process Steam | 7/31/2000
SWANSON VLASIC FOODS INT | 1016 Capitol Ave | Omaha | NE | 68102-1107 | Douglas | NE14051 | Scrapped/Junked | 17196 |  | 1967 | CLEAVER BROOKS | FTSM - FTS Marine Dry Back | PROC - Process Steam | 7/31/2000
Alliance Good Sam Village | 1016 E 6th St | Alliance | NE | 69301-3600 | Box Butte | NE10426 | Scrapped/Junked | 69063 | LE02-1721874 | 2002 | AOSM | CHWH - ASME/Fired Water Heater | HWSD - Hot Water Dom/Potable | 4/30/2016
Alliance Good Sam Village | 1016 E 6th St | Alliance | NE | 69301-3600 | Box Butte | NE15968 | Out of Service | n/a | 4682V00047 | 1983 | BRYN | CI - Cast Iron | HWHT - Hot Water Heat | 4/30/2009
Alliance Good Sam Village | 1016 E 6th St | Alliance | NE | 69301-3600 | Box Butte | NE15969 | Out of Service | n/a | MB90005950 | 1980 | Weil-Mcclain | CI - Cast Iron | HWHT - Hot Water Heat | 4/30/2009
Alliance Good Sam Village | 1016 E 6th St | Alliance | NE | 69301-3600 | Box Butte | NE18997 | Exempt 1999 LB-66 |  | MK910209712 | 1991 | AO SMITH | AHWH - ANSI/Fired Water Htr | HWSD - Hot Water Dom/Potable | 4/30/2000
Alliance Good Sam Village | 1016 E 6th St | Alliance | NE | 69301-3600 | Box Butte | NE23402 | Exempt 1999 LB-66 |  |  | 1997 | AO SMITH | AHWH - ANSI/Fired Water Htr | HWSD - Hot Water Dom/Potable | 6/30/1999
Alliance Good Sam Village | 1016 E 6th St | Alliance | NE | 69301-3600 | Box Butte | NE23547 | Exempt 1999 LB-66 |  | 0123 | 1997 | AO SMITH | AHWH - ANSI/Fired Water Htr | HWSD - Hot Water Dom/Potable | 4/30/2000
Alliance Good Sam Village | 1016 E 6th St | Alliance | NE | 69301-3600 | Box Butte | NE34007 | Scrapped/Junked | 13082 |  | 1991 | AO SMITH | CHWH - ASME/Fired Water Heater | HWSD - Hot Water Dom/Potable | 4/30/2003
Valley View Apartments | 1017 H St | Auburn | NE | 68305-1640 | Nemaha | NE25185 | Active | 260593 | B14H00260593 | 2014 | Lochinvar | WT - Water Tube Boiler | HWDP - Hotwater Heat & Dom Supply | 6/30/2026
Valley View Apartments | 1017 H St | Auburn | NE | 68305-1640 | Nemaha | NE25186 | Active | 260596 | B14H00260596 | 2014 | Lochinvar | WT - Water Tube Boiler | HWDP - Hotwater Heat & Dom Supply | 6/30/2026
Valley View Apartments | 1017 H St | Auburn | NE | 68305-1640 | Nemaha | NE40775 | Scrapped/Junked | 9505 | 13171 | 1967 | BE&S Continental | FTSM - FTS Marine Dry Back | HWHT - Hot Water Heat | 2/28/2013
Valley View Apartments | 1017 H St | Auburn | NE | 68305-1640 | Nemaha | NE40776 | Scrapped/Junked | 9506 | 13172 | 1967 | BE&S Continental | FTSM - FTS Marine Dry Back | HWHT - Hot Water Heat | 2/28/2013
Valley View Apartments | 1017 H St | Auburn | NE | 68305-1640 | Nemaha | NE40777 | Scrapped/Junked | 11555 | 55675 | 1994 | Triad Boiler | FTVT - Firetube Vertical TB | HWSD - Hot Water Dom/Potable | 2/28/2014
Pullman Apartments | 1017 S 10th St | Omaha | NE | 68108-3254 | Douglas | NE06131 | Active | NA | 211-14578-1199 | 1999 | PEER | CI - Cast Iron | STHT - Steam-Heat | 1/31/2024
Pullman Apartments | 1017 S 10th St | Omaha | NE | 68108-3254 | Douglas | NE18897 | Scrapped/Junked | N/A | PB92 | 1992 | H B Smith | CI - Cast Iron | HWHT - Hot Water Heat | 1/31/2019
1018 Apartments | 1018 S 31st St | Omaha | NE | 68105-6968 | Douglas | NE00149 | Active | n/a | MI-68 | 1998 | Peerless | CI - Cast Iron | HWHT - Hot Water Heat | 1/31/2017
vacant building | 1019 2nd St | Gibbon | NE | 68840-6179 | Buffalo | NE17449 | Out of Service | 7564 | 93E3715 | 1993 | ALDR | FTFB - Firetube-Firebox Boiler | STHT - Steam-Heat | 7/31/2010
vacant building | 1019 2nd St | Gibbon | NE | 68840-6179 | Buffalo | NE17450 | Out of Service |  | 393 | 1993 | PURE | CPFT - Horiz Cpr Fin Boiler | HWSD - Hot Water Dom/Potable | 7/31/2007
vacant building | 1019 2nd St | Gibbon | NE | 68840-6179 | Buffalo | NE18142 | Out of Service | 46251 | C94111631 | 1993 | STAT | CHWH - ASME/Fired Water Heater | HWSD - Hot Water Dom/Potable | 7/31/2010
vacant building | 1019 2nd St | Gibbon | NE | 68840-6179 | Buffalo | NE32542 | Inactive |  | 7554 | 1964 | KEWANEE | FT - Firetube Boiler | STHT - Steam-Heat | 7/31/2003
Michael Foods-Egg Processing | 101A Oak St | Wakefield | NE | 68784-5226 | Dixon | NE07813 | Active | 3848 | L98673 | 1999 | Cleaver Brooks | FTSM - FTS Marine Dry Back | PROC - Process Steam | 9/30/2026
Michael Foods-Egg Processing | 101A Oak St | Wakefield | NE | 68784-5226 | Dixon | NE07814 | Active | 3849 | L-98674 | 1999 | Cleaver Brooks | FTSM - FTS Marine Dry Back | PROC - Process Steam | 7/31/2026
Michael Foods-Egg Processing | 101A Oak St | Wakefield | NE | 68784-5226 | Dixon | NE08673 | Active | 10938 | N/A | 1999 | 0011 | UFPV - Unfired Pressure Vessel | 0033 - Oil Seperator | 5/31/2027
Michael Foods-Egg Processing | 101A Oak St | Wakefield | NE | 68784-5226 | Dixon | NE08674 | Active | 10939 | N/A | 1999 | 0011 | UFPV - Unfired Pressure Vessel | 0033 - Oil Seperator | 5/31/2027
PRIVATE RESIDENCE | 102 Comet Ct | Alda | NE | 68810-9748 | HALL | NE40380 | Exempt |  | 7606766 | 1980 | BURNHAM COMM/INDUST |  | HWHT - Hot Water Heat | 11/30/2005
St Boniface Rectory | 102 E 4th St | Stuart | NE | 68780-1786 | Holt | NE28427 | Active | 193920 | G12H10193920 | 2011 | Lochinvar | COBL - Coil Type Boiler | HWHT - Hot Water Heat | 2/28/2026
Rock County Hospital | 102 E South St | Bassett | NE | 68714-5508 | Rock | NE10144 | Active | N/A | 303060031 | 2006 | Aerco | CALU - Cast Aluminum | HWHT - Hot Water Heat | 2/28/2026
Rock County Hospital | 102 E South St | Bassett | NE | 68714-5508 | Rock | NE10145 | Active | N/A | 3030-06-0043 | 2006 | Aerco | CALU - Cast Aluminum | HWHT - Hot Water Heat | 2/28/2026
Rock County Hospital | 102 E South St | Bassett | NE | 68714-5508 | Rock | NE16535 | Scrapped/Junked |  | 81 | 1981 | CHROMALOX PRECISION HEAT | ELBL - Electric Boiler | 0020 - Supp to Sterlizer/Autoclave | 6/30/1996
Rock County Hospital | 102 E South St | Bassett | NE | 68714-5508 | Rock | NE16536 | Scrapped/Junked |  | 37624 | 1959 | Fitzgibbons | FT - Firetube Boiler | HWHT - Hot Water Heat | 1/31/2008
Rock County Hospital | 102 E South St | Bassett | NE | 68714-5508 | Rock | NE16537 | Scrapped/Junked |  | 37630 | 1959 | Fitzgibbons | FT - Firetube Boiler | HWHT - Hot Water Heat | 1/31/2008
Rock County Hospital | 102 E South St | Bassett | NE | 68714-5508 | Rock | NE16538 | Scrapped/Junked |  | 12 | 1988 | AO SMITH | AHWH - ANSI/Fired Water Htr | HWSD - Hot Water Dom/Potable | 6/30/2004
Rock County Hospital | 102 E South St | Bassett | NE | 68714-5508 | Rock | NE17400 | Scrapped/Junked | 25405 | J9425405 | 1994 | A. O. Smith | COBL - Coil Type Boiler | HWSD - Hot Water Dom/Potable | 1/31/2008
Rock County Hospital | 102 E South St | Bassett | NE | 68714-5508 | Rock | NE18533 | Scrapped/Junked | 80900 | SS-8842-075 | 1988 | Chromalox | ELBL - Electric Boiler | PROC - Process Steam | 1/31/2008
Rock County Hospital | 102 E South St | Bassett | NE | 68714-5508 | Rock | NE22332 | Exempt 1999 LB-66 |  | 791E00051 | 1979 | RHEEM MANUFACTURING CO | AHWH - ANSI/Fired Water Htr | HWSD - Hot Water Dom/Potable | 6/30/2000
Coreslab Structures (Omaha) Inc | 102 Fort Crook Rd S | Bellevue | NE | 68005-2129 | Sarpy | NE04842 | Inactive | 28017 | P-5404 | 1976 | Kewannee | FTSM - FTS Marine Dry Back | PROC - Process Steam | 11/30/2004
Coreslab Structures (Omaha) Inc | 102 Fort Crook Rd S | Bellevue | NE | 68005-2129 | Sarpy | NE04843 | Inactive |  | N1578 | 1965 | KEWANEE | FT - Firetube Boiler | PROC - Process Steam | 11/30/2002
Coreslab Structures (Omaha) Inc | 102 Fort Crook Rd S | Bellevue | NE | 68005-2129 | Sarpy | NE04844 | Inactive |  | L4769 | 1960 | KEWANEE | FT - Firetube Boiler | PROC - Process Steam | 11/30/2002
Coreslab Structures (Omaha) Inc | 102 Fort Crook Rd S | Bellevue | NE | 68005-2129 | Sarpy | NE04845 | Inactive |  | G-411 | 1974 | AMERICAN STANDARD |  | HWHT - Hot Water Heat | 11/30/2003
Coreslab Structures (Omaha) Inc | 102 Fort Crook Rd S | Bellevue | NE | 68005-2129 | Sarpy | NE04846 | Inactive |  | G406 | 1970 | AMERICAN STANDARD |  | HWHT - Hot Water Heat | 11/30/2003
Overland Ready Mix | 102 Grand St | St Paul | NE | 68873-2134 | Howard | NE17970 | Active | 3226 | 09-3226 | 2009 | SIOUX | COBL - Coil Type Boiler | HWSP - Hot Water Non Potable Supply | 6/30/2026
Darling Ingredients | 102 Lincoln Ave | Ravenna | NE | 68869-1418 | Buffalo | NE25881 | Active | 64515 | L-83828 | 1987 | Cleaver Brooks | FTSM - FTS Marine Dry Back | PROC - Process Steam | 10/31/2026
GETZ'S GROCERY | 102 N 2nd St | Elgin | NE | 68636-4425 | ANTELOPE | NE18802 | Inactive |  |  | 1950 | UNITED STATES |  | STHT - Steam-Heat | 11/30/2001
BLOOMFIELD PHARMACY | 102 N Broadway St | Bloomfield | NE | 68718-4406 | KNOX | NE23029 | Inactive |  |  | 1988 | WEIL MCLAIN |  | STHT - Steam-Heat | 2/28/2001
Matt Schott Building | 102 N Main St | Hooper | NE | 68031-3098 | Dodge | NE08993 | Active | n/a | DS202V00654 | 2002 | Dunkirk | CI - Cast Iron | HWHT - Hot Water Heat | 2/28/2025
Applebee's Bar & Grill | 102 Platte Oasis Pkwy | North Platte | NE | 69101-7654 | Lincoln | NE00201 | Scrapped/Junked | 48768 |  | 1994 | STATE INDUSTRIES | CHWH - ASME/Fired Water Heater | HWSD - Hot Water Dom/Potable | 8/31/2007
Applebee's Bar & Grill | 102 Platte Oasis Pkwy | North Platte | NE | 69101-7654 | Lincoln | NE09235 | Scrapped/Junked | 82097 | MCO40009809 | 2003 | AOSM | CHWH - ASME/Fired Water Heater | HWDP - Hotwater Heat & Dom Supply | 11/30/2009
Applebee's Bar & Grill | 102 Platte Oasis Pkwy | North Platte | NE | 69101-7654 | Lincoln | NE15369 | Scrapped/Junked | 9704 | EMT02293 | 2008 | Noritz | CPFH - Copper Fin Water Heater | HWSD - Hot Water Dom/Potable | 11/30/2015
Applebee's Bar & Grill | 102 Platte Oasis Pkwy | North Platte | NE | 69101-7654 | Lincoln | NE15370 | Scrapped/Junked | 9697 | PMT-02296 | 2008 | Noritz | CPFH - Copper Fin Water Heater | HWSD - Hot Water Dom/Potable | 11/30/2015
Central Valley Ag | 102 S Main St | Ainsworth | NE | 69210-1358 | Brown | NE03572 | Active | 7475 | 21936 | 1959 | Cleaver Brooks | FTSM - FTS Marine Dry Back | PROC - Process Steam | 7/31/2026
Central Valley Ag | 102 S Main St | Ainsworth | NE | 69210-1358 | Brown | NE26487 | Active | 25607 | 25607 | 2016 | CLAYTON | COBL - Coil Type Boiler | PROC - Process Steam | 7/31/2026
Central Valley Ag | 102 S Main St | Ainsworth | NE | 69210-1358 | Brown | NE26488 | Scrapped/Junked | 14913 | C41A21E420028015520015 | 2015 | HTP | SSCH - SS Coil Water Heater | GLFH - Glycol Floor Heat System | 7/31/2021
Central Valley Ag | 102 S Main St | Ainsworth | NE | 69210-1358 | Brown | NE41110 | Active | 37447 | C41A21E4200280113460017 | 2017 | HTP | SSCH - SS Coil Water Heater | GLFH - Glycol Floor Heat System | 7/31/2026
LISCO PUBLIC SCHOOL | 102 SPEARS | LISCO | NE | 69148 | GARDEN | NE30184 | Inactive |  | G-69 | 1966 | AMERICAN RADIATOR |  | STHT - Steam-Heat | 10/31/2004
BMO | 102 W 10th St | Bridgeport | NE | 69336-2559 | Morrill | NE20292 | Active | 0 | MG-6 | 1972 | Weil-McLain | CI - Cast Iron | HWHT - Hot Water Heat | 11/30/2024
Prenzlow's Hometown Meats | 102 W 3rd St | Snyder | NE | 68664 | Dodge | NE04960 | Scrapped/Junked | 115986 | 8990646 | 1989 | TELE | CPFT - Horiz Cpr Fin Boiler | HWHP - Hot Water Heat & Nonpotable | 12/31/2009
Prenzlow's Hometown Meats | 102 W 3rd St | Snyder | NE | 68664 | Dodge | NE18787 | Active | 226082 | E10H00226082 | 2010 | Lochinvar | CPFT - Horiz Cpr Fin Boiler | HWSP - Hot Water Non Potable Supply | 11/30/2026
Antelope Memorial Hospital | 102 W 9th St | Neligh | NE | 68756-1114 | Antelope | NE02130 | Scrapped/Junked |  | 730-J-76-34754 | 1976 | A. O. Smith | AHWH - ANSI/Fired Water Htr | HWSD - Hot Water Dom/Potable | 9/30/2010
Antelope Memorial Hospital | 102 W 9th St | Neligh | NE | 68756-1114 | Antelope | NE02131 | Scrapped/Junked |  | 720-H-73-20652 | 1973 | AO SMITH | AHWH - ANSI/Fired Water Htr | HWSD - Hot Water Dom/Potable | 10/31/2005
Antelope Memorial Hospital | 102 W 9th St | Neligh | NE | 68756-1114 | Antelope | NE02132 | Scrapped/Junked |  | 730-J-76-34695 | 1976 | A. O. Smith | AHWH - ANSI/Fired Water Htr | HWSD - Hot Water Dom/Potable | 9/30/2010
Antelope Memorial Hospital | 102 W 9th St | Neligh | NE | 68756-1114 | Antelope | NE02672 | Scrapped/Junked | 14721 |  | 1950 | KEWANEE | FTSM - FTS Marine Dry Back | BSUP - Bldg Heat & Process | 10/31/2005
Antelope Memorial Hospital | 102 W 9th St | Neligh | NE | 68756-1114 | Antelope | NE02673 | Inactive | 14720 |  | 1950 | KEWANEE | FTSM - FTS Marine Dry Back | BSUP - Bldg Heat & Process | 8/31/2005
Antelope Memorial Hospital | 102 W 9th St | Neligh | NE | 68756-1114 | Antelope | NE06364 | Active | 13852 | 05F-1762 | 2005 | Aldrich | FTFB - Firetube-Firebox Boiler | STHT - Steam-Heat | 8/31/2026
Antelope Memorial Hospital | 102 W 9th St | Neligh | NE | 68756-1114 | Antelope | NE06365 | Active | 13851 | 05F-1761 | 2005 | Aldrich | FTFB - Firetube-Firebox Boiler | STHT - Steam-Heat | 8/31/2026
Antelope Memorial Hospital | 102 W 9th St | Neligh | NE | 68756-1114 | Antelope | NE06366 | Scrapped/Junked | 950 | 29427 | 2004 | OGDN | ELBL - Electric Boiler | PROC - Process Steam | 8/31/2021
Antelope Memorial Hospital | 102 W 9th St | Neligh | NE | 68756-1114 | Antelope | NE06367 | Active | 949 | 29426 | 2004 | OGDN | ELBL - Electric Boiler | STER - Sterilizer | 8/31/2026
Antelope Memorial Hospital | 102 W 9th St | Neligh | NE | 68756-1114 | Antelope | NE41200 | Active | 127336 | 127336 | 2020 | Getinge | ELBL - Electric Boiler | 0020 - Supp to Sterlizer/Autoclave | 8/31/2026
Auburn City Pool | 1020 H St | Auburn | NE | 68305-1638 | Nemaha | NE26995 | Out of Service | 437917 | 1702437917 | 2017 | TELE | CPFT - Horiz Cpr Fin Boiler | OPHT - Outdoor Pool Heater | 5/31/2023
Auburn City Pool | 1020 H St | Auburn | NE | 68305-1638 | Nemaha | NE40778 | Scrapped/Junked | 37939 | C93LO9784 | 1993 | TELE | CPFT - Horiz Cpr Fin Boiler | OPHT - Outdoor Pool Heater | 6/30/2016
Auburn City Pool | 1020 H St | Auburn | NE | 68305-1638 | Nemaha | NE40779 | Exempt 1999 LB-66 |  |  | 1994 | STATE INDUSTRIES | AHWH - ANSI/Fired Water Htr | HWSD - Hot Water Dom/Potable | 1/1/1900
Auburn City Pool | 1020 H St | Auburn | NE | 68305-1638 | Nemaha | NE40780 | Scrapped/Junked |  | E91S0362P | 1991 | TELEDYNE LAARS | CPFT - Horiz Cpr Fin Boiler | OPHT - Outdoor Pool Heater | 5/31/2005
1ST PRESBYTERIAN CHURCH | 1020 Lake Ave | Gothenburg | NE | 69138-1946 | DAWSON | NE40579 | Scrapped/Junked |  | 4BJ3 | 1979 | AMERICAN STANDARD |  | HWHT - Hot Water Heat | 4/30/2005
Salvation Army | 1020 N Adams St | North Platte | NE | 69101-2763 | Lincoln | NE25350 | Active | 76443 | C03317018 | 2002 | State Industries | CHWH - ASME/Fired Water Heater | HWSD - Hot Water Dom/Potable | 11/30/2026
Salvation Army | 1020 N Adams St | North Platte | NE | 69101-2763 | Lincoln | NE25351 | Active | 74776 | H02200326 | 2002 | State Industries | CHWH - ASME/Fired Water Heater | HWSD - Hot Water Dom/Potable | 11/30/2026
Roloff Construction | 10204 S 152nd St | Omaha | NE | 68138-3866 | Sarpy | NE00714 | Scrapped/Junked | N/A | MI-123751-1098 | 1998 | Peerless | CI - Cast Iron | HWHF - Hot Water Heat-Floor | 12/31/2024
Roloff Construction | 10204 S 152nd St | Omaha | NE | 68138-3866 | Sarpy | NE21501 | Scrapped/Junked | 113102 |  | 1994 | RAYPAK INC, CALIFORNIA |  | HWHT - Hot Water Heat | 10/31/1999
Roloff Construction | 10204 S 152nd St | Omaha | NE | 68138-3866 | Sarpy | NE43081 | Active | 459396 | 24.PG80.95.00326 | 2024 | Lochinvar / AIC | FTVT - Firetube Vertical TB | HWHF - Hot Water Heat-Floor | 2/28/2026
Cornhusker Auto Wash | 10205 S 25th St | Bellevue | NE | 68123-5010 | Sarpy | NE08383 | Scrapped/Junked | 5480 | 6602990035 | 1999 | Pressure Tech | FT - Firetube Boiler | HWHT - Hot Water Heat | 4/30/2019
City of Omaha-Oak Heights Water Park | 10205 U St | Omaha | NE | 68127-3014 | Douglas | NE10550 | Active | 118237 | C01J08309 | 2001 | WTRP | CPFT - Horiz Cpr Fin Boiler | OPHT - Outdoor Pool Heater | 6/30/2026
Otoe County Courthouse | 1021 Central Ave | Nebraska City | NE | 68410-2356 | Otoe | NE02194 | Scrapped/Junked | 40404 | 93499 | 1987 | Kewanee | FTFB - Firetube-Firebox Boiler | HWHT - Hot Water Heat | 8/31/2011
Otoe County Courthouse | 1021 Central Ave | Nebraska City | NE | 68410-2356 | Otoe | NE02195 | Scrapped/Junked | 40405 | 93501 | 1987 | Kewanee | FTFB - Firetube-Firebox Boiler | HWHT - Hot Water Heat | 8/31/2011
Otoe County Courthouse | 1021 Central Ave | Nebraska City | NE | 68410-2356 | Otoe | NE19305 | Exempt 1999 LB-66 |  | 00000102664-830 | 1984 | AO SMITH | AHWH - ANSI/Fired Water Htr | HWSD - Hot Water Dom/Potable | 8/31/1999
Otoe County Courthouse | 1021 Central Ave | Nebraska City | NE | 68410-2356 | Otoe | NE20966 | Active | 58085 | G11-0476 | 2011 | Aerco | FTVT - Firetube Vertical TB | HWHT - Hot Water Heat | 11/30/2025
Otoe County Courthouse | 1021 Central Ave | Nebraska City | NE | 68410-2356 | Otoe | NE20967 | Active | 58084 | G-11-0475 | 2011 | Aerco | FTVT - Firetube Vertical TB | HWHT - Hot Water Heat | 11/30/2025
Marriott Omaha Regency | 10220 Regency Cir | Omaha | NE | 68114-3706 | Douglas | NE06141 | Out of Service | 208431 | 0305208431 | 2003 | Raytherm/Raypak | CPFH - Copper Fin Water Heater | IPHT - Indoor Pool Heater | 4/30/2013
Marriott Omaha Regency | 10220 Regency Cir | Omaha | NE | 68114-3706 | Douglas | NE06142 | Out of Service | 233823 | 0503233823 | 2005 | Raytherm/Raypak | CPFH - Copper Fin Water Heater | IPHT - Indoor Pool Heater | 4/30/2010
Marriott Omaha Regency | 10220 Regency Cir | Omaha | NE | 68114-3706 | Douglas | NE06143 | Scrapped/Junked |  | 0401089428 | 2004 | Raytherm/Raypak | CPPH - Ansi Cpr Fin Pool Heater | IPHT - Indoor Pool Heater | 4/30/2007
Marriott Omaha Regency | 10220 Regency Cir | Omaha | NE | 68114-3706 | Douglas | NE06144 | Scrapped/Junked | 99397 | 99397 | 2003 | Ruud-Rheem | CHWH - ASME/Fired Water Heater | HWSD - Hot Water Dom/Potable | 4/30/2008
Marriott Omaha Regency | 10220 Regency Cir | Omaha | NE | 68114-3706 | Douglas | NE06145 | Scrapped/Junked | 99396 | 99396 | 2003 | Ruud-Rheem | CHWH - ASME/Fired Water Heater | HWSD - Hot Water Dom/Potable | 4/30/2015
Marriott Omaha Regency | 10220 Regency Cir | Omaha | NE | 68114-3706 | Douglas | NE06146 | Scrapped/Junked | 99320 | URNG0104P00015 | 2003 | Ruud-Rheem | CHWH - ASME/Fired Water Heater | HWSD - Hot Water Dom/Potable | 4/30/2015
Marriott Omaha Regency | 10220 Regency Cir | Omaha | NE | 68114-3706 | Douglas | NE06147 | Scrapped/Junked | 99321 | 99321/0104P00016 | 2003 | Ruud-Rheem | CHWH - ASME/Fired Water Heater | HWSD - Hot Water Dom/Potable | 4/30/2008
Marriott Omaha Regency | 10220 Regency Cir | Omaha | NE | 68114-3706 | Douglas | NE08261 | Out of Service | 18175 | 12219 | 2002 | Vulcan | FT - Firetube Boiler | 0021 - Steam Supp Cooker/Kettle | 4/30/2010
Marriott Omaha Regency | 10220 Regency Cir | Omaha | NE | 68114-3706 | Douglas | NE09286 | Out of Service | 112931 | URNG07P00004 | 2007 | Ruud-Rheem | CHWH - ASME/Fired Water Heater | HWDP - Hotwater Heat & Dom Supply | 4/30/2010
Marriott Omaha Regency | 10220 Regency Cir | Omaha | NE | 68114-3706 | Douglas | NE13811 | Scrapped/Junked | 118167 | URNG0908P00051 | 2008 | Rheem/Ruud | CHWH - ASME/Fired Water Heater | HWSD - Hot Water Dom/Potable | 4/30/2012
Marriott Omaha Regency | 10220 Regency Cir | Omaha | NE | 68114-3706 | Douglas | NE15486 | Scrapped/Junked | 2533 |  | 1993 | VULCAN-HART | FT - Firetube Boiler | PROC - Process Steam | 11/30/2000
Marriott Omaha Regency | 10220 Regency Cir | Omaha | NE | 68114-3706 | Douglas | NE17791 | Scrapped/Junked | 310460 | 10053310460 | 2010 | Raypak | CPFT - Horiz Cpr Fin Boiler | IPHT - Indoor Pool Heater | 4/30/2014
Marriott Omaha Regency | 10220 Regency Cir | Omaha | NE | 68114-3706 | Douglas | NE18875 | Scrapped/Junked | 123550 | 123550 | 2010 | RHEEM | CHWH - ASME/Fired Water Heater | HWSD - Hot Water Dom/Potable | 4/30/2014
Marriott Omaha Regency | 10220 Regency Cir | Omaha | NE | 68114-3706 | Douglas | NE18876 | Scrapped/Junked | 124985 | 124985 | 2010 | RHEEM | CHWH - ASME/Fired Water Heater | HWSD - Hot Water Dom/Potable | 4/30/2013
Marriott Omaha Regency | 10220 Regency Cir | Omaha | NE | 68114-3706 | Douglas | NE22403 | Scrapped/Junked | 9075 | 96E-6084 | 1996 | Aldrich/LES | CHWH - ASME/Fired Water Heater | HWSD - Hot Water Dom/Potable | 4/30/2005
Marriott Omaha Regency | 10220 Regency Cir | Omaha | NE | 68114-3706 | Douglas | NE22404 | Scrapped/Junked | 9077 | 96E-6086 | 1996 | ALDRICH/LES | CHWH - ASME/Fired Water Heater | HWSD - Hot Water Dom/Potable | 1/31/2003
Marriott Omaha Regency | 10220 Regency Cir | Omaha | NE | 68114-3706 | Douglas | NE23219 | Out of Service | 2762 | 2663-C | 1998 | Fulton | FT - Firetube Boiler | 0022 - Oil Heater/HeatXfr | 4/30/2018
Marriott Omaha Regency | 10220 Regency Cir | Omaha | NE | 68114-3706 | Douglas | NE23220 | Scrapped/Junked | 9881 | 96E-7307 | 1996 | Aldrich/LES | CHWH - ASME/Fired Water Heater | HWSD - Hot Water Dom/Potable | 4/30/2005
Marriott Omaha Regency | 10220 Regency Cir | Omaha | NE | 68114-3706 | Douglas | NE23221 | Scrapped/Junked | 9882 | 98E-7308 | 1998 | Aldrich/LES | CHWH - ASME/Fired Water Heater | HWSD - Hot Water Dom/Potable | 4/30/2005
Marriott Omaha Regency | 10220 Regency Cir | Omaha | NE | 68114-3706 | Douglas | NE23281 | Scrapped/Junked | 9809 | 6829 | 1998 | PMI FOOD EQUIPMENT GROUP | FT - Firetube Boiler | 0021 - Steam Supp Cooker/Kettle | 1/31/2003
Marriott Omaha Regency | 10220 Regency Cir | Omaha | NE | 68114-3706 | Douglas | NE23751 | Scrapped/Junked | 132737 | G000897 | 2012 | RHEEM | CHWH - ASME/Fired Water Heater | HWSD - Hot Water Dom/Potable | 4/30/2014
Marriott Omaha Regency | 10220 Regency Cir | Omaha | NE | 68114-3706 | Douglas | NE25992 | Scrapped/Junked | 140905 | 140905 | 2014 | Ruud-Rheem | CHWH - ASME/Fired Water Heater | HWSD - Hot Water Dom/Potable | 4/30/2017
Marriott Omaha Regency | 10220 Regency Cir | Omaha | NE | 68114-3706 | Douglas | NE25993 | Scrapped/Junked | 140205 | 140205 | 2014 | Ruud-Rheem | CHWH - ASME/Fired Water Heater | HWSD - Hot Water Dom/Potable | 4/30/2016
Marriott Omaha Regency | 10220 Regency Cir | Omaha | NE | 68114-3706 | Douglas | NE25994 | Inactive | 139847 | 139847 | 2014 | Ruud-Rheem | CHWH - ASME/Fired Water Heater | HWSD - Hot Water Dom/Potable | 4/30/2019
Marriott Omaha Regency | 10220 Regency Cir | Omaha | NE | 68114-3706 | Douglas | NE25995 | Scrapped/Junked | 141159 | 141159 | 2014 | Ruud-Rheem | CHWH - ASME/Fired Water Heater | HWSD - Hot Water Dom/Potable | 4/30/2016
Marriott Omaha Regency | 10220 Regency Cir | Omaha | NE | 68114-3706 | Douglas | NE26002 | Scrapped/Junked | 263827 | E14H00263827 | 2014 | Lochinvar | CPPH - Ansi Cpr Fin Pool Heater | IPHT - Indoor Pool Heater | 4/30/2020
Marriott Omaha Regency | 10220 Regency Cir | Omaha | NE | 68114-3706 | Douglas | NE26003 | Scrapped/Junked | 264366 | E14H00264366 | 2014 | Lochinvar | CPPH - Ansi Cpr Fin Pool Heater | IPHT - Indoor Pool Heater | 4/30/2020
Marriott Omaha Regency | 10220 Regency Cir | Omaha | NE | 68114-3706 | Douglas | NE26278 | Scrapped/Junked | 142142 | A121508988 | 2015 | Ruud-Rheem | CHWH - ASME/Fired Water Heater | HWSD - Hot Water Dom/Potable | 4/30/2018
Marriott Omaha Regency | 10220 Regency Cir | Omaha | NE | 68114-3706 | Douglas | NE26279 | Scrapped/Junked | 142951 | A241510991 | 2015 | Ruud-Rheem | CHWH - ASME/Fired Water Heater | HWSD - Hot Water Dom/Potable | 4/30/2019
Marriott Omaha Regency | 10220 Regency Cir | Omaha | NE | 68114-3706 | Douglas | NE26280 | Scrapped/Junked | 145111 | 145111 | 2015 | Ruud-Rheem | CHWH - ASME/Fired Water Heater | HWSD - Hot Water Dom/Potable | 4/30/2019
Marriott Omaha Regency | 10220 Regency Cir | Omaha | NE | 68114-3706 | Douglas | NE26684 | Scrapped/Junked | 146567 | 146567 | 2016 | Rheem/Ruud | CHWH - ASME/Fired Water Heater | HWSD - Hot Water Dom/Potable | 4/30/2019
Marriott Omaha Regency | 10220 Regency Cir | Omaha | NE | 68114-3706 | Douglas | NE28079 | Active | 7698 | 19-HE062791619 | 2019 | Riello | WT - Water Tube Boiler | HWHT - Hot Water Heat | 10/31/2026
Marriott Omaha Regency | 10220 Regency Cir | Omaha | NE | 68114-3706 | Douglas | NE28080 | Active | 7706 | 19-HE062871619 | 2019 | Riello | WT - Water Tube Boiler | HWHT - Hot Water Heat | 10/31/2026
Marriott Omaha Regency | 10220 Regency Cir | Omaha | NE | 68114-3706 | Douglas | NE28081 | Active | 7708 | 19-HE062891619 | 2019 | Riello | WT - Water Tube Boiler | HWHT - Hot Water Heat | 10/31/2026
Marriott Omaha Regency | 10220 Regency Cir | Omaha | NE | 68114-3706 | Douglas | NE28082 | Active | 7730 | 19-HE063111619 | 2019 | Riello | WT - Water Tube Boiler | HWHT - Hot Water Heat | 10/31/2026
Marriott Omaha Regency | 10220 Regency Cir | Omaha | NE | 68114-3706 | Douglas | NE28083 | Active | 7362 | 19-HE059431319 | 2019 | Riello | WT - Water Tube Boiler | HWHT - Hot Water Heat | 10/31/2026
Marriott Omaha Regency | 10220 Regency Cir | Omaha | NE | 68114-3706 | Douglas | NE28084 | Active | 7366 | 19-HE059471319 | 2019 | Riello | WT - Water Tube Boiler | HWHT - Hot Water Heat | 10/31/2026
Marriott Omaha Regency | 10220 Regency Cir | Omaha | NE | 68114-3706 | Douglas | NE28085 | Active | 7432 | 19-HE060131419 | 2019 | Riello | WT - Water Tube Boiler | HWHT - Hot Water Heat | 10/31/2026
Marriott Omaha Regency | 10220 Regency Cir | Omaha | NE | 68114-3706 | Douglas | NE28086 | Active | 7431 | 19-HE060121419 | 2019 | Riello | WT - Water Tube Boiler | HWHT - Hot Water Heat | 10/31/2026
Marriott Omaha Regency | 10220 Regency Cir | Omaha | NE | 68114-3706 | Douglas | NE28087 | Active | 7258 | 19-HE058391119 | 2019 | Riello | WT - Water Tube Boiler | HWHT - Hot Water Heat | 10/31/2026
Marriott Omaha Regency | 10220 Regency Cir | Omaha | NE | 68114-3706 | Douglas | NE28088 | Active | 7166 | 19-HE057471019 | 2019 | Riello | WT - Water Tube Boiler | HWHT - Hot Water Heat | 10/31/2026
Marriott Omaha Regency | 10220 Regency Cir | Omaha | NE | 68114-3706 | Douglas | NE28089 | Active | 7075 | 19-HE056561019 | 2019 | Riello | WT - Water Tube Boiler | HWHT - Hot Water Heat | 10/31/2026
Marriott Omaha Regency | 10220 Regency Cir | Omaha | NE | 68114-3706 | Douglas | NE28090 | Active | 7077 | 19-HE056581019 | 2019 | Riello | WT - Water Tube Boiler | HWHT - Hot Water Heat | 10/31/2025
Marriott Omaha Regency | 10220 Regency Cir | Omaha | NE | 68114-3706 | Douglas | NE28091 | Active | 8402 | 19-HE069832119 | 2019 | Riello | WT - Water Tube Boiler | HWHT - Hot Water Heat | 10/31/2025
Marriott Omaha Regency | 10220 Regency Cir | Omaha | NE | 68114-3706 | Douglas | NE28092 | Active | 8432 | 19-HE070132119 | 2019 | Riello | WT - Water Tube Boiler | HWHT - Hot Water Heat | 10/31/2026
Marriott Omaha Regency | 10220 Regency Cir | Omaha | NE | 68114-3706 | Douglas | NE28093 | Active | 8427 | 19-HE070082119 | 2019 | Riello | WT - Water Tube Boiler | HWHT - Hot Water Heat | 10/31/2026
Marriott Omaha Regency | 10220 Regency Cir | Omaha | NE | 68114-3706 | Douglas | NE28094 | Active | 8430 | 19-HE070112119 | 2019 | Riello | WT - Water Tube Boiler | HWHT - Hot Water Heat | 10/31/2025
Marriott Omaha Regency | 10220 Regency Cir | Omaha | NE | 68114-3706 | Douglas | NE29256 | Scrapped/Junked | 8418 | 21131906102279 | 2021 | Hayward | CPFH - Copper Fin Water Heater | IPHT - Indoor Pool Heater | 10/31/2022
Marriott Omaha Regency | 10220 Regency Cir | Omaha | NE | 68114-3706 | Douglas | NE35574 | Scrapped/Junked | 34944 | 1 | 1981 | Kewannee | FTFB - Firetube-Firebox Boiler | HWHT - Hot Water Heat | 4/30/2019
Marriott Omaha Regency | 10220 Regency Cir | Omaha | NE | 68114-3706 | Douglas | NE35575 | Scrapped/Junked | 34838 | 2 | 1981 | Kewannee | FTFB - Firetube-Firebox Boiler | HWHT - Hot Water Heat | 4/30/2020
Marriott Omaha Regency | 10220 Regency Cir | Omaha | NE | 68114-3706 | Douglas | NE35577 | Scrapped/Junked | 3992 |  | 1984 | ALDRICH | FT - Firetube Boiler | HWSD - Hot Water Dom/Potable | 11/30/1997
Marriott Omaha Regency | 10220 Regency Cir | Omaha | NE | 68114-3706 | Douglas | NE41640 | Active | 547129 | V312200411 | 2022 | Raypak | CPFT - Horiz Cpr Fin Boiler | IPHT - Indoor Pool Heater | 10/31/2026
Marriott Omaha Regency | 10220 Regency Cir | Omaha | NE | 68114-3706 | Douglas | NE41641 | Active | 72498 | 17WHTX1130894 | 2017 | PVI Industries | CHWH - ASME/Fired Water Heater | HWSD - Hot Water Dom/Potable | 10/31/2026
Marriott Omaha Regency | 10220 Regency Cir | Omaha | NE | 68114-3706 | Douglas | NE41642 | Active | 81009 | 17WHTX1130344 | 2017 | PVI Industries | CHWH - ASME/Fired Water Heater | HWSD - Hot Water Dom/Potable | 10/31/2026
Northwestern Public Service Co. | 1023 E. 25Th St. | Kearney | NE | 68847-4605 | Buffalo | NE11666 | Inactive | 28774 |  | 1965 | Cleaver & Brooks | FT - Firetube Boiler | PROC - Process Steam | 9/30/2000
Northwestern Public Service Co. | 1023 E. 25Th St. | Kearney | NE | 68847-4605 | Buffalo | NE30504 | Inactive |  | G-1-58415- | 1990 | Peerless | CI - Cast Iron | PROC - Process Steam | 9/30/2000
Regency Court | 10235 Regency Cir | Omaha | NE | 68114-3763 | Douglas | NE07053 | Active | 15462 | O6F-3369 | 2006 | ALES | FTVT - Firetube Vertical TB | HWHT - Hot Water Heat | 10/31/2026
Regency Court | 10235 Regency Cir | Omaha | NE | 68114-3763 | Douglas | NE07054 | Active | 15459 | 06F-3366 | 2006 | ALES | FTVT - Firetube Vertical TB | HWHT - Hot Water Heat | 10/31/2026
Regency Court | 10235 Regency Cir | Omaha | NE | 68114-3763 | Douglas | NE07055 | Active | 15461 | O6F-3368 | 2006 | ALES | FTVT - Firetube Vertical TB | HWHT - Hot Water Heat | 10/31/2026
Regency Court | 10235 Regency Cir | Omaha | NE | 68114-3763 | Douglas | NE37356 | Inactive |  |  | 1920 | FROST | FT - Firetube Boiler | STHT - Steam-Heat | 9/30/1994
Regency Court | 10235 Regency Cir | Omaha | NE | 68114-3763 | Douglas | NE37675 | Scrapped/Junked | 9507 | 0-3099 | 1971 | KEWANEE | FTSM - FTS Marine Dry Back | HWHT - Hot Water Heat | 9/30/2006
Regency Court | 10235 Regency Cir | Omaha | NE | 68114-3763 | Douglas | NE37681 | Scrapped/Junked | 9436 | 0-2832 | 1970 | KEWANEE | FTSM - FTS Marine Dry Back | HWHT - Hot Water Heat | 9/30/2006
Regency Court | 10235 Regency Cir | Omaha | NE | 68114-3763 | Douglas | NE37682 | Scrapped/Junked | 9566 | 0-3361 | 1970 | KEWANEE | FTSM - FTS Marine Dry Back | HWHT - Hot Water Heat | 9/30/2006
Immanuel Lutheran Church-BMIC#537873 | 1024 Box Butte Ave | Alliance | NE | 69301-2520 | Box Butte | NE18483 | Active | N/A | 61-1433 | 1976 | Peerless | CI - Cast Iron | HWHT - Hot Water Heat | 10/31/2026
Randolph Elementary | 1024 S 37th St | Lincoln | NE | 68510-3508 | Lancaster | NE05445 | Scrapped/Junked |  | 000000000124958 | 1988 | AO SMITH | AHWH - ANSI/Fired Water Htr | HWSD - Hot Water Dom/Potable | 6/30/2000
Randolph Elementary | 1024 S 37th St | Lincoln | NE | 68510-3508 | Lancaster | NE05446 | Scrapped/Junked |  | 000000000125682 | 1988 | AO SMITH | AHWH - ANSI/Fired Water Htr | HWSD - Hot Water Dom/Potable | 6/30/2000
Randolph Elementary | 1024 S 37th St | Lincoln | NE | 68510-3508 | Lancaster | NE05447 | Scrapped/Junked |  | 000000000126895 | 1988 | AO SMITH | AHWH - ANSI/Fired Water Htr | HWSD - Hot Water Dom/Potable | 6/30/2000
Randolph Elementary | 1024 S 37th St | Lincoln | NE | 68510-3508 | Lancaster | NE06512 | Active | 13705 | 04F-1616 | 2004 | Les Inc/Aldrich Co | FTVT - Firetube Vertical TB | GLYC - Glycol Bldg Heat Sys | 11/30/2026
Randolph Elementary | 1024 S 37th St | Lincoln | NE | 68510-3508 | Lancaster | NE06513 | Active | 13708 | 04F-1619 | 2004 | Les Inc/Aldrich Co | FTVT - Firetube Vertical TB | GLYC - Glycol Bldg Heat Sys | 11/30/2026
Randolph Elementary | 1024 S 37th St | Lincoln | NE | 68510-3508 | Lancaster | NE06514 | Scrapped/Junked | 48077 | 072105S5021-3411 | 2005 | Crown | COOK - Fired Cooker | COOK - Cooker/Kettle | 2/28/2013
Randolph Elementary | 1024 S 37th St | Lincoln | NE | 68510-3508 | Lancaster | NE30248 | Scrapped/Junked |  |  | 1963 | KEWANEE | FT - Firetube Boiler | STHT - Steam-Heat | 2/28/2005
Randolph Elementary | 1024 S 37th St | Lincoln | NE | 68510-3508 | Lancaster | NE30877 | Scrapped/Junked | 40475 | 93852 | 1987 | KEWANEE | FT - Firetube Boiler | STHT - Steam-Heat | 2/28/2005
Kenl Inn Inc | 10241 Old Cheney Rd | Lincoln | NE | 68526-9423 | Lancaster | NE12168 | Active | 149626 | L02H00149626 | 2002 | Lochinvar | CPFT - Horiz Cpr Fin Boiler | HWHF - Hot Water Heat-Floor | 1/31/2027
City of Omaha-Mockingbird Hills Rec Ctr | 10242 Mockingbird Dr | Omaha | NE | 68127-1921 | Douglas | NE10547 | Scrapped/Junked | 205134 | 0302205134 | 2003 | Raypak | CPFH - Copper Fin Water Heater | IPHT - Indoor Pool Heater | 9/30/2022
City of Omaha-Mockingbird Hills Rec Ctr | 10242 Mockingbird Dr | Omaha | NE | 68127-1921 | Douglas | NE15705 | Scrapped/Junked | 17241 | 16828-Y3 | 1986 | AO SMITH | CHWH - ASME/Fired Water Heater | HWSD - Hot Water Dom/Potable | 9/30/2001
City of Omaha-Mockingbird Hills Rec Ctr | 10242 Mockingbird Dr | Omaha | NE | 68127-1921 | Douglas | NE15706 | Inactive | 16828 | 17241-Y3 | 1986 | AO SMITH | CHWH - ASME/Fired Water Heater | HWSD - Hot Water Dom/Potable | 9/30/2002
City of Omaha-Mockingbird Hills Rec Ctr | 10242 Mockingbird Dr | Omaha | NE | 68127-1921 | Douglas | NE15719 | Scrapped/Junked | 50438 | A953780 | 1995 | LOCHINVAR | CPFT - Horiz Cpr Fin Boiler | IPHT - Indoor Pool Heater | 9/30/2003
City of Omaha-Mockingbird Hills Rec Ctr | 10242 Mockingbird Dr | Omaha | NE | 68127-1921 | Douglas | NE41277 | Active | 382895 | 226128090171 | 2022 | Lochinvar | WT - Water Tube Boiler | IPHT - Indoor Pool Heater | 9/30/2026
First Lutheran Church | 1025 Avenue D | Plattsmouth | NE | 68048-1129 | Cass | NE16151 | Scrapped/Junked | n/a | G 408 | 1969 | American Standard | CI - Cast Iron | HWHT - Hot Water Heat | 3/31/2018
First Lutheran Church | 1025 Avenue D | Plattsmouth | NE | 68048-1129 | Cass | NE27654 | Active | N/A | 2281669 | 2017 | Slant Fin | CI - Cast Iron | HWHT - Hot Water Heat | 5/31/2026
Apartment Building | 1025 C St | Lincoln | NE | 68502-1253 | Lancaster | NE08520 | Inactive | N/A | 85-11325-1289 | 1989 | Peerless | CI - Cast Iron | HWHT - Hot Water Heat | 2/28/2019
First Baptist Church | 1025 N 16th St | Beatrice | NE | 68310-2457 | Gage | NE15261 | Scrapped/Junked | 8078 | 88-41069 | 1988 | Ajax | WT - Water Tube Boiler | HWHT - Hot Water Heat | 2/28/2020
Chateau Lafleur Apartments | 1025 N 63rd St | Lincoln | NE | 68505-2294 | Lancaster | NE27675 | Active | 88975 | 88975 | 2012 | TDC Manufacturing Co | ELBL - Electric Boiler | HWHS - Hotwater Heat Sidewalks | 1/31/2027
Tommy's Car Wash | 1025 S 13th St | Norfolk | NE | 68701-5776 | Madison | NE41896 | Active | 290208 | 21.PG80.95.2449 | 2021 | Lochinvar | FTVT - Firetube Vertical TB | GLFH - Glycol Floor Heat System | 10/31/2026
Tommy's Car Wash | 1025 S 13th St | Norfolk | NE | 68701-5776 | Madison | NE41897 | Active | 290222 | 21.PG80.95.2463 | 2021 | Lochinvar | FTVT - Firetube Vertical TB | GLFH - Glycol Floor Heat System | 10/31/2026
Tommy's Car Wash | 1025 S 13th St | Norfolk | NE | 68701-5776 | Madison | NE41898 | Active | 234653 | F018106 | 2021 | PVI Industries | CHWH - ASME/Fired Water Heater | HWSP - Hot Water Non Potable Supply | 10/31/2026
Regency Center | 10250 Regency Cir | Omaha | NE | 68114-3754 | Douglas | NE24922 | Active | 9565 | 98-E6852 | 1998 | L.E.S. Inc./Aldrich Co | FTVT - Firetube Vertical TB | HWHT - Hot Water Heat | 12/31/2026
Regency Center | 10250 Regency Cir | Omaha | NE | 68114-3754 | Douglas | NE24923 | Active | 9562 | 98-E6849 | 1998 | L.E.S. Inc./Aldrich Co | FTVT - Firetube Vertical TB | HWHT - Hot Water Heat | 12/31/2026
Regency Center | 10250 Regency Cir | Omaha | NE | 68114-3754 | Douglas | NE24924 | Active | 9564 | 98-E6851 | 1998 | L.E.S. Inc./Aldrich Co | FTVT - Firetube Vertical TB | HWHT - Hot Water Heat | 12/31/2026
Aquinas Catholic Elementary | 1026 5th St | David City | NE | 68632-1299 | Butler | NE32294 | Inactive | n/a | O9551 | 1973 | Kewanee | FTFB - Firetube-Firebox Boiler | STHT - Steam-Heat | 2/28/2013
Aquinas Catholic Elementary | 1026 5th St | David City | NE | 68632-1299 | Butler | NE32295 | Active | 6811 | 5T165 | 1973 | Lochinvar | CPFT - Horiz Cpr Fin Boiler | HWSD - Hot Water Dom/Potable | 11/30/2026
HASTINGS GOOD SAM VILLAGE | 1026 E E St | Hastings | NE | 68901-6618 | ADAMS | NE05307 | Scrapped/Junked |  | 603608 | 1967 | PEERLESS HEATER COMPANY |  | HWHT - Hot Water Heat | 4/30/2006
HASTINGS GOOD SAM VILLAGE | 1026 E E St | Hastings | NE | 68901-6618 | ADAMS | NE05308 | Scrapped/Junked |  | 602280 | 1967 | PEERLESS HEATER COMPANY |  | HWHT - Hot Water Heat | 4/30/2006
HASTINGS GOOD SAM VILLAGE | 1026 E E St | Hastings | NE | 68901-6618 | ADAMS | NE05309 | Scrapped/Junked |  | 604585 | 1967 | PEERLESS HEATER COMPANY |  | HWHT - Hot Water Heat | 4/30/2006
HASTINGS GOOD SAM VILLAGE | 1026 E E St | Hastings | NE | 68901-6618 | ADAMS | NE05310 | Scrapped/Junked |  | 601783 | 1967 | PEERLESS HEATER COMPANY |  | HWHT - Hot Water Heat | 4/30/2006
HASTINGS GOOD SAM VILLAGE | 1026 E E St | Hastings | NE | 68901-6618 | ADAMS | NE05311 | Scrapped/Junked |  | 603054 | 1967 | PEERLESS HEATER COMPANY |  | HWHT - Hot Water Heat | 4/30/2006
Nieto Apartments | 1029 C St | Lincoln | NE | 68502-1254 | Lancaster | NE08521 | Inactive |  | 9-102 | 1967 | CRAN | CI - Cast Iron | HWHT - Hot Water Heat | 3/31/2006
Bristol Apartments | 1029 Park Ave | Omaha | NE | 68105-2275 | Douglas | NE18331 | Scrapped/Junked | 21458 | 21458 | 1992 | Iron Fireman | FTFB - Firetube-Firebox Boiler | STHT - Steam-Heat | 3/31/2019
BRISTOL APARTMENTS | 1029 Park Ave | Omaha | NE | 68105-2275 | Douglas | NE19758 | Exempt 1999 LB-66 |  | 000000000000669 | 1993 | RUUD | AHWH - ANSI/Fired Water Htr | HWSD - Hot Water Dom/Potable | 5/31/1998
APARTMENT BLDG | 1029 Park Ave | Omaha | NE | 68105-2275 | Douglas | NE35302 | Inactive |  | HSB64144 | 1939 | KEWANEE | FT - Firetube Boiler | STHT - Steam-Heat | 5/31/1992
MONTGOMERY WARD | 102ND ST & W DODGE RD | OMAHA | NE | 68114 | Douglas | NE14969 | Inactive |  | 6K138 | 1966 | THERMO PAK | WT - Water Tube Boiler | HWHT - Hot Water Heat | 10/31/1997
MONTGOMERY WARD | 102ND ST & W DODGE RD | OMAHA | NE | 68114 | Douglas | NE15450 | Inactive |  | ML9303062388 | 1993 | AO SMITH | AHWH - ANSI/Fired Water Htr | HWSD - Hot Water Dom/Potable | 5/31/1998
WESTROADS MALL | 102ND ST & W DODGE RD | OMAHA | NE | 68114 | Douglas | NE11607 | Inactive | 3579 |  | 1968 | SELLERS | FT - Firetube Boiler | PROC - Process Steam | 3/31/1990
WESTROADS MALL | 102ND ST & W DODGE RD | OMAHA | NE | 68114 | Douglas | NE32495 | Scrapped/Junked | 744 | 1 | 1970 | BEHM CO. | FPV - Fired Pressure Vessel | STHT - Steam-Heat | 4/30/2008
WESTROADS MALL | 102ND ST & W DODGE RD | OMAHA | NE | 68114 | Douglas | NE32496 | Scrapped/Junked | 27276 | 27276 | 1967 | ST LOUIS SHIPBUILDING | FPV - Fired Pressure Vessel | STHT - Steam-Heat | 4/30/2008
WESTROADS MALL | 102ND ST & W DODGE RD | OMAHA | NE | 68114 | Douglas | NE32896 | Scrapped/Junked | 745 | 2 | 1970 | BEHM CO. | FPV - Fired Pressure Vessel | STHT - Steam-Heat | 4/30/2008
WESTROADS MALL | 102ND ST & W DODGE RD | OMAHA | NE | 68114 | Douglas | NE32899 | Scrapped/Junked | 1002 | 2 ENG | 1973 | BEHM CO. | FPV - Fired Pressure Vessel | STHT - Steam-Heat | 4/30/2008
WESTROADS MALL | 102ND ST & W DODGE RD | OMAHA | NE | 68114 | Douglas | NE35328 | Scrapped/Junked | 27274 | 27274 | 1967 | ST LOUIS SHIPBUILDING | FPV - Fired Pressure Vessel | STHT - Steam-Heat | 4/30/2008
Holdrege City Pool | 103 Blaine St | Holdrege | NE | 68949-2735 | Phelps | NE15190 | Scrapped/Junked | 66122 | C96E02867 | 1996 | Teledyne & Laars | WT - Water Tube Boiler | OPHT - Outdoor Pool Heater | 5/31/2011
Holdrege City Pool | 103 Blaine St | Holdrege | NE | 68949-2735 | Phelps | NE19491 | Scrapped/Junked | 231453 | C11231453 | 2011 | Laars | CPFT - Horiz Cpr Fin Boiler | OPHT - Outdoor Pool Heater | 5/31/2018
Holdrege City Pool | 103 Blaine St | Holdrege | NE | 68949-2735 | Phelps | NE28116 | Active | 293971 | C18293971 | 2019 | Laars | CPFT - Horiz Cpr Fin Boiler | OPHT - Outdoor Pool Heater | 7/31/2025
CHIMMNEY ROCK VILLA | 103 E 13th St | Bayard | NE | 69334-8005 | MORRILL | NE20274 | Exempt 1999 LB-66 |  | 1 | 1994 | AO SMITH | AHWH - ANSI/Fired Water Htr | HWSD - Hot Water Dom/Potable | 8/31/1999
CHIMMNEY ROCK VILLA | 103 E 13th St | Bayard | NE | 69334-8005 | MORRILL | NE20275 | Exempt 1999 LB-66 |  | 6225 | 1994 | AO SMITH | AHWH - ANSI/Fired Water Htr | HWSD - Hot Water Dom/Potable | 8/31/1999
Holy Family Parish | 103 E 3rd St | Lindsay | NE | 68644 | Platte | NE37558 | Scrapped/Junked | n/a | K191 | 1957 | Kewanee | FTFB - Firetube-Firebox Boiler | STHT - Steam-Heat | 1/31/2015
Keith County Jail | 103 E 5th St | Ogallala | NE | 69153-2102 | Keith | NE13379 | Active | 208833 | 08208833 | 2005 | Lochinvar | CPFT - Horiz Cpr Fin Boiler | HWHT - Hot Water Heat | 11/30/2026
Keith County Jail | 103 E 5th St | Ogallala | NE | 69153-2102 | Keith | NE35264 | Scrapped/Junked |  | 2BJ23 | 1950 | AMERICAN STANDARD |  | HWHT - Hot Water Heat | 2/28/2008
Sandhills Grade School | 103 Main St | Halsey | NE | 69142-2503 | Thomas | NE33295 | Scrapped/Junked | n/a | 2BJ3 | 1960 | American Standard | CI - Cast Iron | STHT - Steam-Heat | 2/28/2022
Sandhills Grade School | 103 Main St | Halsey | NE | 69142-2503 | Thomas | NE43614 | Active | N/A | 810145-202205 | 2022 | Peerless | CI - Cast Iron | HWHT - Hot Water Heat | 2/28/2026
Oxford Housing Authority | 103 N Railway St | Oxford | NE | 68967-2731 | Furnas | NE17996 | Active | N/A | 65186787 | 2010 | Burnham | CI - Cast Iron | HWHT - Hot Water Heat | 8/31/2026
Oxford Housing Authority | 103 N Railway St | Oxford | NE | 68967-2731 | Furnas | NE18682 | Exempt | N/A | 65186787 | 2010 | Burnham | CI - Cast Iron | HWHT - Hot Water Heat | 10/29/2010
Oxford Housing Authority | 103 N Railway St | Oxford | NE | 68967-2731 | Furnas | NE18683 | Exempt | N/A | 65186786 | 2010 | Burnham | CI - Cast Iron | HWHT - Hot Water Heat | 10/31/2010
Oxford Housing Authority | 103 N Railway St | Oxford | NE | 68967-2731 | Furnas | NE40409 | Scrapped/Junked |  | G-26 F6 | 1966 | AMST | CI - Cast Iron | HWHT - Hot Water Heat | 6/30/2010
OLD WESTON PUBLIC SCHOOL | 103 SCHOOL ST | WESTON | NE | 68070 | SAUNDERS | NE30356 | Inactive |  | G-108 | 1971 | AMERICAN STANDARD |  | STHT - Steam-Heat | 3/31/2005
OLSON FURNITURE/AUCTION | 103 W 3rd St | Grand Island | NE | 68801-5913 | HALL | NE16599 | Inactive |  | 87 | 1990 | PEERLESS HEATER COMPANY |  | STHT - Steam-Heat | 8/31/2001
Southwest Middle School | 103 W Nebraska St | Bartley | NE | 69020-2035 | Red Willow | NE31794 | Scrapped/Junked | N/A | 53116620 | 1967 | Bryan | CI - Cast Iron | STHT - Steam-Heat | 3/31/2013
TWIN VALLEY PUBLIC SCHOOL | 103 W Nebraska St | Bartley | NE | 69020-2035 | RED WILLOW | NE19367 | Exempt 1999 LB-66 |  | 0000001133 | 1990 | AO SMITH | AHWH - ANSI/Fired Water Htr | HWSD - Hot Water Dom/Potable | 4/30/2000
RADCLIFF APARTMENTS | 103-105 N 38TH ST | OMAHA | NE | 68106 | Douglas | NE20349 | Exempt 1999 LB-66 |  | K88653185 | 1988 | STATE INDUSTRIES | AHWH - ANSI/Fired Water Htr | HWSD - Hot Water Dom/Potable | 12/31/1999
RADCLIFF APARTMENTS | 103-105 N 38TH ST | OMAHA | NE | 68106 | Douglas | NE20350 | Exempt 1999 LB-66 |  | B94488941 | 1994 | STATE INDUSTRIES | AHWH - ANSI/Fired Water Htr | HWSD - Hot Water Dom/Potable | 12/31/1999
Apartment Building | 103-107 N 10th St | Nebraska City | NE | 68410 | Otoe | NE19319 | Active | N/A | 7469 | 1955 | Penn Range Boiler | CI - Cast Iron | HWHT - Hot Water Heat | 12/31/2026
Apartment Building | 103-107 N 10th St | Nebraska City | NE | 68410 | Otoe | NE19320 | Active | N/A | 7468 | 1955 | Penn Range Boiler | CI - Cast Iron | HWHT - Hot Water Heat | 12/31/2026
SCOTTSBLUFF SOCIAL | 1030 10th St | Gering | NE | 69341-3237 | SCOTTS BLUFF | NE19886 | Inactive |  | 618797 | 1995 | SLANT FIN |  | HWHT - Hot Water Heat | 9/30/2005
Midtown Apartments | 1030 15th St | Henderson | NE | 68371-8918 | York | NE09701 | Active | n/a | 60-17948 | 1991 | Peerless | CI - Cast Iron | HWHT - Hot Water Heat | 10/31/2026
Midtown Apartments | 1030 15th St | Henderson | NE | 68371-8918 | York | NE09702 | Active | n/a | 61-26638 | 1979 | Peerless | CI - Cast Iron | HWHT - Hot Water Heat | 10/31/2026
Midtown Apartments | 1030 15th St | Henderson | NE | 68371-8918 | York | NE09703 | Active | n/a | 6160297-0691 | 1991 | Peerless | CI - Cast Iron | HWHT - Hot Water Heat | 10/31/2026
Gibbon Public School | 1030 Court St | Gibbon | NE | 68840-4064 | Buffalo | NE13657 | Scrapped/Junked | 17412 | 09F-5319 | 2008 | ALDRICH/LES | FTVT - Firetube Vertical TB | HWHT - Hot Water Heat | 7/31/2010
Gibbon Public School | 1030 Court St | Gibbon | NE | 68840-4064 | Buffalo | NE13658 | Scrapped/Junked | 17413 | 09F-5320 | 2008 | ALDRICH/LES | FTVT - Firetube Vertical TB | HWHT - Hot Water Heat | 7/31/2012
Gibbon Public School | 1030 Court St | Gibbon | NE | 68840-4064 | Buffalo | NE13659 | Scrapped/Junked | 17411 | 09F-5318 | 2008 | ALDRICH/LES | FTVT - Firetube Vertical TB | HWHT - Hot Water Heat | 7/31/2012
Gibbon Public School | 1030 Court St | Gibbon | NE | 68840-4064 | Buffalo | NE17956 | Active | 17937 | 10F-5817 | 2010 | ALDRICH/LES | FTVT - Firetube Vertical TB | HWHT - Hot Water Heat | 7/31/2026
Gibbon Public School | 1030 Court St | Gibbon | NE | 68840-4064 | Buffalo | NE22147 | Active | 18548 | 12F-6456 | 2012 | ALDRICH/LES | FTVT - Firetube Vertical TB | HWHT - Hot Water Heat | 7/31/2026
Gibbon Public School | 1030 Court St | Gibbon | NE | 68840-4064 | Buffalo | NE22148 | Active | 18568 | 12F-6476 | 2012 | ALDRICH/LES | FTVT - Firetube Vertical TB | HWHT - Hot Water Heat | 7/31/2026
Trotter Wash & Go | 1030 L St. | Burwell | NE | 68823 | Garfield | NE41619 | Active | 277121 | 65498564 | 2013 | Giannoni | COBL - Coil Type Boiler | GLFH - Glycol Floor Heat System | 12/31/2026
Keene Memorial Library | 1030 N Broad St | Fremont | NE | 68025-4132 | Dodge | NE05571 | Scrapped/Junked | O/N 1 | 02134 | 1969 | Kewannee | FTFB - Firetube-Firebox Boiler | HWHT - Hot Water Heat | 9/30/2010
Keene Memorial Library | 1030 N Broad St | Fremont | NE | 68025-4132 | Dodge | NE18785 | Scrapped/Junked | 220120 | C10-220120 | 2010 | Laars | CPFT - Horiz Cpr Fin Boiler | HWHT - Hot Water Heat | 11/30/2022
Keene Memorial Library | 1030 N Broad St | Fremont | NE | 68025-4132 | Dodge | NE18786 | Scrapped/Junked | 130595 | G10130595 | 2009 | Laars | WT - Water Tube Boiler | HWHT - Hot Water Heat | 11/30/2022
Apartment Building | 1030 S 30th Ave | Omaha | NE | 68105-6981 | Douglas | NE22649 | Scrapped/Junked |  | J041986 | 1981 | PEER | CI - Cast Iron | HWHT - Hot Water Heat | 3/31/2009
Lamson Dugan & Murray | 10306 Regency Parkway Dr | Omaha | NE | 68114-3708 | Douglas | NE05672 | Scrapped/Junked | 9666 | 92-44030 | 1992 | Ajax | WT - Water Tube Boiler | HWHT - Hot Water Heat | 11/30/2022
Lamson Dugan & Murray | 10306 Regency Parkway Dr | Omaha | NE | 68114-3708 | Douglas | NE41732 | Active | 381171 | 2211128679098 | 2022 | Lochinvar | WT - Water Tube Boiler | HWHT - Hot Water Heat | 11/30/2026
Luther Memorial Lutheran Church | 1031 Sunset Trl | Omaha | NE | 68132-1950 | Douglas | NE14539 | Scrapped/Junked | N/A | H9015 | 1957 | Kewanee | FT - Firetube Boiler | HWHT - Hot Water Heat | 9/30/2013
Luther Memorial Lutheran Church | 1031 Sunset Trl | Omaha | NE | 68132-1950 | Douglas | NE27117 | Active | 256751 | K13H00256751 | 2013 | Lochinvar | COND - Condenser | HWHT - Hot Water Heat | 9/30/2026
Waverly City Pool | 10311 Holly Dr | Waverly | NE | 68462 | Lancaster | NE06940 | Inactive | 165738 | C06165738 | 2006 | Teledyne & Laars | CPFT - Horiz Cpr Fin Boiler | OPHT - Outdoor Pool Heater | 6/30/2015
Waverly City Pool | 10311 Holly Dr | Waverly | NE | 68462 | Lancaster | NE21552 | Scrapped/Junked | 64872 | C96CO1617 | 1996 | TELEDYNE LAARS | CPFT - Horiz Cpr Fin Boiler | OPHT - Outdoor Pool Heater | 6/30/2006
California Pizza Kitchen | 10317 Pacific St | Omaha | NE | 68114-4713 | Douglas | NE01440 | Scrapped/Junked | 57701 | LK000983715 | 2000 | AOSM | CHWH - ASME/Fired Water Heater | HWSD - Hot Water Dom/Potable | 4/30/2005
California Pizza Kitchen | 10317 Pacific St | Omaha | NE | 68114-4713 | Douglas | NE19718 | Scrapped/Junked |  | 0000007382 | 1996 | AO SMITH | AHWH - ANSI/Fired Water Htr | HWSD - Hot Water Dom/Potable | 3/31/2001
USA STEAK BUFFET | 1032 S 13th St | Norfolk | NE | 68701-5775 | MADISON | NE22335 | Scrapped/Junked | 31449 |  | 1995 | AO SMITH | CHWH - ASME/Fired Water Heater | HWSD - Hot Water Dom/Potable | 5/31/2000
CITY OF WAVERLY | 10322 HOLLY DR | WAVERLY | NE | 68462 | LANCASTER | NE18114 | Scrapped/Junked |  | 0143050820 | 1981 | AO SMITH | AHWH - ANSI/Fired Water Htr | HWSD - Hot Water Dom/Potable | 5/31/1996
CITY OF WAVERLY | 10322 HOLLY DR | WAVERLY | NE | 68462 | LANCASTER | NE18115 | Scrapped/Junked | 3039 |  | 1975 | TELEDYNE LAARS | CPFT - Horiz Cpr Fin Boiler | HWHT - Hot Water Heat | 5/31/1996
REGENCY APARTMENTS | 10322 Pacific St | Omaha | NE | 68114-4726 | Douglas | NE05427 | Exempt 1999 LB-66 |  | 000000000401241 | 1989 | RHEEM MANUFACTURING CO | AHWH - ANSI/Fired Water Htr | HWSD - Hot Water Dom/Potable | 5/31/1999
REGENCY APARTMENTS | 10322 Pacific St | Omaha | NE | 68114-4726 | Douglas | NE05428 | Exempt 1999 LB-66 |  | 000000000401163 | 1987 | RHEEM MANUFACTURING CO | AHWH - ANSI/Fired Water Htr | HWSD - Hot Water Dom/Potable | 5/31/1999
REGENCY APARTMENTS | 10322 Pacific St | Omaha | NE | 68114-4726 | Douglas | NE05429 | Exempt 1999 LB-66 |  | 000000000401248 | 1987 | RHEEM MANUFACTURING CO | AHWH - ANSI/Fired Water Htr | HWSD - Hot Water Dom/Potable | 5/31/1999
DAW Properties LLC | 10324 Fort St | Omaha | NE | 68134-1238 | Douglas | NE09995 | Active | 160929 | A98CJ0259 | 1998 | TELE | CPFT - Horiz Cpr Fin Boiler | HWHF - Hot Water Heat-Floor | 12/31/2025
GORILLA WASH | 10324 Fort St | Omaha | NE | 68134-1238 | Douglas | NE12909 | Scrapped/Junked |  | 81-1496 | 1984 | PEERLESS HEATER COMPANY |  | HWHT - Hot Water Heat | 10/31/2002
Aspen Creek Elementary | 10325 S 188th St | Gretna | NE | 68136 | Sarpy | NE26957 | Active | 75773 | G-16-2207 | 2016 | Aerco | FTVT - Firetube Vertical TB | HWHT - Hot Water Heat | 7/31/2026
Aspen Creek Elementary | 10325 S 188th St | Gretna | NE | 68136 | Sarpy | NE26958 | Active | 75772 | G-16-2206 | 2016 | Aerco | FTVT - Firetube Vertical TB | HWHT - Hot Water Heat | 7/31/2026
Aspen Creek Elementary | 10325 S 188th St | Gretna | NE | 68136 | Sarpy | NE27000 | Active | 67941 | 119308A | 2015 | PVI Industries | CHWH - ASME/Fired Water Heater | HWSD - Hot Water Dom/Potable | 7/31/2026
MIDWEST TOFU & SPROUTS | 10327 Washington Dr | Omaha | NE | 68127-4525 | Douglas | NE05145 | Inactive | 56916 | 83441 | 1983 | CLEAVER BROOKS | WT - Water Tube Boiler | PROC - Process Steam | 8/31/1985
The Gold's Building | 1033 O St | Lincoln | NE | 68508-3636 | LANCASTER | NE00770 | Scrapped/Junked | 11004 | 00E-8759 | 2000 | ALES | FTFB - Firetube-Firebox Boiler | STHT - Steam-Heat | 12/31/2020
The Gold's Building | 1033 O St | Lincoln | NE | 68508-3636 | LANCASTER | NE03658 | Scrapped/Junked | 10794 | 10227 | 1975 | CAM INDUSTRIES | ELBL - Electric Boiler | STHT - Steam-Heat | 6/30/2006
The Gold's Building | 1033 O St | Lincoln | NE | 68508-3636 | LANCASTER | NE03659 | Scrapped/Junked | 10793 |  | 1975 | CAM INDUSTRIES | ELBL - Electric Boiler | STHT - Steam-Heat | 6/30/2000
The Gold's Building | 1033 O St | Lincoln | NE | 68508-3636 | LANCASTER | NE06919 | Scrapped/Junked | 16086 | B050742 | 2006 | Precision | ELBL - Electric Boiler | STHT - Steam-Heat | 12/31/2020
Regency Westpoint | 10330 Regency Parkway Dr | Omaha | NE | 68114-3774 | Douglas | NE12829 | Active | n/a | CP2100826 | 1991 | Weil-Mcclain | ELBL - Electric Boiler | HWHT - Hot Water Heat | 4/30/2026
Building Demolished | 1034 S 30th Ave | Omaha | NE | 68105-6980 | Douglas | NE04951 | Scrapped/Junked | n/a | 13412 | 1991 | Peerless | CI - Cast Iron | HWHT - Hot Water Heat | 3/31/2013
Scott Foundation Office Building | 10340 N 84th St | Omaha | NE | 68122 | Douglas | NE27127 | Active | 395205 | 1714105591760 | 2017 | Lochinvar | COND - Condenser | HWHT - Hot Water Heat | 10/31/2026
Scott Foundation Office Building | 10340 N 84th St | Omaha | NE | 68122 | Douglas | NE27128 | Active | 384594 | 1714105591761 | 2017 | Lochinvar | COND - Condenser | HWHT - Hot Water Heat | 10/31/2026
Woodland Park Apartments | 1035 Diamond St | Lyons | NE | 68038-2501 | Burt | NE05992 | Scrapped/Junked | 91692 | K04M010875 | 2004 | AOSM | CHWH - ASME/Fired Water Heater | HWSD - Hot Water Dom/Potable | 10/31/2009
Woodland Park Apartments | 1035 Diamond St | Lyons | NE | 68038-2501 | Burt | NE06029 | Scrapped/Junked | 88146 | MF040005663/88146 | 2004 | AO SMITH | CHWH - ASME/Fired Water Heater | HWSD - Hot Water Dom/Potable | 10/31/2007
Woodland Park Apartments | 1035 Diamond St | Lyons | NE | 68038-2501 | Burt | NE07362 | Scrapped/Junked | 105175 | E06M002843 | 2006 | AOSM | CHWH - ASME/Fired Water Heater | HWSD - Hot Water Dom/Potable | 10/31/2014
Woodland Park Apartments | 1035 Diamond St | Lyons | NE | 68038-2501 | Burt | NE08684 | Scrapped/Junked | 60960 |  | 2001 | AO SMITH | CHWH - ASME/Fired Water Heater | HWSD - Hot Water Dom/Potable | 10/31/2002
Woodland Park Apartments | 1035 Diamond St | Lyons | NE | 68038-2501 | Burt | NE10198 | Scrapped/Junked | N/A | 723387 | 2007 | Slant Fin | CI - Cast Iron | HWHT - Hot Water Heat | 10/31/2018
Woodland Park Apartments | 1035 Diamond St | Lyons | NE | 68038-2501 | Burt | NE10289 | Scrapped/Junked | 68539 | LD021647621110/68539 | 2002 | AO SMITH | CHWH - ASME/Fired Water Heater | HWSD - Hot Water Dom/Potable | 10/31/2006
Woodland Park Apartments | 1035 Diamond St | Lyons | NE | 68038-2501 | Burt | NE10290 | Scrapped/Junked | 66075 | LM011385495110 | 2002 | AO SMITH | CHWH - ASME/Fired Water Heater | HWSD - Hot Water Dom/Potable | 10/31/2005
Woodland Park Apartments | 1035 Diamond St | Lyons | NE | 68038-2501 | Burt | NE12146 | Scrapped/Junked | 70868 | LH021852435110/70868 | 2002 | AOSM | CHWH - ASME/Fired Water Heater | HWSD - Hot Water Dom/Potable | 10/31/2018
Woodland Park Apartments | 1035 Diamond St | Lyons | NE | 68038-2501 | Burt | NE17032 | Scrapped/Junked | 131330 | 131330 | 2008 | A O Smith | FTVT - Firetube Vertical TB | HWSD - Hot Water Dom/Potable | 10/31/2011
Woodland Park Apartments | 1035 Diamond St | Lyons | NE | 68038-2501 | Burt | NE21427 | Scrapped/Junked | 193555 | 15.pg120.20.847 | 2010 | Prestige | FTSS - Firetube Stainless Steel | HWHT - Hot Water Heat | 10/31/2018
Woodland Park Apartments | 1035 Diamond St | Lyons | NE | 68038-2501 | Burt | NE21428 | Scrapped/Junked | 131662 | 131662 | 2008 | A O Smith | CHWH - ASME/Fired Water Heater | HWSD - Hot Water Dom/Potable | 10/31/2012
Woodland Park Apartments | 1035 Diamond St | Lyons | NE | 68038-2501 | Burt | NE22782 | Scrapped/Junked | 166027 | 166027 | 2012 | AOSM | CHWH - ASME/Fired Water Heater | HWSD - Hot Water Dom/Potable | 10/31/2017
Woodland Park Apartments | 1035 Diamond St | Lyons | NE | 68038-2501 | Burt | NE25667 | Scrapped/Junked | 179212 | 179212 | 2013 | A O Smith | CHWH - ASME/Fired Water Heater | HWSD - Hot Water Dom/Potable | 10/31/2018
Woodland Park Apartments | 1035 Diamond St | Lyons | NE | 68038-2501 | Burt | NE26732 | Scrapped/Junked | 220076 | 220076 | 2016 | AO SMITH | CHWH - ASME/Fired Water Heater | HWSD - Hot Water Dom/Potable | 10/31/2018
Woodland Park Apartments | 1035 Diamond St | Lyons | NE | 68038-2501 | Burt | NE30385 | Scrapped/Junked |  | MF89-0038227880 | 1989 | AO SMITH | AHWH - ANSI/Fired Water Htr | HWSD - Hot Water Dom/Potable | 10/31/2002
Woodland Park Apartments | 1035 Diamond St | Lyons | NE | 68038-2501 | Burt | NE30429 | Scrapped/Junked |  | 91-021710 | 1991 | AO SMITH | AHWH - ANSI/Fired Water Htr | HWSD - Hot Water Dom/Potable | 10/31/2003
Woodland Park Apartments | 1035 Diamond St | Lyons | NE | 68038-2501 | Burt | NE30430 | Scrapped/Junked | 124511 | 91010111C | 1991 | TELE | CPFT - Horiz Cpr Fin Boiler | HWHT - Hot Water Heat | 10/31/2018
Woodland Park Apartments | 1035 Diamond St | Lyons | NE | 68038-2501 | Burt | NE30496 | Scrapped/Junked |  | 7724694 | 1987 | BURNHAM COMM/INDUST |  | HWHT - Hot Water Heat | 10/31/2008
Woodland Park Apartments | 1035 Diamond St | Lyons | NE | 68038-2501 | Burt | NE30563 | Scrapped/Junked | 9999 | 7728276 | 1989 | BURN | CI - Cast Iron | HWHT - Hot Water Heat | 10/31/2011
Woodland Park Apartments | 1035 Diamond St | Lyons | NE | 68038-2501 | Burt | NE30604 | Scrapped/Junked | 24412 |  | 1993 | AO SMITH | CHWH - ASME/Fired Water Heater | HWSD - Hot Water Dom/Potable | 10/31/2001
Palisades Apartments | 1035 S 17th St | Lincoln | NE | 68508-3433 | Lancaster | NE15618 | Out of Service | n/a | 211A-09378-1193 | 1993 | Peerless | CI - Cast Iron | STHT - Steam-Heat | 12/31/2017
Palisades Apartments | 1035 S 17th St | Lincoln | NE | 68508-3433 | Lancaster | NE15619 | Out of Service | n/a | 211A-9377-1193 | 1993 | Peerless | CI - Cast Iron | STHT - Steam-Heat | 12/31/2017
Palisades Apartments | 1035 S 17th St | Lincoln | NE | 68508-3433 | Lancaster | NE24259 | Scrapped/Junked |  | MK94-0376994920 | 1994 | AO SMITH | AHWH - ANSI/Fired Water Htr | HWSD - Hot Water Dom/Potable | 1/1/1900
Platte Generating Station | 1035 W Wildwood Dr | Grand Island | NE | 68801-9631 | Hall | NE03747 | Active | 22486 | Serial # 22486 | 1979 | Combustion Eng | WT - Water Tube Boiler | POWR - Power Generation | 5/31/2026
Platte Generating Station | 1035 W Wildwood Dr | Grand Island | NE | 68801-9631 | Hall | NE03791 | Active | 48221 | Ser# WL2914 | 1980 | Cleaver & Brooks | WT - Water Tube Boiler | BSUP - Bldg Heat & Process | 1/31/2027
Platte Generating Station | 1035 W Wildwood Dr | Grand Island | NE | 68801-9631 | Hall | NE07249 | Active | 1697 | FWHTR 5 | 2013 | THERMAL ENGINEERING | SHTB - Shell/Tube Htexchngr | FDHT - Feedwater Heater | 1/31/2027
Platte Generating Station | 1035 W Wildwood Dr | Grand Island | NE | 68801-9631 | Hall | NE23292 | Scrapped/Junked | 3075 | 00 | 1979 | Struthers | SHTB - Shell/Tube Htexchngr | FDHT - Feedwater Heater | 5/31/2014
Platte Generating Station | 1035 W Wildwood Dr | Grand Island | NE | 68801-9631 | Hall | NE26447 | Out of Service | 29107 | W-15603 | 2006 | York Shipley | FT - Firetube Boiler | POWR - Power Generation | 1/31/2018
Ruby Tuesday #2239 | 10387 Pacific St | Omaha | NE | 68114-4713 | Douglas | NE23182 | Scrapped/Junked | 39964 | 0 | 1997 | AOSM | CHWH - ASME/Fired Water Heater | HWSD - Hot Water Dom/Potable | 2/28/2012
Downtown YMCA Vacant | 1039 P St | Lincoln | NE | 68508-3618 | LANCASTER | NE06077 | Inactive | n/a | 329819-200010 | 2000 | Peerless | CI - Cast Iron | STHT - Steam-Heat | 1/31/2022
Downtown YMCA Vacant | 1039 P St | Lincoln | NE | 68508-3618 | LANCASTER | NE16341 | Scrapped/Junked |  | 7FD-3209 | 1975 | PEER | CI - Cast Iron | STHT - Steam-Heat | 1/31/2009
Downtown YMCA Vacant | 1039 P St | Lincoln | NE | 68508-3618 | LANCASTER | NE16342 | Inactive |  | 7FD-3210 | 1975 | PEERLESS HEATER COMPANY |  | STHT - Steam-Heat | 5/31/2005
REGENCY LAKESIDE APTS | 1039 S 106th Plz | Omaha | NE | 68114-4784 | Douglas | NE15811 | Inactive | 13752 |  | 1975 | RUUD | CHWH - ASME/Fired Water Heater | HWSD - Hot Water Dom/Potable | 5/31/1999
WELSH APARTMENTS | 1039-41 PARK AVE | OMAHA | NE | 68105-6943 | Douglas | NE12803 | Inactive |  | 210-10-39 | 1965 | PEERLESS HEATER COMPANY |  | STHT - Steam-Heat | 4/30/2003
Bayard City Pool | 104 E 11th St | Bayard | NE | 69334-2037 | Morrill | NE25863 | Inactive | 251480 | C13251480 | 2013 | Laars | CPFT - Horiz Cpr Fin Boiler | OPHT - Outdoor Pool Heater | 6/30/2025
Bayard City Pool | 104 E 11th St | Bayard | NE | 69334-2037 | Morrill | NE40500 | Scrapped/Junked | 89162 | n/a | 1999 | TELE | CPFT - Horiz Cpr Fin Boiler | OPHT - Outdoor Pool Heater | 6/30/2014
MURRAY ELEMENTARY SCHOOL | 104 E High St | Murray | NE | 68409-8206 | CASS | NE32237 | Inactive |  | G13 | 1977 | PEERLESS HEATER COMPANY |  | STHT - Steam-Heat | 6/30/2001
Shickley Public Schools | 104 E Murray | Shickley | NE | 68436 | Fillmore | NE19166 | Inactive | 128338 | 9512128338 | 1995 | Raytherm/Raypak | CPFT - Horiz Cpr Fin Boiler | OPHT - Outdoor Pool Heater | 6/30/2012
Shickley Public Schools | 104 E Murray | Shickley | NE | 68436 | Fillmore | NE23636 | Active | 214620 | D12H10214620 | 2012 | Lochinvar/Giannoni | WTSS - Watertube SS Steel | HWHT - Hot Water Heat | 3/31/2026
Shickley Public Schools | 104 E Murray | Shickley | NE | 68436 | Fillmore | NE23637 | Active | 214645 | D12H10214645 | 2012 | Lochinvar/Giannoni | WTSS - Watertube SS Steel | HWHT - Hot Water Heat | 3/31/2026
Shickley Public Schools | 104 E Murray | Shickley | NE | 68436 | Fillmore | NE33874 | Out of Service | NA | 1100 | 1946 | American Standard | CI - Cast Iron | STHT - Steam-Heat | 3/31/2017
Shickley Public Schools | 104 E Murray | Shickley | NE | 68436 | Fillmore | NE33875 | Scrapped/Junked | NA | 3R12 | 1954 | Kewannee | FT - Firetube Boiler | HWHT - Hot Water Heat | 3/31/2013
SHICKLEY ELEMENTARY/HIGH | 104 E MURRAY | SHICKLEY | NE | 68436 | FILLMORE | NE19165 | Exempt 1999 LB-66 |  | 000000000093436 | 1987 | AO SMITH | AHWH - ANSI/Fired Water Htr | HWSD - Hot Water Dom/Potable | 6/30/1999
LEXINGTON SUPER 8 MOTEL | 104 E River Rd | Lexington | NE | 68850-5609 | DAWSON | NE21170 | Exempt 1999 LB-66 |  | 1930 | 1989 | STATE INDUSTRIES | AHWH - ANSI/Fired Water Htr | HWSD - Hot Water Dom/Potable | 2/29/2000
LEXINGTON SUPER 8 MOTEL | 104 E River Rd | Lexington | NE | 68850-5609 | DAWSON | NE21173 | Exempt 1999 LB-66 |  | 0262 | 1995 | RHEEM MANUFACTURING CO | AHWH - ANSI/Fired Water Htr | HWSD - Hot Water Dom/Potable | 2/29/2000
LEXINGTON SUPER 8 MOTEL | 104 E River Rd | Lexington | NE | 68850-5609 | DAWSON | NE21174 | Exempt 1999 LB-66 |  | 7362 | 1992 | AO SMITH | AHWH - ANSI/Fired Water Htr | HWSD - Hot Water Dom/Potable | 2/29/2000
Conestoga Elementary | 104 High St | Murray | NE | 68409-0040 | Cass | NE27427 | Active | 927 | 64287784 | 2000 | Thermal Solutions | FTVT - Firetube Vertical TB | HHHP - Hotwater Heat & Heat Pump | 12/31/2024
Burlington Northern Santa Fe | 104 N Railway St. | Oxford | NE | 68967 | Furnas | NE21193 | Scrapped/Junked | NA | 8315 | 1960 | Crane Co. | CI - Cast Iron | HWHT - Hot Water Heat | 10/31/2011
Burlington Northern Santa Fe | 104 N Railway St. | Oxford | NE | 68967 | Furnas | NE22800 | Active | 240534 | C12240534 | 2012 | Laars | CPFH - Copper Fin Water Heater | HWHT - Hot Water Heat | 8/31/2026
First Presbyterian Church #4433 | 104 S 10th St | Norfolk | NE | 68701-5015 | Madison | NE13927 | Active | 11142 | 00E-8934 | 2000 | ALDRICH/LES | FTFB - Firetube-Firebox Boiler | HWHT - Hot Water Heat | 4/30/2026
Mutual Of Omaha | 104 S 31St Ave | Omaha | NE | 68131 | Douglas | NE37583 | Scrapped/Junked |  | 966A | 1973 | CRAN | CI - Cast Iron | HWHT - Hot Water Heat | 5/31/2007
Mutual Of Omaha | 104 S 31St Ave | Omaha | NE | 68131 | Douglas | NE37584 | Scrapped/Junked |  | 966A-1 | 1973 | CRAN | CI - Cast Iron | HWHT - Hot Water Heat | 5/31/2007
Delta Chi Fraternity | 104 S 39th St | Omaha | NE | 68131-3002 | Douglas | NE18356 | Inactive |  | 811433 | 1984 | PEER | CI - Cast Iron | HWHT - Hot Water Heat | 3/31/2004
Delta Chi Fraternity | 104 S 39th St | Omaha | NE | 68131-3002 | Douglas | NE18357 | Inactive |  |  | 1920 | GUNN | CI - Cast Iron | HWHT - Hot Water Heat | 3/31/2004
Cattle National Bank | 104 S 5th St | Seward | NE | 68434-2110 | Seward | NE40832 | Active | 48177 | 99689 | 1996 | Kewanee | FTFB - Firetube-Firebox Boiler | GLYC - Glycol Bldg Heat Sys | 10/31/2026
Cattle National Bank | 104 S 5th St | Seward | NE | 68434-2110 | Seward | NE40833 | Active | 48176 | 99729 | 1996 | Kewanee | FTFB - Firetube-Firebox Boiler | GLYC - Glycol Bldg Heat Sys | 10/31/2026
Grace Lutheran Church-BMIC#538171 | 104 S Colfax St | West Point | NE | 68788-1811 | Cuming | NE02366 | Scrapped/Junked | 10102 | 10102/D21K2616 | 2004 | HTPI | COBL - Coil Type Boiler | HWHT - Hot Water Heat | 10/31/2025
Grace Lutheran Church-BMIC#538171 | 104 S Colfax St | West Point | NE | 68788-1811 | Cuming | NE02367 | Scrapped/Junked | 10098 | 10098/D21K2617 | 2004 | HTPI | COBL - Coil Type Boiler | HWHT - Hot Water Heat | 10/31/2017
Grace Lutheran Church-BMIC#538171 | 104 S Colfax St | West Point | NE | 68788-1811 | Cuming | NE02368 | Scrapped/Junked | 10105 | 10105/D21K2618 | 2004 | HTPI | COBL - Coil Type Boiler | HWHT - Hot Water Heat | 10/31/2025
Grace Lutheran Church-BMIC#538171 | 104 S Colfax St | West Point | NE | 68788-1811 | Cuming | NE43909 | Active | 277627 | 21.PG60.132.0055 | 2021 | AIC GDYNIA | FTVT - Firetube Vertical TB | HWHT - Hot Water Heat | 10/31/2025
Grace Lutheran Church-BMIC#538171 | 104 S Colfax St | West Point | NE | 68788-1811 | Cuming | NE43910 | Active | 330422 | 22.PG60.132.00109 | 2021 | AIC GDYNIA | FTVT - Firetube Vertical TB | HWHT - Hot Water Heat | 10/31/2025
CHI-Schuyler Memorial Hosp | 104 W 17th St | Schuyler | NE | 68661-1304 | Colfax | NE06888 | Active | 15360 | U040098 | 2005 | PREC | WT - Water Tube Boiler | PROC - Process Steam | 8/31/2026
CHI-Schuyler Memorial Hosp | 104 W 17th St | Schuyler | NE | 68661-1304 | Colfax | NE08052 | Active | 43430 | 47114 | 1984 | ECLI | FTSM - FTS Marine Dry Back | PROC - Process Steam | 7/31/2026
CHI-Schuyler Memorial Hosp | 104 W 17th St | Schuyler | NE | 68661-1304 | Colfax | NE11119 | Scrapped/Junked | 893 | 151498 | 1954 | YORK SHIPLEY | FTSM - FTS Marine Dry Back | PROC - Process Steam | 7/31/2005
CHI-Schuyler Memorial Hosp | 104 W 17th St | Schuyler | NE | 68661-1304 | Colfax | NE37545 | Active | n/a | F-5182 | 1952 | KEWA | FTFB - Firetube-Firebox Boiler | HWHT - Hot Water Heat | 7/31/2026
CHI-Schuyler Memorial Hosp | 104 W 17th St | Schuyler | NE | 68661-1304 | Colfax | NE37546 | Active | n/a | O-5773 | 1971 | KEWA | FTFB - Firetube-Firebox Boiler | HWHT - Hot Water Heat | 7/31/2026
Municipal Auditorium | 104 W 2nd St | Tilden | NE | 68781-4797 | Madison | NE10261 | Inactive | 12045 | 02E-9960 | 2002 | Aldrich | FTVT - Firetube Vertical TB | HWHT - Hot Water Heat | 5/31/2015
Municipal Auditorium | 104 W 2nd St | Tilden | NE | 68781-4797 | Madison | NE10262 | Inactive | 12046 | 02E-9961 | 2002 | Aldrich | FTVT - Firetube Vertical TB | HWHT - Hot Water Heat | 5/31/2015
SUTTON COOP GRAIN CO | 104 W Elm St | Sutton | NE | 68979-2434 | CLAY | NE04012 | Inactive | 8990 |  | 1982 | SUPERIOR BOILERWORKS | FTSM - FTS Marine Dry Back | PROC - Process Steam | 9/30/1999
Sidney Elks Lodge #1894 | 1040 Jackson St | Sidney | NE | 69162-1656 | Cheyenne | NE25440 | Out of Service | N/A | N/A | 1995 | AMST | CI - Cast Iron | STHT - Steam-Heat | 3/31/2009
Ten 40 Condos | 1040 O St | Lincoln | NE | 68508-3609 | Lancaster | NE00903 | Active | 3985 | 9377 | 1987 | Precision | ELBL - Electric Boiler | HWHT - Hot Water Heat | 3/31/2026
Embassy Suites | 1040 P St | Lincoln | NE | 68508-3617 | Lancaster | NE22876 | Scrapped/Junked | 236169 | I11H00236169 | 2011 | Lochinvar | CPFH - Copper Fin Water Heater | IPHT - Indoor Pool Heater | 1/31/2021
Embassy Suites | 1040 P St | Lincoln | NE | 68508-3617 | Lancaster | NE23275 | Scrapped/Junked | 239573 | F992176 | 2012 | Lochinvar | CPFT - Horiz Cpr Fin Boiler | HWSD - Hot Water Dom/Potable | 1/31/2019
Embassy Suites | 1040 P St | Lincoln | NE | 68508-3617 | Lancaster | NE23276 | Active | 101811 | F992227 | 1999 | Lochinvar | CPFT - Horiz Cpr Fin Boiler | HWSD - Hot Water Dom/Potable | 1/31/2026
Embassy Suites | 1040 P St | Lincoln | NE | 68508-3617 | Lancaster | NE23277 | Scrapped/Junked | 237987 | F992228 | 2012 | Lochinvar | CPFT - Horiz Cpr Fin Boiler | HWSD - Hot Water Dom/Potable | 1/31/2016
Embassy Suites | 1040 P St | Lincoln | NE | 68508-3617 | Lancaster | NE23278 | Active | 101819 | F992247 | 1999 | Lochinvar | CPFT - Horiz Cpr Fin Boiler | HWHT - Hot Water Heat | 1/31/2026
Embassy Suites | 1040 P St | Lincoln | NE | 68508-3617 | Lancaster | NE23279 | Scrapped/Junked | 121312 | F992246 | 1999 | Lochinvar | CPFT - Horiz Cpr Fin Boiler | HWHT - Hot Water Heat | 1/31/2020
Embassy Suites | 1040 P St | Lincoln | NE | 68508-3617 | Lancaster | NE23280 | Active | 101817 | F992245 | 1999 | Lochinvar | CPFT - Horiz Cpr Fin Boiler | HWHT - Hot Water Heat | 1/31/2026
Embassy Suites | 1040 P St | Lincoln | NE | 68508-3617 | Lancaster | NE23295 | Scrapped/Junked | 173703 | E992156-FP | 1999 | Lochinvar | CPFT - Horiz Cpr Fin Boiler | SPAJ - Spa/Jacuzzi Heater | 1/31/2012
Embassy Suites | 1040 P St | Lincoln | NE | 68508-3617 | Lancaster | NE23296 | Scrapped/Junked | 00173701 | E992158-F9 | 1999 | Lochinvar | CPFT - Horiz Cpr Fin Boiler | HWHT - Hot Water Heat | 1/31/2019
Embassy Suites | 1040 P St | Lincoln | NE | 68508-3617 | Lancaster | NE26248 | Active | 360928 | 20360928 | 2020 | Lochinvar | CPFT - Horiz Cpr Fin Boiler | HWSD - Hot Water Dom/Potable | 1/31/2026
Embassy Suites | 1040 P St | Lincoln | NE | 68508-3617 | Lancaster | NE27918 | Scrapped/Junked | 322765 | 18322765 | 2018 | Lochinvar | CPPH - Ansi Cpr Fin Pool Heater | SPAJ - Spa/Jacuzzi Heater | 1/31/2023
Embassy Suites | 1040 P St | Lincoln | NE | 68508-3617 | Lancaster | NE27919 | Inactive | 330196 | 18330196 | 2018 | Lochinvar | CPFT - Horiz Cpr Fin Boiler | HWSD - Hot Water Dom/Potable | 1/31/2024
Embassy Suites | 1040 P St | Lincoln | NE | 68508-3617 | Lancaster | NE28508 | Active | 343431 | 10343431 | 2019 | Lochinvar | CPFT - Horiz Cpr Fin Boiler | HWHT - Hot Water Heat | 1/31/2026
Embassy Suites | 1040 P St | Lincoln | NE | 68508-3617 | Lancaster | NE42144 | Active | 533739 | 2111533739 | 2021 | Lochinvar | CPPH - Ansi Cpr Fin Pool Heater | SPAJ - Spa/Jacuzzi Heater | 1/31/2026
Embassy Suites | 1040 P St | Lincoln | NE | 68508-3617 | Lancaster | NE42650 | Active | 407235 | 23407235 | 2023 | Lochinvar | CPFT - Horiz Cpr Fin Boiler | HWSD - Hot Water Dom/Potable | 1/31/2026
Embassy Suites | 1040 P St | Lincoln | NE | 68508-3617 | Lancaster | NE42651 | Active | 406581 | 23406581 | 2023 | Lochinvar | CPPH - Ansi Cpr Fin Pool Heater | IPHT - Indoor Pool Heater | 1/31/2026
Embassy Suites | 1040 P St | Lincoln | NE | 68508-3617 | Lancaster | NE43686 | Active | 137306 | 25437306 | 2025 | Lochinvar | CPFT - Horiz Cpr Fin Boiler | HWHT - Hot Water Heat | 1/31/2026
Reinke Manufacturing | 1040 Road 5300 | Deshler | NE | 68340-9806 | Thayer | NE26099 | Inactive | 16902 | 31130 | 2011 | Rite Eng | WT - Water Tube Boiler | HHHP - Hotwater Heat & Heat Pump | 1/31/2016
Seward Treatment Plant | 1040 S Columbia Ave | Seward | NE | 68434-2604 | Seward | NE21553 | Inactive | 5754 | 660255 | 1996 | Bethlehem | FT - Firetube Boiler | GLYC - Glycol Bldg Heat Sys | 4/30/2023
Christ the King Church/Adoration Sisters | 1040 S Cotner Blvd | Lincoln | NE | 68510-4928 | Lancaster | NE15279 | Scrapped/Junked | N/A | 2114257 | 1980 | Peerless | CI - Cast Iron | STHT - Steam-Heat | 10/31/2015
Christ the King Church/Adoration Sisters | 1040 S Cotner Blvd | Lincoln | NE | 68510-4928 | Lancaster | NE15280 | Active | N/A | 618423 | 1980 | Peerless | CI - Cast Iron | HWHT - Hot Water Heat | 10/31/2026
Christ the King Church/Adoration Sisters | 1040 S Cotner Blvd | Lincoln | NE | 68510-4928 | Lancaster | NE25673 | Active | n/a | 211a-06 | 2014 | Peerless | CI - Cast Iron | STHT - Steam-Heat | 10/31/2026
Regency Heights | 1040 S Wabash Ave | Hastings | NE | 68901-7096 | Adams | NE00180 | Scrapped/Junked | 21379 | AJH120-853 | 1994 | WEBJ | COBL - Coil Type Boiler | HWSD - Hot Water Dom/Potable | 10/31/2022
GEORGIA APARTMENTS | 1040-44 S 29TH ST | OMAHA | NE | 68105-2245 | Douglas | NE04409 | Inactive | + | G-108 | 1976 | AMERICAN STANDARD |  | STHT - Steam-Heat | 12/31/1989
Haleon -GSK Consumer Health Inc | 10401 Hwy 6 | Lincoln | NE | 68507-9626 | Lancaster | NE09999 | Out of Service | 47774 | N6-17976-W2002 | 2002 | Sussman-Automatic | ELBL - Electric Boiler | PROC - Process Steam | 12/31/2018
Haleon -GSK Consumer Health Inc | 10401 Hwy 6 | Lincoln | NE | 68507-9626 | Lancaster | NE11731 | Inactive | 1226 |  | 1962 | NEBRASKA BOILER | WT - Water Tube Boiler | POWR - Power Generation | 10/31/1996
Haleon -GSK Consumer Health Inc | 10401 Hwy 6 | Lincoln | NE | 68507-9626 | Lancaster | NE17607 | Scrapped/Junked |  | 9541 | 1981 | AMSCO | ELBL - Electric Boiler | 0020 - Supp to Sterlizer/Autoclave | 10/31/2003
Haleon -GSK Consumer Health Inc | 10401 Hwy 6 | Lincoln | NE | 68507-9626 | Lancaster | NE17655 | Active | 47645 | 862401 | 1996 | Kewanee | FT - Firetube Boiler | HWHT - Hot Water Heat | 12/31/2024
Haleon -GSK Consumer Health Inc | 10401 Hwy 6 | Lincoln | NE | 68507-9626 | Lancaster | NE17656 | Active | 47643 | 862401 | 1996 | Kewanee | FT - Firetube Boiler | HWHT - Hot Water Heat | 12/31/2024
Haleon -GSK Consumer Health Inc | 10401 Hwy 6 | Lincoln | NE | 68507-9626 | Lancaster | NE18808 | Active | 48061 | 866271 | 1996 | Kewanee | FT - Firetube Boiler | HWHT - Hot Water Heat | 12/31/2024
Haleon -GSK Consumer Health Inc | 10401 Hwy 6 | Lincoln | NE | 68507-9626 | Lancaster | NE23256 | Scrapped/Junked | 14528 | 22942 | 1999 | AMSC |  | PROC - Process Steam | 10/31/2002
MUD Construction Center | 10402 Potter St | Omaha | NE | 68122 | Douglas | NE43923 | Active | 121458 | C41A21E420165001060024 | 2024 | KITURAMI CO. | WTSS - Watertube SS Steel | GLYC - Glycol Bldg Heat Sys | 2/28/2026
MUD Construction Center | 10402 Potter St | Omaha | NE | 68122 | Douglas | NE43924 | Active | 122252 | C41A21E420165001800024 | 2024 | KITURAMI CO. | WTSS - Watertube SS Steel | GLYC - Glycol Bldg Heat Sys | 2/28/2026
MUD Construction Center | 10402 Potter St | Omaha | NE | 68122 | Douglas | NE43925 | Active | 121415 | C41A21E420165000630024 | 2024 | KITURAMI CO. | WTSS - Watertube SS Steel | GLYC - Glycol Bldg Heat Sys | 2/28/2026
Applebee's Bar & Grill | 10402 S 15th St | Bellevue | NE | 68123-4418 | Sarpy | NE05966 | Exempt | 127801 | CCJV01B115 | 2001 | MVE/CHART IND | UTNK - Unfired Vertical Tank | 0041 - CO2 Dispensing | 1/31/2007
Applebee's Bar & Grill | 10402 S 15th St | Bellevue | NE | 68123-4418 | Sarpy | NE09539 | Scrapped/Junked | 60923 | LD011026131966 | 2001 | AOSM | CHWH - ASME/Fired Water Heater | HWSD - Hot Water Dom/Potable | 1/31/2016
Quality Pork International | 10404 F Plz | Omaha | NE | 68127-1000 | Douglas | NE22617 | Scrapped/Junked | 89331 |  | 1996 | PVI INDUSTRIES | CHWH - ASME/Fired Water Heater | HWSD - Hot Water Dom/Potable | 2/28/2007
Quality Pork International | 10404 F Plz | Omaha | NE | 68127-1000 | Douglas | NE22618 | Scrapped/Junked | 89332 |  | 1996 | PVI INDUSTRIES | CHWH - ASME/Fired Water Heater | HWSD - Hot Water Dom/Potable | 2/28/2006
Quality Pork International | 10404 F Plz | Omaha | NE | 68127-1000 | Douglas | NE24726 | Inactive | 93867 | 039893867 | 1998 | Pvi | CHWH - ASME/Fired Water Heater | HWSD - Hot Water Dom/Potable | 2/28/2010
Quality Pork International | 10404 F Plz | Omaha | NE | 68127-1000 | Douglas | NE24727 | Inactive | 93866 | 039893866 | 1998 | Pvi | CHWH - ASME/Fired Water Heater | HWSD - Hot Water Dom/Potable | 2/28/2010
Quality Pork International | 10404 F Plz | Omaha | NE | 68127-1000 | Douglas | NE25627 | Active | 6385 | V186-150-98 | 1999 | HURS | FT - Firetube Boiler | PROC - Process Steam | 2/28/2027
Metro Community College | 10407 State St | Omaha | NE | 68122-1053 | Douglas | NE22104 | Inactive | 17862 | 186228 | 1966 | Patterson Kelley Co | ELWH - Electric Water Heater | HWSD - Hot Water Dom/Potable | 6/30/2008
Outback Steakhouse #2813 | 10408 S 15th St | Bellevue | NE | 68123-4418 | Sarpy | NE10893 | Scrapped/Junked | 75552 | LB032250512970 | 2003 | AOSM | CHWH - ASME/Fired Water Heater | HWSD - Hot Water Dom/Potable | 3/31/2019
Outback Steakhouse #2813 | 10408 S 15th St | Bellevue | NE | 68123-4418 | Sarpy | NE10894 | Scrapped/Junked | 75196 | LB032235313970 | 2003 | AOSM | CHWH - ASME/Fired Water Heater | HWSD - Hot Water Dom/Potable | 3/31/2013
Outback Steakhouse #2813 | 10408 S 15th St | Bellevue | NE | 68123-4418 | Sarpy | NE22855 | Scrapped/Junked | 169585 | 169585 | 2012 | AOSM | CHWH - ASME/Fired Water Heater | HWSD - Hot Water Dom/Potable | 3/31/2020
PRIVATE RESIDENCE | 1041 Main Ave | Crete | NE | 68333-2276 | SALINE | NE04297 | Exempt |  | 60-48579 | 1973 | PEERLESS HEATER COMPANY |  | STHT - Steam-Heat | 10/31/2005
Stone Bridge Christian | 1041 N Nye Ave | Fremont | NE | 68025-4058 | Dodge | NE04997 | Active | 6763 | 51066 | 1979 | Triad Boiler | FT - Firetube Boiler | HWHT - Hot Water Heat | 3/31/2026
Stone Bridge Christian | 1041 N Nye Ave | Fremont | NE | 68025-4058 | Dodge | NE04998 | Active | 6762 | 51065 | 1979 | Triad Boiler | FT - Firetube Boiler | HWHT - Hot Water Heat | 3/31/2026
Stone Bridge Christian | 1041 N Nye Ave | Fremont | NE | 68025-4058 | Dodge | NE04999 | Active | 6761 | 51064 | 1979 | Triad Boiler | FT - Firetube Boiler | HWHT - Hot Water Heat | 3/31/2026
Kros Strain Brewery | 10411 Portal Rd | La Vista | NE | 68128-5526 | Sarpy | NE26991 | Active | 18251 | 32479 | 2016 | Rite Eng | WT - Water Tube Boiler | PROC - Process Steam | 5/31/2026
Pint 9 Brewery | 10411 Portal Rd Ste 104 | La Vista | NE | 68128-5526 | Sarpy | NE26994 | Active | 21916 | V61.15.46 | 2017 | Hurst | FTNT - FT Vertical Tubeless | PROC - Process Steam | 5/31/2026
REGENCY LAKESIDE APTS | 10412 Pacific St | Omaha | NE | 68114-4785 | Douglas | NE37639 | Inactive |  | 72073 | 1972 | AO SMITH | CHWH - ASME/Fired Water Heater | HWSD - Hot Water Dom/Potable | 5/31/1999
Colonial Acres Nursing | 1043 10th St | Humboldt | NE | 68376-6018 | Richardson | NE05739 | Scrapped/Junked |  | L91821921 | 1991 | STAT | CHWH - ASME/Fired Water Heater | HWSD - Hot Water Dom/Potable | 11/30/2010
Inner Court Apartments | 1043 King St | Sidney | NE | 69162-1665 | Cheyenne | NE18179 | Scrapped/Junked | N/A | 0319400006 | 1994 | Dunkirk | CI - Cast Iron | STHT - Steam-Heat | 10/31/2010
Inner Court Apartments | 1043 King St | Sidney | NE | 69162-1665 | Cheyenne | NE20293 | Exempt 1999 LB-66 |  | 9352 | 1994 | AO SMITH | AHWH - ANSI/Fired Water Htr | HWSD - Hot Water Dom/Potable | 12/31/1999
Liquid Force Wash | 10430 N 140th St | Waverly | NE | 68462 | Lancaster | NE41490 | Active | 239125 | 21. PG80.95.0647 | 2021 | Lochinvar | FTVT - Firetube Vertical TB | GLFH - Glycol Floor Heat System | 1/31/2026
Mosaic Bethpage Village | 1044 23 Rd | Axtell | NE | 68924-3679 | Kearney | NE10336 | Scrapped/Junked | 12297 | 02F0213 | 2002 | ALES | FTVT - Firetube Vertical TB | HWHT - Hot Water Heat | 1/31/2012
Mosaic Bethpage Village | 1044 23 Rd | Axtell | NE | 68924-3679 | Kearney | NE10337 | Scrapped/Junked | 12296 | 02F0212 | 2002 | ALES | FTVT - Firetube Vertical TB | HWHT - Hot Water Heat | 1/31/2011
Mosaic Bethpage Village | 1044 23 Rd | Axtell | NE | 68924-3679 | Kearney | NE10338 | Scrapped/Junked | 12295 | 02F0211 | 2002 | ALES | FTVT - Firetube Vertical TB | HWHT - Hot Water Heat | 1/31/2011
Mosaic Bethpage Village | 1044 23 Rd | Axtell | NE | 68924-3679 | Kearney | NE10339 | Scrapped/Junked | 75964 | A03147074 | 2002 | STAT | CHWH - ASME/Fired Water Heater | HWSD - Hot Water Dom/Potable | 1/31/2018
Mosaic Bethpage Village | 1044 23 Rd | Axtell | NE | 68924-3679 | Kearney | NE10340 | Scrapped/Junked | 75960 | A03147073 | 2002 | STAT | CHWH - ASME/Fired Water Heater | HWSD - Hot Water Dom/Potable | 1/31/2018
Mosaic Bethpage Village | 1044 23 Rd | Axtell | NE | 68924-3679 | Kearney | NE10341 | Scrapped/Junked | 12299 | 02F0215 | 2002 | ALES | FTVT - Firetube Vertical TB | HWHT - Hot Water Heat | 1/31/2018
Mosaic Bethpage Village | 1044 23 Rd | Axtell | NE | 68924-3679 | Kearney | NE10342 | Inactive | 11882 | 02E9797 | 2002 | ALES | FTVT - Firetube Vertical TB | HWSD - Hot Water Dom/Potable | 1/31/2016
Mosaic Bethpage Village | 1044 23 Rd | Axtell | NE | 68924-3679 | Kearney | NE10412 | Scrapped/Junked | 12304 | 02F0220 | 2002 | ALES | FTVT - Firetube Vertical TB | HWHT - Hot Water Heat | 1/31/2010
Mosaic Bethpage Village | 1044 23 Rd | Axtell | NE | 68924-3679 | Kearney | NE10413 | Scrapped/Junked | 11915 | 02E9830 | 2002 | ALES | FTVT - Firetube Vertical TB | HWHT - Hot Water Heat | 1/31/2010
Mosaic Bethpage Village | 1044 23 Rd | Axtell | NE | 68924-3679 | Kearney | NE19563 | Scrapped/Junked | 224735 | 0408224735 | 2008 | Raypak | CPPH - Ansi Cpr Fin Pool Heater | IPHT - Indoor Pool Heater | 1/31/2018
Mosaic Bethpage Village | 1044 23 Rd | Axtell | NE | 68924-3679 | Kearney | NE19834 | Active | 98937 | K09H10098937 | 2009 | Lochinvar | WTSS - Watertube SS Steel | HWHT - Hot Water Heat | 1/31/2026
Mosaic Bethpage Village | 1044 23 Rd | Axtell | NE | 68924-3679 | Kearney | NE19835 | Scrapped/Junked | 96690 | G09H10096690 | 2009 | Lochinvar | WTSS - Watertube SS Steel | HWHT - Hot Water Heat | 1/31/2024
Mosaic Bethpage Village | 1044 23 Rd | Axtell | NE | 68924-3679 | Kearney | NE19836 | Inactive | 100366 | E09H10100366 | 2009 | Lochinvar | WTSS - Watertube SS Steel | HWHT - Hot Water Heat | 1/31/2025
Mosaic Bethpage Village | 1044 23 Rd | Axtell | NE | 68924-3679 | Kearney | NE22039 | Active | 99782 | F09H10092782 | 2011 | Lochinvar | WTSS - Watertube SS Steel | HWHT - Hot Water Heat | 1/31/2026
Mosaic Bethpage Village | 1044 23 Rd | Axtell | NE | 68924-3679 | Kearney | NE22040 | Active | 99403 | G09H10094403 | 2011 | Lochinvar | WTSS - Watertube SS Steel | HWHT - Hot Water Heat | 1/31/2026
Mosaic Bethpage Village | 1044 23 Rd | Axtell | NE | 68924-3679 | Kearney | NE22041 | Active | 99240 | G09H10099240 | 2011 | Lochinvar | WTSS - Watertube SS Steel | HWHP - Hot Water Heat & Nonpotable | 1/31/2026
Mosaic Bethpage Village | 1044 23 Rd | Axtell | NE | 68924-3679 | Kearney | NE27070 | Scrapped/Junked | 449938 | 1708449938 | 2008 | Raypak | CPPH - Ansi Cpr Fin Pool Heater | IPHT - Indoor Pool Heater | 1/31/2022
Mosaic Bethpage Village | 1044 23 Rd | Axtell | NE | 68924-3679 | Kearney | NE35484 | Scrapped/Junked |  | 211-2608 | 1977 | PEER | CI - Cast Iron | HWHT - Hot Water Heat | 1/31/2010
Mosaic Bethpage Village | 1044 23 Rd | Axtell | NE | 68924-3679 | Kearney | NE41323 | Active | 510433 | 2007510433 | 2020 | Raypak | COBL - Coil Type Boiler | IPHT - Indoor Pool Heater | 1/31/2026
Mosaic Bethpage Village | 1044 23 Rd | Axtell | NE | 68924-3679 | Kearney | NE42975 | Active | 261908 | 21.PG80.95.1664 | 2021 | Lochinvar | WTSS - Watertube SS Steel | HWHT - Hot Water Heat | 1/31/2024
Hans and Jo Link Plaza | 1044 N 115th St | Omaha | NE | 68154-4425 | Douglas | NE17908 | Scrapped/Junked | 40183 | 9024 | 1986 | Kewanee | FTFB - Firetube-Firebox Boiler | HWHT - Hot Water Heat | 10/31/2022
Hans and Jo Link Plaza | 1044 N 115th St | Omaha | NE | 68154-4425 | Douglas | NE42577 | Active | 247 | 22-HE002552722 | 2022 | Riello | WT - Water Tube Boiler | HWHT - Hot Water Heat | 2/28/2025
Hans and Jo Link Plaza | 1044 N 115th St | Omaha | NE | 68154-4425 | Douglas | NE42578 | Active | 246 | 22-HE002542722 | 2022 | Riello | WT - Water Tube Boiler | HWHT - Hot Water Heat | 2/28/2025
Hans and Jo Link Plaza | 1044 N 115th St | Omaha | NE | 68154-4425 | Douglas | NE42579 | Active | 498 | 22-HE005062922 | 2022 | Riello | WT - Water Tube Boiler | HWHT - Hot Water Heat | 2/28/2025
Hans and Jo Link Plaza | 1044 N 115th St | Omaha | NE | 68154-4425 | Douglas | NE42580 | Active | 496 | 22-HE005042922 | 2022 | Riello | WT - Water Tube Boiler | HWHT - Hot Water Heat | 2/28/2025
Terrace View Building | 1045 N 115th St | Omaha | NE | 68154-4422 | Douglas | NE25625 | Scrapped/Junked | 5693 | 85-19919 | 1985 | Rite | WT - Water Tube Boiler | HWHT - Hot Water Heat | 8/31/2018
Terrace View Building | 1045 N 115th St | Omaha | NE | 68154-4422 | Douglas | NE41710 | Active | 19120 | 33348 | 2019 | Rite Eng | WT - Water Tube Boiler | HWHT - Hot Water Heat | 4/30/2026
Papillion Landing Recreation | 1046 W Lincoln St | Papillion | NE | 68046-3127 | Sarpy | NE28492 | Out of Service | 93094 | 18.PGT850.142.0694 | 2018 | Lochinvar | FTVT - Firetube Vertical TB | HWHT - Hot Water Heat | 11/30/2024
Papillion Landing Recreation | 1046 W Lincoln St | Papillion | NE | 68046-3127 | Sarpy | NE28493 | Scrapped/Junked | 93092 | 18.PGT850.142.0692 | 2018 | Lochinvar | FTVT - Firetube Vertical TB | HWHT - Hot Water Heat | 11/30/2024
Papillion Landing Recreation | 1046 W Lincoln St | Papillion | NE | 68046-3127 | Sarpy | NE28494 | Scrapped/Junked | 332571 | 18.PGT850.142.0497 | 2018 | Lochinvar | FTVT - Firetube Vertical TB | HWHT - Hot Water Heat | 11/30/2024
Papillion Landing Recreation | 1046 W Lincoln St | Papillion | NE | 68046-3127 | Sarpy | NE28495 | Active | 85010 | F006721 | 2018 | PVI Industries | CHWH - ASME/Fired Water Heater | HWSD - Hot Water Dom/Potable | 11/30/2026
Papillion Landing Recreation | 1046 W Lincoln St | Papillion | NE | 68046-3127 | Sarpy | NE28496 | Active | 77008 | F006257 | 2018 | PVI Industries | CHWH - ASME/Fired Water Heater | HWSD - Hot Water Dom/Potable | 11/30/2026
Papillion Landing Recreation | 1046 W Lincoln St | Papillion | NE | 68046-3127 | Sarpy | NE43798 | Active | 406571 | 23.PGT850.430.00191 | 2023 | AIC GDYNIA/LOCHINVAR | FTVT - Firetube Vertical TB | HWHT - Hot Water Heat | 11/30/2026
Papillion Landing Recreation | 1046 W Lincoln St | Papillion | NE | 68046-3127 | Sarpy | NE43799 | Active | 406572 | 23.PGT850.430.00192 | 2023 | AIC GDYNIA/LOCHINVAR | FTVT - Firetube Vertical TB | HWHT - Hot Water Heat | 11/30/2026
Papillion Landing Recreation | 1046 W Lincoln St | Papillion | NE | 68046-3127 | Sarpy | NE43800 | Active | 509890 | 25.PGT850.430.00140 | 2025 | AIC GDYNIA/LOCHINVAR | FTVT - Firetube Vertical TB | HWHT - Hot Water Heat | 11/30/2026
APT BLDG | 10467 W Platte Valley Rd | North Platte | NE | 69101-1338 | LINCOLN | NE34661 | Inactive |  | 3BNJ2 | 1969 | AMERICAN STANDARD |  | STHT - Steam-Heat | 12/31/2007
Grant County Courthouse | 105 E Harrison St | Hyannis | NE | 69350 | Grant | NE23511 | Scrapped/Junked | n/a | G0010421/10418/10422 | 1998 | Slant Fin | CIMD - Cast Iron/Modular Ins | HWHT - Hot Water Heat | 9/30/2023
Grant County Courthouse | 105 E Harrison St | Hyannis | NE | 69350 | Grant | NE23512 | Exempt |  | 0418 | 1998 | SLANT FIN | CIMD - Cast Iron/Modular Ins | HWHT - Hot Water Heat | 10/31/2004
Grant County Courthouse | 105 E Harrison St | Hyannis | NE | 69350 | Grant | NE23513 | Exempt |  | 0422 | 1998 | SLANT FIN | CIMD - Cast Iron/Modular Ins | HWHT - Hot Water Heat | 10/31/2004
Grant County Courthouse | 105 E Harrison St | Hyannis | NE | 69350 | Grant | NE42839 | Active | 590519 | N1.23.18.00032 | 2023 | Lochinvar | WTSS - Watertube SS Steel | HWHT - Hot Water Heat | 10/31/2026
Grant County Courthouse | 105 E Harrison St | Hyannis | NE | 69350 | Grant | NE42840 | Active | 591742 | N1.23.21.00002 | 2023 | Lochinvar | WTSS - Watertube SS Steel | HWHT - Hot Water Heat | 10/31/2026
Lyons City Pool | 105 Main St | Lyons | NE | 68038-2677 | Burt | NE25214 | Scrapped/Junked | 370265 | 140370265 | 2014 | Raypak | CPFH - Copper Fin Water Heater | OPHT - Outdoor Pool Heater | 6/30/2025
Lyons City Pool | 105 Main St | Lyons | NE | 68038-2677 | Burt | NE43450 | Active | 581008 | 242958 | 2014 | Raypak | CPPH - Ansi Cpr Fin Pool Heater | OPHT - Outdoor Pool Heater | 7/31/2026
Carhart Lumber | 105 Main St | Wayne | NE | 68787-1923 | Wayne | NE04360 | Active | 104543 | 880143 | 1988 | TELE | CPFT - Horiz Cpr Fin Boiler | HWHT - Hot Water Heat | 12/31/2026
Carhart Lumber | 105 Main St | Wayne | NE | 68787-1923 | Wayne | NE04361 | Scrapped/Junked | 104546 | 88D1046 | 1988 | TELEDYNE LAARS | CPFT - Horiz Cpr Fin Boiler | HWHT - Hot Water Heat | 12/31/2005
Carhart Lumber | 105 Main St | Wayne | NE | 68787-1923 | Wayne | NE07382 | Out of Service | 18810 | C15L5150 | 2005 | HTPI | COWH - Coil Type Water Heater | HWHT - Hot Water Heat | 12/31/2015
Park Plaza Apartments | 105 N 31st Ave | Omaha | NE | 68131-2940 | Douglas | NE04937 | Scrapped/Junked |  | N6658 | 1967 | KEWANEE | FTFB - Firetube-Firebox Boiler | STHT - Steam-Heat | 9/30/2003
Park Plaza Apartments | 105 N 31st Ave | Omaha | NE | 68131-2940 | Douglas | NE04938 | Scrapped/Junked |  | N-6657 | 1967 | KEWANEE | FTFB - Firetube-Firebox Boiler | STHT - Steam-Heat | 9/30/2003
Park Plaza Apartments | 105 N 31st Ave | Omaha | NE | 68131-2940 | Douglas | NE06464 | Scrapped/Junked | 13101 | 03F-1017 | 2003 | ALES | FTVT - Firetube Vertical TB | HWHT - Hot Water Heat | 2/28/2013
Park Plaza Apartments | 105 N 31st Ave | Omaha | NE | 68131-2940 | Douglas | NE06465 | Scrapped/Junked | 13102 | 03F-1018 | 2003 | ALES | FTVT - Firetube Vertical TB | HWHT - Hot Water Heat | 11/30/2019
Park Plaza Apartments | 105 N 31st Ave | Omaha | NE | 68131-2940 | Douglas | NE22616 | Scrapped/Junked | 91047 |  | 1997 | PVI INDUSTRIES | CHWH - ASME/Fired Water Heater | HWSD - Hot Water Dom/Potable | 9/30/1999
Park Plaza Apartments | 105 N 31st Ave | Omaha | NE | 68131-2940 | Douglas | NE24794 | Scrapped/Junked | 97485 | 039997485 | 1999 | Pvi | CHWH - ASME/Fired Water Heater | HWSD - Hot Water Dom/Potable | 11/30/2019
Park Plaza Apartments | 105 N 31st Ave | Omaha | NE | 68131-2940 | Douglas | NE26733 | Active | 19101 | 13F- 7009 | 2013 | Aldrich | FTVT - Firetube Vertical TB | HWHT - Hot Water Heat | 11/30/2026
Park Plaza Apartments | 105 N 31st Ave | Omaha | NE | 68131-2940 | Douglas | NE28594 | Active | 104136 | 19WHTX188.0210 | 2019 | PVI Industries | WT - Water Tube Boiler | HWSD - Hot Water Dom/Potable | 11/30/2025
Park Plaza Apartments | 105 N 31st Ave | Omaha | NE | 68131-2940 | Douglas | NE43290 | Active | 411953 | 23411953 | 2023 | Lochinvar | CPFT - Horiz Cpr Fin Boiler | HWHT - Hot Water Heat | 11/30/2026
Radcliff Apartments | 105 N 38th St | Omaha | NE | 68131-2357 | Douglas | NE33693 | Active | n/a | 00211-5917 | 1981 | Peerless | CI - Cast Iron | STHT - Steam-Heat | 12/31/2022
The Paddock Kensington | 105 N 6th St | Beatrice | NE | 68310-3994 | GAGE | NE03399 | Inactive |  | 7FD 3372 | 1975 | PEERLESS HEATER COMPANY |  | STHT - Steam-Heat | 8/31/1991
The Paddock Kensington | 105 N 6th St | Beatrice | NE | 68310-3994 | GAGE | NE07262 | Scrapped/Junked | 111597 | URNG0207G00719 | 2006 | RHEE | FTVT - Firetube Vertical TB | HWSP - Hot Water Non Potable Supply | 11/30/2011
The Paddock Kensington | 105 N 6th St | Beatrice | NE | 68310-3994 | GAGE | NE10852 | Scrapped/Junked | 97594 | URNG0703G02771/97594 | 2003 | RHEE | CHWH - ASME/Fired Water Heater | HWSD - Hot Water Dom/Potable | 11/30/2007
The Paddock Kensington | 105 N 6th St | Beatrice | NE | 68310-3994 | GAGE | NE16229 | Active | 6873 | 91-2652 | 1991 | Aldrich | FTFB - Firetube-Firebox Boiler | STHT - Steam-Heat | 1/31/2025
The Paddock Kensington | 105 N 6th St | Beatrice | NE | 68310-3994 | GAGE | NE16330 | Active | 6874 | 91-2653 | 1991 | Aldrich | FTFB - Firetube-Firebox Boiler | STHT - Steam-Heat | 1/31/2025
The Paddock Kensington | 105 N 6th St | Beatrice | NE | 68310-3994 | GAGE | NE18718 | Scrapped/Junked | 73382 |  | 1996 | RHEEM MANUFACTURING CO | CHWH - ASME/Fired Water Heater | HWSD - Hot Water Dom/Potable | 8/31/2000
The Paddock Kensington | 105 N 6th St | Beatrice | NE | 68310-3994 | GAGE | NE23704 | Scrapped/Junked | 81900 | URNG0599G02212 | 1999 | RHEEM MANUFACTURING CO | CHWH - ASME/Fired Water Heater | HWSD - Hot Water Dom/Potable | 8/31/2003
City of Hastings Office Building | 105 N Hastings Ave | Hastings | NE | 68901-5142 | Adams | NE16648 | Inactive | N/A | 170-1244 | 1970 | Peerless | CI - Cast Iron | STHT - Steam-Heat | 4/30/2020
Michael Foods | 105 N Main St | Wakefield | NE | 68784-6016 | Dixon | NE05752 | Active | 2890 | L91000 | 1992 | Cleaver Brooks | FTSM - FTS Marine Dry Back | PROC - Process Steam | 9/30/2026
Michael Foods | 105 N Main St | Wakefield | NE | 68784-6016 | Dixon | NE06690 | Active | 315 | 600147600015/MB-512 | 2003 | Hoval | CI - Cast Iron | GLYC - Glycol Bldg Heat Sys | 10/31/2026
Michael Foods | 105 N Main St | Wakefield | NE | 68784-6016 | Dixon | NE07800 | Active | 9788 | OLO98869 | 1999 | Cleaver Brooks | FTSM - FTS Marine Dry Back | PROC - Process Steam | 1/31/2026
Michael Foods | 105 N Main St | Wakefield | NE | 68784-6016 | Dixon | NE11615 | Scrapped/Junked | 7729 |  | 1989 | Burnham Industrial | FT - Firetube Boiler | HWHT - Hot Water Heat | 8/31/2003
Michael Foods | 105 N Main St | Wakefield | NE | 68784-6016 | Dixon | NE14142 | Active | 8858 | 0L097033 | 1997 | CLEAVER BROOKS | FTSM - FTS Marine Dry Back | PROC - Process Steam | 9/30/2026
Michael Foods | 105 N Main St | Wakefield | NE | 68784-6016 | Dixon | NE16853 | Inactive |  | 34000845 | 1990 | BURN |  |  | 10/31/1999
Michael Foods | 105 N Main St | Wakefield | NE | 68784-6016 | Dixon | NE27972 | Active | 412658 | 1512412658 | 2015 | Raypak | CPFT - Horiz Cpr Fin Boiler | 0023 - Water Heated Cooker | 9/30/2026
Michael Foods | 105 N Main St | Wakefield | NE | 68784-6016 | Dixon | NE27973 | Active | 412659 | 1512412659 | 2015 | Raypak | CPFT - Horiz Cpr Fin Boiler | 0023 - Water Heated Cooker | 9/30/2026
Michael Foods | 105 N Main St | Wakefield | NE | 68784-6016 | Dixon | NE28501 | Scrapped/Junked | 319263 | 1102319263 | 2011 | Raypak | CPFT - Horiz Cpr Fin Boiler | 0023 - Water Heated Cooker | 9/30/2021
Michael Foods | 105 N Main St | Wakefield | NE | 68784-6016 | Dixon | NE28502 | Scrapped/Junked | 319264 | 1102319264 | 2011 | Raypak | CPFT - Horiz Cpr Fin Boiler | 0023 - Water Heated Cooker | 9/30/2021
Michael Foods | 105 N Main St | Wakefield | NE | 68784-6016 | Dixon | NE41063 | Active | 525306 | 2106525306 | 2021 | Raypak | CPFT - Horiz Cpr Fin Boiler | 0023 - Water Heated Cooker | 9/30/2026
Michael Foods | 105 N Main St | Wakefield | NE | 68784-6016 | Dixon | NE41064 | Active | 526062 | 2106526062 | 2021 | Raypak | CPFT - Horiz Cpr Fin Boiler | 0023 - Water Heated Cooker | 9/30/2026
HUSKER PRIDE | 105 N Main St | Wakefield | NE | 68784-6016 | WAYNE | NE11608 | Inactive |  | 8893130 | 1988 | BURNHAM COMM/INDUST |  | HWSD - Hot Water Dom/Potable | 10/31/1999
HUSKER PRIDE | 105 N Main St | Wakefield | NE | 68784-6016 | WAYNE | NE17378 | Inactive | 12284 |  | 1980 | BURNHAM COMM/INDUST | FT - Firetube Boiler | HWHT - Hot Water Heat | 10/31/2000
BIG RED FARM | 105 N Main St | Wakefield | NE | 68784-6016 | DIXON | NE16152 | Inactive |  | 3400680 | 1980 | BURNHAM COMM/INDUST | FT - Firetube Boiler | PROC - Process Steam | 10/31/2000
BIG RED FARM | 105 N Main St | Wakefield | NE | 68784-6016 | DIXON | NE16153 | Scrapped/Junked |  |  | 1989 | HYDROTHERM/ADV THER HYD |  | HWHT - Hot Water Heat | 10/31/1995
CENTRAL NEBRASKA WOOD | 105 N Owen Ave | Sutton | NE | 68979-2057 | CLAY | NE06021 | Inactive | 8790 | BT9118 | 2004 | CLEAVER BROOKS OF CANADA | WT - Water Tube Boiler | PROC - Process Steam | 5/31/2007
CenturyLink | 105 N Wheeler Ave | Grand Island | NE | 68801-6097 | Hall | NE21342 | Scrapped/Junked | 9424 | 97E-6660 | 1997 | ALES | FTVT - Firetube Vertical TB | HWHT - Hot Water Heat | 1/31/2014
CenturyLink | 105 N Wheeler Ave | Grand Island | NE | 68801-6097 | Hall | NE21343 | Scrapped/Junked | 9426 | 97-E6662 | 1997 | ALES | FTVT - Firetube Vertical TB | HWHT - Hot Water Heat | 1/31/2014
Dave's Carwash | 105 Niobrara | Hemingford | NE | 69348 | Box Butte | NE00214 | Scrapped/Junked | 41736 | 1184105442 | 1984 | RAYP | CPFT - Horiz Cpr Fin Boiler | HWSP - Hot Water Non Potable Supply | 7/31/2011
Red Cloud Housing Authority | 105 Parkview Cir | Red Cloud | NE | 68970-2603 | Webster | NE00359 | Scrapped/Junked | N/A | 312266200005 | 2000 | Peerless | CI - Cast Iron | HWHT - Hot Water Heat | 12/31/2020
Red Cloud Housing Authority | 105 Parkview Cir | Red Cloud | NE | 68970-2603 | Webster | NE00360 | Scrapped/Junked | N/A | 312029200005 | 2000 | Peerless | CI - Cast Iron | HWHT - Hot Water Heat | 12/31/2020
Red Cloud Housing Authority | 105 Parkview Cir | Red Cloud | NE | 68970-2603 | Webster | NE00361 | Scrapped/Junked | N/A | 312030200005 | 2000 | Peerless | CI - Cast Iron | HWHT - Hot Water Heat | 12/31/2020
Red Cloud Housing Authority | 105 Parkview Cir | Red Cloud | NE | 68970-2603 | Webster | NE29144 | Exempt | 156374 | 2025119691780 | 2020 | Lochinvar | COBL - Coil Type Boiler | HWHT - Hot Water Heat | 12/31/2023
Red Cloud Housing Authority | 105 Parkview Cir | Red Cloud | NE | 68970-2603 | Webster | NE29145 | Exempt | 132473 | 2002117642342 | 2019 | Lochinvar | COBL - Coil Type Boiler | HWHT - Hot Water Heat | 12/31/2023
Red Cloud Housing Authority | 105 Parkview Cir | Red Cloud | NE | 68970-2603 | Webster | NE29146 | Active | 155849 | 2028119979714 | 2020 | Lochinvar | COBL - Coil Type Boiler | HWHT - Hot Water Heat | 12/31/2026
Red Cloud Housing Authority | 105 Parkview Cir | Red Cloud | NE | 68970-2603 | Webster | NE29147 | Exempt | 127112 | 2002117642343 | 2019 | Lochinvar | COBL - Coil Type Boiler | HWHT - Hot Water Heat | 12/31/2023
Red Cloud Housing Authority | 105 Parkview Cir | Red Cloud | NE | 68970-2603 | Webster | NE29148 | Exempt | 152514 | 2017119045187 | 2020 | Lochinvar | COBL - Coil Type Boiler | HWHT - Hot Water Heat | 12/31/2023
Red Cloud Housing Authority | 105 Parkview Cir | Red Cloud | NE | 68970-2603 | Webster | NE43849 | Exempt | 132474 | 19.VC60.182.4342 | 2019 | Lochinvar | COBL - Coil Type Boiler | HWHT - Hot Water Heat | 12/31/2025
Red Cloud Housing Authority | 105 Parkview Cir | Red Cloud | NE | 68970-2603 | Webster | NE43850 | Exempt | 150841 | 20.VC60.182.0258 | 2020 | Lochinvar | COBL - Coil Type Boiler | HWHT - Hot Water Heat | 12/31/2025
Red Cloud Housing Authority | 105 Parkview Cir | Red Cloud | NE | 68970-2603 | Webster | NE43851 | Exempt | 150917 | 20.VC60.182.0334 | 2020 | Lochinvar | COBL - Coil Type Boiler | HWHT - Hot Water Heat | 12/31/2025
Red Cloud Housing Authority | 105 Parkview Cir | Red Cloud | NE | 68970-2603 | Webster | NE43852 | Exempt | 152513 | 20.VC60.182.0390 | 2020 | Lochinvar | COBL - Coil Type Boiler | HWHT - Hot Water Heat | 12/31/2025
Red Cloud Housing Authority | 105 Parkview Cir | Red Cloud | NE | 68970-2603 | Webster | NE43853 | Exempt | 152519 | 20.VC60.182.0396 | 2020 | Lochinvar | COBL - Coil Type Boiler | HWHT - Hot Water Heat | 12/31/2025
Red Cloud Housing Authority | 105 Parkview Cir | Red Cloud | NE | 68970-2603 | Webster | NE43854 | Exempt | 152512 | 20.VC60.182.0389 | 2020 | Lochinvar | COBL - Coil Type Boiler | HWHT - Hot Water Heat | 12/31/2025
Red Cloud Housing Authority | 105 Parkview Cir | Red Cloud | NE | 68970-2603 | Webster | NE43855 | Exempt | 156361 | 20.VC45.181.0199 | 2020 | Lochinvar | COBL - Coil Type Boiler | HWHT - Hot Water Heat | 12/31/2025
Thurston County Courthouse | 105 S 5th St | Pender | NE | 68047 | Thurston | NE09435 | Active | n/a | 0210-14117 | 1980 | Peerless | CI - Cast Iron | STHT - Steam-Heat | 9/30/2026
Kefm 96 | 105 S 70th St | Omaha | NE | 68132-3325 | Douglas | NE18380 | Scrapped/Junked |  | 00211-7432 | 1983 | PEER | CI - Cast Iron | HWHT - Hot Water Heat | 4/30/2001
Urology Center PC | 105 S 90th St | Omaha | NE | 68114-3963 | Douglas | NE16849 | Exempt 1999 LB-66 | 6985 |  | 1990 | PVI INDUSTRIES | AHWH - ANSI/Fired Water Htr | HWSD - Hot Water Dom/Potable | 5/31/2001
Urology Center PC | 105 S 90th St | Omaha | NE | 68114-3963 | Douglas | NE16850 | Active | 119536 | 8992859 | 1990 | Teledyne Laars | CPFT - Horiz Cpr Fin Boiler | HWHT - Hot Water Heat | 3/31/2026
VILLAGE REALTY/M HENERY | 105 S 9th St | Omaha | NE | 68102-1132 | Douglas | NE04810 | Inactive | 36609 |  | 1982 | KEWANEE | FT - Firetube Boiler | STHT - Steam-Heat | 9/30/1994
Strobel Manufacturing Inc | 105 S Green St | Clarks | NE | 68628-2755 | Merrick | NE26545 | Scrapped/Junked | 265895 | H13H10265895 | 2013 | Lochinvar | WTSS - Watertube SS Steel | HWHF - Hot Water Heat-Floor | 12/31/2023
Strobel Manufacturing Inc | 105 S Green St | Clarks | NE | 68628-2755 | Merrick | NE42969 | Active | 560037 | N1.22.21.00063 | 2022 | Lochinvar | WTSS - Watertube SS Steel | HWHF - Hot Water Heat-Floor | 10/31/2026
Strobel Manufacturing Inc | 105 S Green St | Clarks | NE | 68628-2755 | Merrick | NE42970 | Active | 311563 | 22.PG45.93.00261 | 2022 | Lochinvar | WTSS - Watertube SS Steel | HWHF - Hot Water Heat-Floor | 10/31/2026
Parkview Manor | 105 W 5th St | Fairbury | NE | 68352-2247 | JEFFERSON | NE13370 | Scrapped/Junked | 111587 | 111587 | 2006 | RHEEM | CHWH - ASME/Fired Water Heater | HWSD - Hot Water Dom/Potable | 5/31/2013
Parkview Manor | 105 W 5th St | Fairbury | NE | 68352-2247 | JEFFERSON | NE18454 | Scrapped/Junked | n/a | 1446 | 1965 | Kewanee | FTFB - Firetube-Firebox Boiler | HWHT - Hot Water Heat | 5/31/2015
Parkview Manor | 105 W 5th St | Fairbury | NE | 68352-2247 | JEFFERSON | NE18455 | Scrapped/Junked | n/a | 01187 | 1965 | Kewanee | FTFB - Firetube-Firebox Boiler | HWHT - Hot Water Heat | 5/31/2015
Parkview Manor | 105 W 5th St | Fairbury | NE | 68352-2247 | JEFFERSON | NE18456 | Scrapped/Junked |  |  | 1994 | AO SMITH | AHWH - ANSI/Fired Water Htr | HWSD - Hot Water Dom/Potable | 5/31/2001
Parkview Manor | 105 W 5th St | Fairbury | NE | 68352-2247 | JEFFERSON | NE20535 | Scrapped/Junked | 54356 | LC000919433 | 2000 | AO SMITH | CHWH - ASME/Fired Water Heater | HWSD - Hot Water Dom/Potable | 5/31/2008
Parkview Manor | 105 W 5th St | Fairbury | NE | 68352-2247 | JEFFERSON | NE24548 | Active | 136194 | RRGUA391303039 | 2013 | RHEEM | CHWH - ASME/Fired Water Heater | HWSD - Hot Water Dom/Potable | 5/31/2026
Parkview Manor | 105 W 5th St | Fairbury | NE | 68352-2247 | JEFFERSON | NE26055 | Active | 6851 | 051521019 | 2015 | CAMUS | FTVT - Firetube Vertical TB | HWHT - Hot Water Heat | 5/31/2026
Parkview Manor | 105 W 5th St | Fairbury | NE | 68352-2247 | JEFFERSON | NE26056 | Active | 6852 | 051521020 | 2015 | CAMUS | FTVT - Firetube Vertical TB | HWHT - Hot Water Heat | 5/31/2026
SANGER'S MARKET INC | 105 W Legnard St | Bassett | NE | 68714-5026 | ROCK | NE17287 | Scrapped/Junked |  | 100 | 1936 | AMERICAN STANDARD |  | HWHT - Hot Water Heat | 9/30/2002
K & B DENTALS | 105-107-111 N 5TH ST | BEATRICE | NE | 68310 | GAGE | NE37205 | Inactive |  |  | 1986 | PEERLESS HEATER COMPANY |  | HWHT - Hot Water Heat | 1/31/1989
Dunham Sports | 1050 E 23rd St | Fremont | NE | 68025-2449 | Dodge | NE06221 | Inactive | n/a | 5K127 | 1966 | Thermo Pak | WT - Water Tube Boiler | HWHT - Hot Water Heat | 4/30/2018
GRAND MOTEL | 1050 W Highway 20 | Chadron | NE | 69337-2261 | DAWES | NE40298 | Exempt 1999 LB-66 |  | 730R7400046 | 1974 | AO SMITH | AHWH - ANSI/Fired Water Htr | HWSD - Hot Water Dom/Potable | 3/31/2000
GRAND MOTEL | 1050 W Highway 20 | Chadron | NE | 69337-2261 | DAWES | NE40299 | Exempt 1999 LB-66 |  | MK93-0297369880 | 1993 | AO SMITH | AHWH - ANSI/Fired Water Htr | HWSD - Hot Water Dom/Potable | 3/31/2000
RAMADA LIMITED SUITES | 10503 Bedford Ave | Omaha | NE | 68134-3611 | Douglas | NE21970 | Exempt 1999 LB-66 |  | MA96-0494092960 | 1996 | AO SMITH | AHWH - ANSI/Fired Water Htr | HWSD - Hot Water Dom/Potable | 5/31/2000
RAMADA LIMITED SUITES | 10503 Bedford Ave | Omaha | NE | 68134-3611 | Douglas | NE21971 | Exempt 1999 LB-66 |  | MA96-8494090960 | 1996 | AO SMITH | AHWH - ANSI/Fired Water Htr | HWSD - Hot Water Dom/Potable | 5/31/2000
RAMADA LIMITED SUITES | 10503 Bedford Ave | Omaha | NE | 68134-3611 | Douglas | NE21972 | Exempt 1999 LB-66 |  | MK95-0471795920 | 1995 | AO SMITH | AHWH - ANSI/Fired Water Htr | HWSD - Hot Water Dom/Potable | 5/31/2000
TUDOR HEIGHTS APTS | 10505 Evans Plz | Omaha | NE | 68134-3406 | Douglas | NE22667 | Exempt 1999 LB-66 |  | AK86-02567860 | 1986 | AO SMITH | AHWH - ANSI/Fired Water Htr | HWSD - Hot Water Dom/Potable | 2/28/1999
TUDOR HEIGHTS APTS | 10505 Evans Plz | Omaha | NE | 68134-3406 | Douglas | NE22668 | Exempt 1999 LB-66 |  | AK86-02571860 | 1986 | AO SMITH | AHWH - ANSI/Fired Water Htr | HWSD - Hot Water Dom/Potable | 2/28/1999
TUDOR HEIGHTS APTS | 10505 Evans Plz | Omaha | NE | 68134-3406 | Douglas | NE22669 | Exempt 1999 LB-66 |  | AK86-02563860 | 1986 | AO SMITH | AHWH - ANSI/Fired Water Htr | HWSD - Hot Water Dom/Potable | 2/28/1999
TUDOR HEIGHTS APTS | 10505 Evans Plz | Omaha | NE | 68134-3406 | Douglas | NE22670 | Exempt 1999 LB-66 |  | AK86-02537860 | 1986 | AO SMITH | AHWH - ANSI/Fired Water Htr | HWSD - Hot Water Dom/Potable | 2/28/1999
TUDOR HEIGHTS APTS | 10505 Evans Plz | Omaha | NE | 68134-3406 | Douglas | NE22671 | Exempt 1999 LB-66 |  | AK86-02556860 | 1986 | AO SMITH | AHWH - ANSI/Fired Water Htr | HWSD - Hot Water Dom/Potable | 2/28/1999
TUDOR HEIGHTS APTS | 10505 Evans Plz | Omaha | NE | 68134-3406 | Douglas | NE22672 | Exempt 1999 LB-66 |  | AK86-02554860 | 1986 | AO SMITH | AHWH - ANSI/Fired Water Htr | HWSD - Hot Water Dom/Potable | 2/28/1999
TUDOR HEIGHTS APTS | 10505 Evans Plz | Omaha | NE | 68134-3406 | Douglas | NE22673 | Exempt 1999 LB-66 |  | AK86-02554860 | 1986 | AO SMITH | AHWH - ANSI/Fired Water Htr | HWSD - Hot Water Dom/Potable | 2/28/1999
TUDOR HEIGHTS APTS | 10505 Evans Plz | Omaha | NE | 68134-3406 | Douglas | NE22674 | Exempt 1999 LB-66 |  | AK86-02536860 | 1986 | AO SMITH | AHWH - ANSI/Fired Water Htr | HWSD - Hot Water Dom/Potable | 2/28/1999
TUDOR HEIGHTS APTS | 10505 Evans Plz | Omaha | NE | 68134-3406 | Douglas | NE22675 | Exempt 1999 LB-66 |  | AK86-02552860 | 1986 | AO SMITH | AHWH - ANSI/Fired Water Htr | HWSD - Hot Water Dom/Potable | 2/28/1999
TUDOR HEIGHTS APTS | 10505 Evans Plz | Omaha | NE | 68134-3406 | Douglas | NE22676 | Exempt 1999 LB-66 |  | AK86-02551860 | 1986 | AO SMITH | AHWH - ANSI/Fired Water Htr | HWSD - Hot Water Dom/Potable | 2/28/1999
TUDOR HEIGHTS APTS | 10505 Evans Plz | Omaha | NE | 68134-3406 | Douglas | NE22677 | Exempt 1999 LB-66 |  | AK86-02550860 | 1986 | AO SMITH | AHWH - ANSI/Fired Water Htr | HWSD - Hot Water Dom/Potable | 2/28/1999
TUDOR HEIGHTS APTS | 10505 Evans Plz | Omaha | NE | 68134-3406 | Douglas | NE22678 | Exempt 1999 LB-66 |  | AK86-02553860 | 1986 | AO SMITH | AHWH - ANSI/Fired Water Htr | HWSD - Hot Water Dom/Potable | 2/28/1999
TUDOR HEIGHTS APTS | 10505 Evans Plz | Omaha | NE | 68134-3406 | Douglas | NE22679 | Exempt 1999 LB-66 |  | AK86-02565860 | 1986 | AO SMITH | AHWH - ANSI/Fired Water Htr | HWSD - Hot Water Dom/Potable | 2/28/1999
TUDOR HEIGHTS APTS | 10505 Evans Plz | Omaha | NE | 68134-3406 | Douglas | NE22680 | Exempt 1999 LB-66 |  | AK86-02561860 | 1986 | AO SMITH | AHWH - ANSI/Fired Water Htr | HWSD - Hot Water Dom/Potable | 2/28/1999
TUDOR HEIGHTS APTS | 10505 Evans Plz | Omaha | NE | 68134-3406 | Douglas | NE22681 | Exempt 1999 LB-66 |  | AK86-02558860 | 1986 | AO SMITH | AHWH - ANSI/Fired Water Htr | HWSD - Hot Water Dom/Potable | 2/28/1999
TUDOR HEIGHTS APTS | 10505 Evans Plz | Omaha | NE | 68134-3406 | Douglas | NE22682 | Exempt 1999 LB-66 |  | AK86-02569860 | 1986 | AO SMITH | AHWH - ANSI/Fired Water Htr | HWSD - Hot Water Dom/Potable | 2/28/1999
TUDOR HEIGHTS APTS | 10505 Evans Plz | Omaha | NE | 68134-3406 | Douglas | NE22683 | Exempt 1999 LB-66 |  | AK86-02601860 | 1986 | AO SMITH | AHWH - ANSI/Fired Water Htr | HWSD - Hot Water Dom/Potable | 2/28/1999
TUDOR HEIGHTS APTS | 10505 Evans Plz | Omaha | NE | 68134-3406 | Douglas | NE22684 | Exempt 1999 LB-66 |  | AK86-02581860 | 1986 | AO SMITH | AHWH - ANSI/Fired Water Htr | HWSD - Hot Water Dom/Potable | 2/28/1999
TUDOR HEIGHTS APTS | 10505 Evans Plz | Omaha | NE | 68134-3406 | Douglas | NE22685 | Exempt 1999 LB-66 |  | AK86-02573860 | 1986 | AO SMITH | AHWH - ANSI/Fired Water Htr | HWSD - Hot Water Dom/Potable | 2/28/1999
TUDOR HEIGHTS APTS | 10505 Evans Plz | Omaha | NE | 68134-3406 | Douglas | NE22686 | Exempt 1999 LB-66 |  | AK86-02595860 | 1986 | AO SMITH | AHWH - ANSI/Fired Water Htr | HWSD - Hot Water Dom/Potable | 2/28/1999
TUDOR HEIGHTS APTS | 10505 Evans Plz | Omaha | NE | 68134-3406 | Douglas | NE22687 | Exempt 1999 LB-66 |  | AK86-02587860 | 1986 | AO SMITH | AHWH - ANSI/Fired Water Htr | HWSD - Hot Water Dom/Potable | 2/28/1999
TUDOR HEIGHTS APTS | 10505 Evans Plz | Omaha | NE | 68134-3406 | Douglas | NE22688 | Exempt 1999 LB-66 |  | AK86-02603860 | 1986 | AO SMITH | AHWH - ANSI/Fired Water Htr | HWSD - Hot Water Dom/Potable | 2/28/1999
TUDOR HEIGHTS APTS | 10505 Evans Plz | Omaha | NE | 68134-3406 | Douglas | NE22689 | Exempt 1999 LB-66 |  | AK86-02585860 | 1986 | AO SMITH | AHWH - ANSI/Fired Water Htr | HWSD - Hot Water Dom/Potable | 2/28/1999
TUDOR HEIGHTS APTS | 10505 Evans Plz | Omaha | NE | 68134-3406 | Douglas | NE22690 | Exempt 1999 LB-66 |  | AK86-02627860 | 1986 | AO SMITH | AHWH - ANSI/Fired Water Htr | HWSD - Hot Water Dom/Potable | 2/28/1999
TUDOR HEIGHTS APTS | 10505 Evans Plz | Omaha | NE | 68134-3406 | Douglas | NE22691 | Exempt 1999 LB-66 |  | AK86-02635860 | 1986 | AO SMITH | AHWH - ANSI/Fired Water Htr | HWSD - Hot Water Dom/Potable | 2/28/1999
TUDOR HEIGHTS APTS | 10505 Evans Plz | Omaha | NE | 68134-3406 | Douglas | NE22692 | Exempt 1999 LB-66 |  | AK86-02593860 | 1986 | AO SMITH | AHWH - ANSI/Fired Water Htr | HWSD - Hot Water Dom/Potable | 2/28/1999
TUDOR HEIGHTS APTS | 10505 Evans Plz | Omaha | NE | 68134-3406 | Douglas | NE22693 | Exempt 1999 LB-66 |  | AK86-02639860 | 1986 | AO SMITH | AHWH - ANSI/Fired Water Htr | HWSD - Hot Water Dom/Potable | 2/28/1999
TUDOR HEIGHTS APTS | 10505 Evans Plz | Omaha | NE | 68134-3406 | Douglas | NE22694 | Exempt 1999 LB-66 |  | AK86-02641860 | 1986 | AO SMITH | AHWH - ANSI/Fired Water Htr | HWSD - Hot Water Dom/Potable | 2/28/1999
TUDOR HEIGHTS APTS | 10505 Evans Plz | Omaha | NE | 68134-3406 | Douglas | NE22695 | Exempt 1999 LB-66 |  | AK86-02629860 | 1986 | AO SMITH | AHWH - ANSI/Fired Water Htr | HWSD - Hot Water Dom/Potable | 2/28/1999
TUDOR HEIGHTS APTS | 10505 Evans Plz | Omaha | NE | 68134-3406 | Douglas | NE22696 | Exempt 1999 LB-66 |  | AK86-02597860 | 1986 | AO SMITH | AHWH - ANSI/Fired Water Htr | HWSD - Hot Water Dom/Potable | 2/28/1999
TUDOR HEIGHTS APTS | 10505 Evans Plz | Omaha | NE | 68134-3406 | Douglas | NE22697 | Exempt 1999 LB-66 |  | AK86-02609860 | 1986 | AO SMITH | AHWH - ANSI/Fired Water Htr | HWSD - Hot Water Dom/Potable | 2/28/1999
TUDOR HEIGHTS APTS | 10505 Evans Plz | Omaha | NE | 68134-3406 | Douglas | NE22698 | Exempt 1999 LB-66 |  | AK86-02599860 | 1986 | AO SMITH | AHWH - ANSI/Fired Water Htr | HWSD - Hot Water Dom/Potable | 2/28/1999
TUDOR HEIGHTS APTS | 10505 Evans Plz | Omaha | NE | 68134-3406 | Douglas | NE22699 | Exempt 1999 LB-66 |  | AK86-02637860 | 1986 | AO SMITH | AHWH - ANSI/Fired Water Htr | HWSD - Hot Water Dom/Potable | 2/28/1999
TUDOR HEIGHTS APTS | 10505 Evans Plz | Omaha | NE | 68134-3406 | Douglas | NE22700 | Exempt 1999 LB-66 |  | AK86-02579860 | 1986 | AO SMITH | AHWH - ANSI/Fired Water Htr | HWSD - Hot Water Dom/Potable | 2/28/1999
TUDOR HEIGHTS APTS | 10505 Evans Plz | Omaha | NE | 68134-3406 | Douglas | NE22902 | Exempt 1999 LB-66 |  | AK86-02611860 | 1986 | AO SMITH | AHWH - ANSI/Fired Water Htr | HWSD - Hot Water Dom/Potable | 2/28/1999
AVP Energy #3 | 10505 Pacific St | Omaha | NE | 68114-4717 | Douglas | NE08115 | Inactive | 263597 | 0703263597 | 2007 | RAYP | CPFT - Horiz Cpr Fin Boiler | HWSP - Hot Water Non Potable Supply | 8/31/2011
Regency Lakeside Apts | 10506 Pacific St | Omaha | NE | 68114-4763 | Douglas | NE05063 | Inactive |  | 0A90002334 | 1991 | Comfort Zone | ELWH - Electric Water Heater | HWSD - Hot Water Dom/Potable | 5/31/1999
Regency Lakeside Apts | 10506 Pacific St | Omaha | NE | 68114-4763 | Douglas | NE05688 | Scrapped/Junked |  | RN1096G00764 | 1996 | Ruud-Rheem | CHWH - ASME/Fired Water Heater | HWSD - Hot Water Dom/Potable | 9/30/2007
Regency Lakeside Apts | 10506 Pacific St | Omaha | NE | 68114-4763 | Douglas | NE07246 | Scrapped/Junked | 103881 | C06M001279 | 2006 | A O Smith | CHWH - ASME/Fired Water Heater | HWSD - Hot Water Dom/Potable | 12/31/2019
Regency Lakeside Apts | 10506 Pacific St | Omaha | NE | 68114-4763 | Douglas | NE07247 | Scrapped/Junked | 100991 | L05M006361 | 2006 | A O Smith | CHWH - ASME/Fired Water Heater | HWSD - Hot Water Dom/Potable | 12/31/2017
Regency Lakeside Apts | 10506 Pacific St | Omaha | NE | 68114-4763 | Douglas | NE14800 | Scrapped/Junked | 13762 | 0575-00611 | 1977 | Ruud-Rheem | CHWH - ASME/Fired Water Heater | HWSD - Hot Water Dom/Potable | 12/31/2013
Regency Lakeside Apts | 10506 Pacific St | Omaha | NE | 68114-4763 | Douglas | NE15802 | Scrapped/Junked | 13756 | 0575-00605 | 1977 | Ruud-Rheem | CHWH - ASME/Fired Water Heater | HWSD - Hot Water Dom/Potable | 12/31/2014
Regency Lakeside Apts | 10506 Pacific St | Omaha | NE | 68114-4763 | Douglas | NE15803 | Inactive | 13904 | 0675-00320 | 1977 | Ruud-Rheem | CHWH - ASME/Fired Water Heater | HWSD - Hot Water Dom/Potable | 12/31/2013
Regency Lakeside Apts | 10506 Pacific St | Omaha | NE | 68114-4763 | Douglas | NE15805 | Inactive | 13760 |  | 1977 | Ruud-Rheem | CHWH - ASME/Fired Water Heater | HWSD - Hot Water Dom/Potable | 5/31/1999
Regency Lakeside Apts | 10506 Pacific St | Omaha | NE | 68114-4763 | Douglas | NE15807 | Inactive | 13607 |  | 1977 | Ruud-Rheem | CHWH - ASME/Fired Water Heater | HWSD - Hot Water Dom/Potable | 5/31/2003
Regency Lakeside Apts | 10506 Pacific St | Omaha | NE | 68114-4763 | Douglas | NE15808 | Inactive | 13906 |  | 1977 | Ruud-Rheem | CHWH - ASME/Fired Water Heater | HWSD - Hot Water Dom/Potable | 5/31/1999
Regency Lakeside Apts | 10506 Pacific St | Omaha | NE | 68114-4763 | Douglas | NE15809 | Inactive | 13909 |  | 1985 | Ruud-Rheem | CHWH - ASME/Fired Water Heater | HWSD - Hot Water Dom/Potable | 5/31/1998
Regency Lakeside Apts | 10506 Pacific St | Omaha | NE | 68114-4763 | Douglas | NE15813 | Inactive | 13952 |  | 1975 | Ruud-Rheem | CHWH - ASME/Fired Water Heater | HWSD - Hot Water Dom/Potable | 5/31/2003
Regency Lakeside Apts | 10506 Pacific St | Omaha | NE | 68114-4763 | Douglas | NE15834 | Inactive | 11880 | LA91-0011880-88 | 1991 | A. O. Smith | CHWH - ASME/Fired Water Heater | HWSD - Hot Water Dom/Potable | 9/30/2011
Regency Lakeside Apts | 10506 Pacific St | Omaha | NE | 68114-4763 | Douglas | NE15835 | Scrapped/Junked | 25267 |  | 1979 | Rheem Manufacturing Co | CHWH - ASME/Fired Water Heater | HWSD - Hot Water Dom/Potable | 5/31/1999
Regency Lakeside Apts | 10506 Pacific St | Omaha | NE | 68114-4763 | Douglas | NE15836 | Inactive |  | A8500979 | 1985 | Comfort Zone | WT - Water Tube Boiler | HWSD - Hot Water Dom/Potable | 5/31/1998
Regency Lakeside Apts | 10506 Pacific St | Omaha | NE | 68114-4763 | Douglas | NE16779 | Scrapped/Junked | 17913 |  | 1992 | A. O. Smith | CHWH - ASME/Fired Water Heater | HWSD - Hot Water Dom/Potable | 5/31/2003
Regency Lakeside Apts | 10506 Pacific St | Omaha | NE | 68114-4763 | Douglas | NE25645 | Scrapped/Junked | 61754 | H98889924 | 1998 | State | CHWH - ASME/Fired Water Heater | HWSD - Hot Water Dom/Potable | 12/31/2019
Regency Lakeside Apts | 10506 Pacific St | Omaha | NE | 68114-4763 | Douglas | NE30520 | Scrapped/Junked | 18053 |  | 1992 | A. O. Smith | CHWH - ASME/Fired Water Heater | HWSD - Hot Water Dom/Potable | 5/31/2003
Regency Lakeside Apts | 10506 Pacific St | Omaha | NE | 68114-4763 | Douglas | NE30521 | Scrapped/Junked | 12923 |  | 1993 | A. O. Smith | CHWH - ASME/Fired Water Heater | HWSD - Hot Water Dom/Potable | 9/30/2006
Regency Lakeside Apts | 10506 Pacific St | Omaha | NE | 68114-4763 | Douglas | NE30522 | Scrapped/Junked | 23208 |  | 1993 | A. O. Smith | CHWH - ASME/Fired Water Heater | HWSD - Hot Water Dom/Potable | 5/31/2005
Regency Lakeside Apts | 10506 Pacific St | Omaha | NE | 68114-4763 | Douglas | NE36739 | Scrapped/Junked | 7416 | LL89-0007416880 | 1989 | AO SMITH | CHWH - ASME/Fired Water Heater | HWSD - Hot Water Dom/Potable | 12/31/2018
Regency Lakeside Apts | 10506 Pacific St | Omaha | NE | 68114-4763 | Douglas | NE37634 | Scrapped/Junked | N/A | 0-6914 | 1972 | Kewanee | FTFB - Firetube-Firebox Boiler | HWHT - Hot Water Heat | 12/31/2022
Regency Lakeside Apts | 10506 Pacific St | Omaha | NE | 68114-4763 | Douglas | NE37635 | Scrapped/Junked | 9569 | O-9181 | 1973 | Kewanee | FTFB - Firetube-Firebox Boiler | HWHT - Hot Water Heat | 12/31/2022
Regency Lakeside Apts | 10506 Pacific St | Omaha | NE | 68114-4763 | Douglas | NE37636 | Scrapped/Junked | N/A | 09366 | 1972 | Kewanee | FTFB - Firetube-Firebox Boiler | HWHT - Hot Water Heat | 2/28/2025
Regency Lakeside Apts | 10506 Pacific St | Omaha | NE | 68114-4763 | Douglas | NE37637 | Scrapped/Junked | 31983 |  | 1981 | Rheem Manufacturing Co | CHWH - ASME/Fired Water Heater | HWSD - Hot Water Dom/Potable | 5/31/2002
Regency Lakeside Apts | 10506 Pacific St | Omaha | NE | 68114-4763 | Douglas | NE37638 | Inactive | 7277 |  | 1989 | A. O. Smith | CHWH - ASME/Fired Water Heater | HWSD - Hot Water Dom/Potable | 5/31/2003
Regency Lakeside Apts | 10506 Pacific St | Omaha | NE | 68114-4763 | Douglas | NE41279 | Active | 529009 | N1.21.25.0000.3 | 2021 | Lochinvar | WT - Water Tube Boiler | HWHT - Hot Water Heat | 2/28/2026
Regency Lakeside Apts | 10506 Pacific St | Omaha | NE | 68114-4763 | Douglas | NE41647 | Active | 535685 | 22087128290177 | 2021 | Lochinvar | WT - Water Tube Boiler | HWHT - Hot Water Heat | 2/28/2026
Regency Lakeside Apts | 10506 Pacific St | Omaha | NE | 68114-4763 | Douglas | NE41648 | Active | 532148 | 2148127218609 | 2021 | Lochinvar | WT - Water Tube Boiler | HWHT - Hot Water Heat | 2/28/2026
Regency Lakeside Apts | 10506 Pacific St | Omaha | NE | 68114-4763 | Douglas | NE43728 | Active | 62880 | N.1.24.48.00025 | 2024 | Sermeta | WTSS - Watertube SS Steel | HWHT - Hot Water Heat | 2/28/2025
Super Mercadito Restaurant | 1052 Park Ave | Omaha | NE | 68105-2200 | Douglas | NE04541 | Out of Service | n/a | 10-BJ-10 | 1960 | AMST | CI - Cast Iron | HWHT - Hot Water Heat | 3/31/2017
Super Mercadito Restaurant | 1052 Park Ave | Omaha | NE | 68105-2200 | Douglas | NE04542 | Active | n/a | 1-BN-J3 | 1960 | AMST | CI - Cast Iron | HWHT - Hot Water Heat | 3/31/2023
Prairie Queen Elementary | 10520 S 123rd Ave | Papillion | NE | 68046-4393 | Sarpy | NE25959 | Active | 20691 | 20691 | 2014 | Lochinvar | ELBL - Electric Boiler | HHHP - Hotwater Heat & Heat Pump | 7/31/2026
Park View Building | 1055 N 115th St | Omaha | NE | 68154-4419 | Douglas | NE25624 | Scrapped/Junked | 5692 | 85-19918 | 1985 | Rite | WT - Water Tube Boiler | HWHT - Hot Water Heat | 8/31/2017
Park View Building | 1055 N 115th St | Omaha | NE | 68154-4419 | Douglas | NE27166 | Active | 18430 | 32658 | 2017 | Rite | WT - Water Tube Boiler | HWHT - Hot Water Heat | 2/28/2026
Hampton Inn | 1055 W Bond St | Lincoln | NE | 68521-3630 | Lancaster | NE25298 | Active | 201049 | 1506M000341 | 2015 | AO SMITH | CHWH - ASME/Fired Water Heater | HWSD - Hot Water Dom/Potable | 6/30/2026
Hampton Inn | 1055 W Bond St | Lincoln | NE | 68521-3630 | Lancaster | NE25299 | Active | 201302 | 1507M000844 | 2015 | AO SMITH | CHWH - ASME/Fired Water Heater | HWSD - Hot Water Dom/Potable | 6/30/2026
Hampton Inn | 1055 W Bond St | Lincoln | NE | 68521-3630 | Lancaster | NE25300 | Active | 385561 | 1409385561 | 2014 | Raypak | CPFH - Copper Fin Water Heater | IPHT - Indoor Pool Heater | 6/30/2026
The Iams Company | 1055 W Hwy 34 | Aurora | NE | 68818-5101 | Hamilton | NE06991 | Scrapped/Junked | 10697 | 12771 / 103418 | 2006 | Sellers | FTHT - Firetube Horizontal | PROC - Process Steam | 6/30/2018
The Iams Company | 1055 W Hwy 34 | Aurora | NE | 68818-5101 | Hamilton | NE06992 | Scrapped/Junked | 6211 | 20067015 | 2006 | Kentube Engineered Products | ECON - Boiler Economizer | ECON - Boiler Economizer | 6/30/2011
The Iams Company | 1055 W Hwy 34 | Aurora | NE | 68818-5101 | Hamilton | NE08061 | Scrapped/Junked | 66101 | 94808/L-84625 | 1988 | CLEA | FT - Firetube Boiler | PROC - Process Steam | 7/31/2005
The Iams Company | 1055 W Hwy 34 | Aurora | NE | 68818-5101 | Hamilton | NE18713 | Scrapped/Junked | 8357 | OLO95959 | 1996 | Cleaver & Brooks | FTSM - FTS Marine Dry Back | PROC - Process Steam | 6/30/2012
The Iams Company | 1055 W Hwy 34 | Aurora | NE | 68818-5101 | Hamilton | NE19569 | Scrapped/Junked | 79769 | N4-20211-Y10 | 2010 | SUSSMAN | ELBL - Electric Boiler | 0020 - Supp to Sterlizer/Autoclave | 2/28/2026
The Iams Company | 1055 W Hwy 34 | Aurora | NE | 68818-5101 | Hamilton | NE19570 | Scrapped/Junked | 79777 | N4-20199-Y10 | 2010 | SUSSMAN | ELBL - Electric Boiler | 0020 - Supp to Sterlizer/Autoclave | 2/28/2025
The Iams Company | 1055 W Hwy 34 | Aurora | NE | 68818-5101 | Hamilton | NE23677 | Scrapped/Junked | 12108 | 104629 / 14467 | 2012 | Sellers | FTHT - Firetube Horizontal | PROC - Process Steam | 6/30/2018
The Iams Company | 1055 W Hwy 34 | Aurora | NE | 68818-5101 | Hamilton | NE23678 | Scrapped/Junked | 2095 | 5285-1191-1 | 2012 | QCCM | ECON - Boiler Economizer | ECON - Boiler Economizer | 6/30/2018
The Iams Company | 1055 W Hwy 34 | Aurora | NE | 68818-5101 | Hamilton | NE27337 | Active | 18491 | 18491 | 2017 | Superior Boiler Works | FT - Firetube Boiler | PROC - Process Steam | 2/28/2026
The Iams Company | 1055 W Hwy 34 | Aurora | NE | 68818-5101 | Hamilton | NE27338 | Active | 18485 | 18485 | 2017 | Superior Boiler Works | FT - Firetube Boiler | PROC - Process Steam | 2/28/2026
The Iams Company | 1055 W Hwy 34 | Aurora | NE | 68818-5101 | Hamilton | NE42968 | Active | 140290 | D64757-W24 | 2024 | SUSSMAN | ELBL - Electric Boiler | 0020 - Supp to Sterlizer/Autoclave | 2/28/2026
Insulfoam | 1057 Sunburst Ln | Mead | NE | 68041-4033 | Saunders | NE00468 | Inactive | 14479 |  | 2000 | SUPERIOR BOILERWORKS | FTSM - FTS Marine Dry Back | PROC - Process Steam | 7/31/2004
Insulfoam | 1057 Sunburst Ln | Mead | NE | 68041-4033 | Saunders | NE03701 | Scrapped/Junked | 25660 |  | 1973 | KEWANEE | FT - Firetube Boiler | PROC - Process Steam | 5/31/1996
Insulfoam | 1057 Sunburst Ln | Mead | NE | 68041-4033 | Saunders | NE18437 | Inactive | 1735 |  | 1995 | CLEAVER BROOKS | FTSM - FTS Marine Dry Back | PROC - Process Steam | 5/31/2001
Insulfoam | 1057 Sunburst Ln | Mead | NE | 68041-4033 | Saunders | NE22507 | Inactive | 8505 | OL096855 | 1997 | Cleaver Brooks | FTSM - FTS Marine Dry Back | PROC - Process Steam | 2/28/2023
Insulfoam | 1057 Sunburst Ln | Mead | NE | 68041-4033 | Saunders | NE27009 | Active | 13264 | S1750-150-53 | 2007 | Hurst | FTWB - FTS Marine Wet Back | PROC - Process Steam | 7/31/2026
C F Industries | 1059 W Hwy 34 | Aurora | NE | 68818-5101 | Hamilton | NE08989 | Active | 17528 | S-1780908 | 1993 | Reco Industries | UFPV - Unfired Pressure Vessel | 0017 - Ammonia Receiver | 7/31/2027
C F Industries | 1059 W Hwy 34 | Aurora | NE | 68818-5101 | Hamilton | NE25870 | Active | 27236 | 50478 | 2015 | REFRIGERATION VALVE & SYSTEMS | UFPV - Unfired Pressure Vessel | 0017 - Ammonia Receiver | 8/31/2027
THURSTON ELEMENTARY | 106 3rd St | Pender | NE | 68047-5041 | THURSTON | NE30190 | Inactive |  | G-11 | 1930 | AMERICAN RADIATOR |  | STHT - Steam-Heat | 3/31/2002
THURSTON ELEMENTARY | 106 3rd St | Pender | NE | 68047-5041 | THURSTON | NE30361 | Inactive |  | J007 | 1970 | BURNHAM COMM/INDUST |  | STHT - Steam-Heat | 3/31/2003
St Boniface Church | 106 E 4th St | Stuart | NE | 68780-1786 | Holt | NE15289 | Active | n/a | 4-579V0000 | 1986 | Bryan | CI - Cast Iron | STHT - Steam-Heat | 2/28/2026
St Boniface School | 106 E 4th St | Stuart | NE | 68780-1786 | Holt | NE31947 | Active | n/a | L7068 | 1961 | Kewanee | FTFB - Firetube-Firebox Boiler | HWHT - Hot Water Heat | 2/28/2026
Boyd County School Dist 51 | 106 E Greig | Spencer | NE | 68777-0109 | Boyd | NE17289 | Scrapped/Junked | 20607 | 242947CLB | 1993 | BURN | FT - Firetube Boiler | STHT - Steam-Heat | 1/31/2011
Boyd County School Dist 51 | 106 E Greig | Spencer | NE | 68777-0109 | Boyd | NE18534 | Active | 231012 | 96034001WE | 1996 | Bock Energy | CHWH - ASME/Fired Water Heater | HWSD - Hot Water Dom/Potable | 12/31/2026
Boyd County School Dist 51 | 106 E Greig | Spencer | NE | 68777-0109 | Boyd | NE19237 | Active | n/a | 644348-201007 | 2010 | Peerless | CI - Cast Iron | STHT - Steam-Heat | 12/31/2026
Boyd County School Dist 51 | 106 E Greig | Spencer | NE | 68777-0109 | Boyd | NE19238 | Active | n/a | 644349-201007 | 2010 | Peerless | CI - Cast Iron | STHT - Steam-Heat | 12/31/2026
Boyd County School Dist 51 | 106 E Greig | Spencer | NE | 68777-0109 | Boyd | NE30310 | Inactive |  | M9517 | 1965 | KEWANEE | FT - Firetube Boiler | STHT - Steam-Heat | 1/31/2007
Doc's Choice Pet Foods | 106 E Nebraska St | Dunbar | NE | 68346-3018 | Otoe | NE15367 | Active | 54556 | 92612 | 2008 | Lattner | FTNT - FT Vertical Tubeless | PROC - Process Steam | 10/31/2024
Village Of Kenesaw Pool | 106 Fifth Ave | Kenesaw | NE | 68956-1563 | Adams | NE06213 | Scrapped/Junked | 83332 | C98C00866 | 1998 | Teledyne & Laars | CPFT - Horiz Cpr Fin Boiler | OPHT - Outdoor Pool Heater | 6/30/2010
St John Baptist Offices | 106 N 4th | Petersburg | NE | 68652 | Boone | NE23054 | Scrapped/Junked | 8043 | 94-E4378 | 1994 | ALES | FTVT - Firetube Vertical TB | HWHT - Hot Water Heat | 2/28/2015
St John Baptist Offices | 106 N 4th | Petersburg | NE | 68652 | Boone | NE23055 | Scrapped/Junked | 8045 | 94-E4380 | 1994 | ALES | FTVT - Firetube Vertical TB | HWHT - Hot Water Heat | 2/28/2015
St John Baptist Offices | 106 N 4th | Petersburg | NE | 68652 | Boone | NE27271 | Active | 394885 | 081725171 | 2017 | CAMUS | WTSS - Watertube SS Steel | HWHT - Hot Water Heat | 10/31/2026
St John Baptist Offices | 106 N 4th | Petersburg | NE | 68652 | Boone | NE28963 | Active | 122659 | 19.PGT400.113.0469 | 2019 | Lochinvar | FTVT - Firetube Vertical TB | GLYC - Glycol Bldg Heat Sys | 10/31/2026
Mullen Elementary School | 106 N E 2nd St | Mullen | NE | 69152-0127 | Hooker | NE33256 | Scrapped/Junked | n/a | n/a | 1939 | AMRA | CI - Cast Iron | STHT - Steam-Heat | 9/30/2018
Davenport Community School | 106 N Juniper Ave | Davenport | NE | 68335-3010 | Fillmore | NE20410 | Scrapped/Junked |  | 00000PASTDHO946 | 1970 | AO SMITH | WT - Water Tube Boiler | HWSD - Hot Water Dom/Potable | 7/31/1999
Davenport Community School | 106 N Juniper Ave | Davenport | NE | 68335-3010 | Fillmore | NE24399 | Scrapped/Junked | 44830 | 942E98 | 1998 | AO SMITH | COBL - Coil Type Boiler | HWSD - Hot Water Dom/Potable | 12/31/2018
Davenport Community School | 106 N Juniper Ave | Davenport | NE | 68335-3010 | Fillmore | NE27976 | Active | C50793 | 1834111645697 | 2018 | AO SMITH | COBL - Coil Type Boiler | HWSD - Hot Water Dom/Potable | 12/31/2025
Davenport Community School | 106 N Juniper Ave | Davenport | NE | 68335-3010 | Fillmore | NE33442 | Active | n/a | 25531A | 1957 | Fitzgibbons | FT - Firetube Boiler | STHT - Steam-Heat | 12/31/2024
Residence Inn by Marriott | 106 S 15th St | Omaha | NE | 68102-1606 | Douglas | NE23926 | Active | 245963 | 13245963 | 2013 | Lochinvar | AHWH - ANSI/Fired Water Htr | HWSD - Hot Water Dom/Potable | 2/28/2026
Residence Inn by Marriott | 106 S 15th St | Omaha | NE | 68102-1606 | Douglas | NE23927 | Active | 247529 | 13247529 | 2013 | Lochinvar | AHWH - ANSI/Fired Water Htr | HWSD - Hot Water Dom/Potable | 2/28/2026
Residence Inn by Marriott | 106 S 15th St | Omaha | NE | 68102-1606 | Douglas | NE23928 | Active | 247530 | 13247530 | 2013 | Lochinvar | AHWH - ANSI/Fired Water Htr | HWSD - Hot Water Dom/Potable | 2/28/2026
Residence Inn by Marriott | 106 S 15th St | Omaha | NE | 68102-1606 | Douglas | NE23929 | Active | 63976 | G13-0009 | 2013 | Aerco | VTTB - Vertical Tube Bundle | GLYC - Glycol Bldg Heat Sys | 2/28/2026
Residence Inn by Marriott | 106 S 15th St | Omaha | NE | 68102-1606 | Douglas | NE23930 | Active | 63975 | G-13-0008 | 2013 | Aerco | VTTB - Vertical Tube Bundle | GLYC - Glycol Bldg Heat Sys | 2/28/2026
Liberty Cleaners | 1061 25th Ave | Columbus | NE | 68601-5743 | Platte | NE02990 | Scrapped/Junked | 36610 | 138233 | 1984 | LATT | ELBL - Electric Boiler | PROC - Process Steam | 4/30/2010
Liberty Cleaners | 1061 25th Ave | Columbus | NE | 68601-5743 | Platte | NE17597 | Out of Service | 54061 | 91869 | 2007 | Lattner Boiler Co | FTNT - FT Vertical Tubeless | PROC - Process Steam | 6/30/2012
Midstates Utility | 10611 S 143rd Cir | Omaha | NE | 68138-3441 | Sarpy | NE43538 | Active | 389038 | 22.PGT850.430.01156 | 2022 | Lochinvar | FTVT - Firetube Vertical TB | GLYC - Glycol Bldg Heat Sys | 6/30/2026
Midstates Utility | 10611 S 143rd Cir | Omaha | NE | 68138-3441 | Sarpy | NE43539 | Active | 389037 | 22.PGT850.430.01155 | 2022 | Lochinvar | FTVT - Firetube Vertical TB | GLYC - Glycol Bldg Heat Sys | 6/30/2026
Rite of Passage | 10625 Calhoun Rd | Omaha | NE | 68112-1324 | Douglas | NE04664 | Scrapped/Junked | na | na | 1970 | Peerless | CI - Cast Iron | HWHT - Hot Water Heat | 10/31/2012
Rite of Passage | 10625 Calhoun Rd | Omaha | NE | 68112-1324 | Douglas | NE23979 | Scrapped/Junked | 61296 | H98-20 | 1998 | State | CHWH - ASME/Fired Water Heater | HWSD - Hot Water Dom/Potable | 1/31/2018
Rite of Passage | 10625 Calhoun Rd | Omaha | NE | 68112-1324 | Douglas | NE23980 | Scrapped/Junked | 55445 | M96-87 | 1998 | State | CHWH - ASME/Fired Water Heater | HWSD - Hot Water Dom/Potable | 1/31/2018
Rite of Passage | 10625 Calhoun Rd | Omaha | NE | 68112-1324 | Douglas | NE23981 | Scrapped/Junked | 60426 | E98-104 | 1998 | State | CHWH - ASME/Fired Water Heater | HWSD - Hot Water Dom/Potable | 1/31/2018
KENSINGTON WOODS APTS | 10655-10685 CHARLES | OMAHA | NE | 68114-1043 | Douglas | NE20837 | Exempt 1999 LB-66 |  | MM87-0112257 | 1992 | AO SMITH | AHWH - ANSI/Fired Water Htr | HWSD - Hot Water Dom/Potable | 10/31/1999
KENSINGTON WOODS APTS | 10655-10685 CHARLES | OMAHA | NE | 68114-1043 | Douglas | NE20838 | Exempt 1999 LB-66 |  | MC89-0026696 | 1989 | AO SMITH | AHWH - ANSI/Fired Water Htr | HWSD - Hot Water Dom/Potable | 10/31/1999
KENSINGTON WOODS APTS | 10655-10685 CHARLES | OMAHA | NE | 68114-1043 | Douglas | NE20839 | Exempt 1999 LB-66 |  | MJ88-0138976 | 1988 | AO SMITH | AHWH - ANSI/Fired Water Htr | HWSD - Hot Water Dom/Potable | 10/31/1999
KENSINGTON WOODS APTS | 10655-10685 CHARLES | OMAHA | NE | 68114-1043 | Douglas | NE20840 | Exempt 1999 LB-66 |  | 168-85PB-2 | 1985 | PAYNE | AHWH - ANSI/Fired Water Htr | HWSD - Hot Water Dom/Potable | 10/31/1999
KENSINGTON WOODS APTS | 10655-10685 CHARLES | OMAHA | NE | 68114-1043 | Douglas | NE20841 | Exempt 1999 LB-66 |  | ML87-0110850 | 1987 | AO SMITH | AHWH - ANSI/Fired Water Htr | HWSD - Hot Water Dom/Potable | 10/31/1999
KENSINGTON WOODS APTS | 10655-10685 CHARLES | OMAHA | NE | 68114-1043 | Douglas | NE20842 | Exempt 1999 LB-66 |  | MM87-0111579 | 1987 | AO SMITH | AHWH - ANSI/Fired Water Htr | HWSD - Hot Water Dom/Potable | 10/31/1999
KENSINGTON WOODS APTS | 10655-10685 CHARLES | OMAHA | NE | 68114-1043 | Douglas | NE20843 | Exempt 1999 LB-66 |  | VGN0196G02896 | 1996 | VANGUARD | AHWH - ANSI/Fired Water Htr | HWSD - Hot Water Dom/Potable | 10/31/1999
KENSINGTON WOODS APTS | 10655-10685 CHARLES | OMAHA | NE | 68114-1043 | Douglas | NE20844 | Exempt 1999 LB-66 |  | MH93-0285196 | 1993 | AO SMITH | AHWH - ANSI/Fired Water Htr | HWSD - Hot Water Dom/Potable | 10/31/1999
KENSINGTON WOODS APTS | 10655-10685 CHARLES | OMAHA | NE | 68114-1043 | Douglas | NE20845 | Exempt 1999 LB-66 |  | VGN1294G03236 | 1994 | VANGUARD | AHWH - ANSI/Fired Water Htr | HWSD - Hot Water Dom/Potable | 10/31/1999
KENSINGTON WOODS APTS | 10655-10685 CHARLES | OMAHA | NE | 68114-1043 | Douglas | NE20846 | Exempt 1999 LB-66 |  | 168-85BB-2 | 1985 | PAYNE | AHWH - ANSI/Fired Water Htr | HWSD - Hot Water Dom/Potable | 10/31/1999
KENSINGTON WOODS APTS | 10655-10685 CHARLES | OMAHA | NE | 68114-1043 | Douglas | NE20847 | Exempt 1999 LB-66 |  | MA92-0219082 | 1992 | AO SMITH | AHWH - ANSI/Fired Water Htr | HWSD - Hot Water Dom/Potable | 10/31/1999
KENSINGTON WOODS APTS | 10655-10685 CHARLES | OMAHA | NE | 68114-1043 | Douglas | NE20848 | Exempt 1999 LB-66 |  | MA92-0219080 | 1992 | AO SMITH | AHWH - ANSI/Fired Water Htr | HWSD - Hot Water Dom/Potable | 10/31/1999
KENSINGTON WOODS APTS | 10655-10685 CHARLES | OMAHA | NE | 68114-1043 | Douglas | NE20849 | Exempt 1999 LB-66 |  | VGN0295G03090 | 1995 | VANGUARD | AHWH - ANSI/Fired Water Htr | HWSD - Hot Water Dom/Potable | 10/31/1999
KENSINGTON WOODS APTS | 10655-10685 CHARLES | OMAHA | NE | 68114-1043 | Douglas | NE20850 | Exempt 1999 LB-66 |  | VGN0295G03090 | 1990 | AO SMITH | AHWH - ANSI/Fired Water Htr | HWSD - Hot Water Dom/Potable | 10/31/1999
KENSINGTON WOODS APTS | 10655-10685 CHARLES | OMAHA | NE | 68114-1043 | Douglas | NE20851 | Exempt 1999 LB-66 |  | MM88-0018260 | 1988 | AO SMITH | AHWH - ANSI/Fired Water Htr | HWSD - Hot Water Dom/Potable | 10/31/1999
KENSINGTON WOODS APTS | 10655-10685 CHARLES | OMAHA | NE | 68114-1043 | Douglas | NE20852 | Exempt 1999 LB-66 |  | MM88-0018296 | 1988 | AO SMITH | AHWH - ANSI/Fired Water Htr | HWSD - Hot Water Dom/Potable | 10/31/1999
Wayne Miller/Camp Creek Threshers | 10677 N 176th St | Waverly | NE | 68462-2556 | Lancaster | NE30008 | Active | 10562 | 10562 | 1988 | Superior Boiler Works | FT - Firetube Boiler | PROC - Process Steam | 5/31/2026
Wayne Miller/Camp Creek Threshers | 10677 N 176th St | Waverly | NE | 68462-2556 | Lancaster | NE30445 | Out of Service | N/A | 8137 | 1916 | Minneapolis | FT - Firetube Boiler | 0024 - Antique Steam Tractor | 5/31/2018
Camp Creek Threshers | 10677 N 176th St | Waverly | NE | 68462-2556 | Lancaster | NE09494 | Active | 398 | 398/1655 | 1949 | Browning | FTVT - Firetube Vertical TB | 0025 - Antique Steam Crane | 8/31/2027
First Baptist Church-BMIC#419165 | 107 E Nile St | Cairo | NE | 68824-2726 | Hall | NE30731 | Active | n/a | n/a | 1986 | Peerless | CI - Cast Iron | HWHT - Hot Water Heat | 1/31/2026
First Baptist Church-BMIC#419165 | 107 E Nile St | Cairo | NE | 68824-2726 | Hall | NE30732 | Inactive |  | 000000000016-10 | 1986 | Peerless Heater Company | CI - Cast Iron | HWHT - Hot Water Heat | 1/31/1996
First Baptist Church-BMIC#419165 | 107 E Nile St | Cairo | NE | 68824-2726 | Hall | NE30875 | Active | n/a | 419-4671 | 1996 | VALI | CI - Cast Iron | HWHT - Hot Water Heat | 1/31/2026
NORFOLK RESCUE MISSION | 107 N 9th St | Norfolk | NE | 68701-3911 | MADISON | NE37193 | Inactive |  |  | 1930 | US RADIATOR |  | STHT - Steam-Heat | 3/31/2004
Nebraska Corn Processing | 107 Potter St | Cambridge | NE | 69022-6539 | Furnas | NE09373 | Active | 16149 | 16149 | 2007 | Superior Boiler Works | FTSM - FTS Marine Dry Back | STHT - Steam-Heat | 4/30/2026
Nebraska Corn Processing | 107 Potter St | Cambridge | NE | 69022-6539 | Furnas | NE09374 | Active | 16160 | 16160 | 2007 | Superior Boiler Works | FTSM - FTS Marine Dry Back | STHT - Steam-Heat | 4/30/2026
Nebraska Corn Processing | 107 Potter St | Cambridge | NE | 69022-6539 | Furnas | NE10076 | Active | 549 | W2867 | 2007 | CAIN | ECON - Boiler Economizer | ECON - Boiler Economizer | 4/30/2026
Nebraska Corn Processing | 107 Potter St | Cambridge | NE | 69022-6539 | Furnas | NE10077 | Active | 550 | W2868 | 2007 | CAIN | ECON - Boiler Economizer | ECON - Boiler Economizer | 4/30/2026
HORIZION RENEWABLE ENERGY | 107 Potter St | Cambridge | NE | 69022-6539 | FURNAS | NE01615 | Inactive | 5710 |  | 1970 | SUPERIOR BOILERWORKS | FTSM - FTS Marine Dry Back | PROC - Process Steam | 5/31/2005
K & G Manufacturing (Praxair) | 10703 12th Ave | Plattsmouth | NE | 68048-8135 | Cass | NE19975 | Exempt | 61547 | 12644 | 2001 | Char |  | STOR - Storage Vessel | 4/30/2006
Engineered Controls Inc. | 10703 J St | Omaha | NE | 68127-1023 | Douglas | NE05659 | Scrapped/Junked | 2858 | 83-6383 | 1983 | Aldrich | FTVT - Firetube Vertical TB | HWHT - Hot Water Heat | 12/31/2022
Engineered Controls Inc. | 10703 J St | Omaha | NE | 68127-1023 | Douglas | NE05660 | Scrapped/Junked | 2859 | 83-6384 | 1983 | Aldrich | FTVT - Firetube Vertical TB | HWHT - Hot Water Heat | 12/31/2022
Engineered Controls Inc. | 10703 J St | Omaha | NE | 68127-1023 | Douglas | NE05661 | Scrapped/Junked | 2857 | 83-6382 | 1983 | Aldrich | FTVT - Firetube Vertical TB | HWHT - Hot Water Heat | 12/31/2022
Engineered Controls Inc. | 10703 J St | Omaha | NE | 68127-1023 | Douglas | NE42311 | Active | 14474 | 20-HE130864820 | 2020 | Riello | WT - Water Tube Boiler | HWHT - Hot Water Heat | 4/30/2026
Engineered Controls Inc. | 10703 J St | Omaha | NE | 68127-1023 | Douglas | NE42312 | Active | 14440 | 20-HE130524820 | 2020 | Riello | WT - Water Tube Boiler | HWHT - Hot Water Heat | 4/30/2026
Brentwood Park Apartments/#4 | 10706 Brentwood Dr | La Vista | NE | 68128-4845 | Sarpy | NE02574 | Active | 36169690 | J04H00169690 | 2004 | Lochinvar | CPFH - Copper Fin Water Heater | HWSD - Hot Water Dom/Potable | 10/31/2026
Mega Mart | 10707 Blondo St | Omaha | NE | 68134-5578 | Douglas | NE25546 | Inactive | n/a | 249700502 | 1997 | Dunkirk | CI - Cast Iron | HWHF - Hot Water Heat-Floor | 3/31/2018
WESTMARK PLAZA | 10707 Pacific St | Omaha | NE | 68114-4762 | Douglas | NE03494 | Inactive | 7754 |  | 1983 | AO SMITH | ELWH - Electric Water Heater | HWSD - Hot Water Dom/Potable | 2/28/1997
Pacific Surgery Center LLC | 10707 Pacific St Ste 100 | Omaha | NE | 68114-4762 | Douglas | NE23744 | Active | 3927 | 43927 | 2012 | Chromalox | ELBL - Electric Boiler | STER - Sterilizer | 3/31/2026
Pacific Surgery Center LLC | 10707 Pacific St Ste 100 | Omaha | NE | 68114-4762 | Douglas | NE23745 | Active | 3805 | 43805 | 2012 | Chromalox | ELBL - Electric Boiler | STER - Sterilizer | 3/31/2026
UNL-Eastern NE Research (Feed Mill) | 1071 County Road G | Ithaca | NE | 68033-2243 | Saunders | NE01236 | Scrapped/Junked | 345 | 345 | 1966 | Abco Industries | FTSM - FTS Marine Dry Back | PROC - Process Steam | 12/31/2022
KMTV | 10714 Mockingbird Dr | Omaha | NE | 68127-1942 | Douglas | NE34896 | Active | 9412 | SN7890113 | 1978 | Teledyne & Laars | CPFT - Horiz Cpr Fin Boiler | HWHT - Hot Water Heat | 3/31/2026
KMTV | 10714 Mockingbird Dr | Omaha | NE | 68127-1942 | Douglas | NE35520 | Active | 9413 | SN7890114 | 1978 | Teledyne & Laars | CPFT - Horiz Cpr Fin Boiler | HWHT - Hot Water Heat | 3/31/2026
Brentwood Park Apartments/#5 | 10719 Brentwood Dr | La Vista | NE | 68128-4748 | Sarpy | NE02575 | Active | 169691 | J04H00169691 | 2004 | Lochinvar | CPFH - Copper Fin Water Heater | HWSD - Hot Water Dom/Potable | 10/31/2026
St Luke's United Church of Christ #X002400 | 1072 21st Ave | Columbus | NE | 68601-5830 | Platte | NE18135 | Active | N/A | 4G8 | 1952 | AMST | CI - Cast Iron | HWHT - Hot Water Heat | 1/31/2026
City Of LaVista Fire Dept | 10727 Chandler Rd | La Vista | NE | 68128-2947 | Sarpy | NE07654 | Scrapped/Junked | 15647 | 06F-3554 | 2006 | Aldrich | FTVT - Firetube Vertical TB | HWHT - Hot Water Heat | 1/31/2021
City Of LaVista Fire Dept | 10727 Chandler Rd | La Vista | NE | 68128-2947 | Sarpy | NE07655 | Scrapped/Junked | 15648 | 06F-3555 | 2006 | Aldrich | FTVT - Firetube Vertical TB | HWHT - Hot Water Heat | 1/31/2021
City Of LaVista Fire Dept | 10727 Chandler Rd | La Vista | NE | 68128-2947 | Sarpy | NE28965 | Active | 513 | 120260A | 2020 | Les Inc/Aldrich Co | FTVT - Firetube Vertical TB | HWHT - Hot Water Heat | 10/31/2026
City Of LaVista Fire Dept | 10727 Chandler Rd | La Vista | NE | 68128-2947 | Sarpy | NE28966 | Active | 514 | 120260B | 2020 | Les Inc/Aldrich Co | FTVT - Firetube Vertical TB | HWHT - Hot Water Heat | 10/31/2026
Brentwood Park Apartments/#6 | 10728 Brentwood Dr | La Vista | NE | 68128-4700 | Sarpy | NE02364 | Scrapped/Junked | 333621 | 18333621 | 2004 | Lochinvar | CPFH - Copper Fin Water Heater | HWSD - Hot Water Dom/Potable | 10/31/2024
New Victorian Inn & Suites | 10728 L St | Omaha | NE | 68127-1004 | Douglas | NE06166 | Scrapped/Junked | 90994 | 90994/K04M003486 | 2004 | AOSF | CHWH - ASME/Fired Water Heater | HWSD - Hot Water Dom/Potable | 1/31/2018
New Victorian Inn & Suites | 10728 L St | Omaha | NE | 68127-1004 | Douglas | NE06167 | Scrapped/Junked | 96521 | 96521/E05M003641 | 2005 | AOSF | CHWH - ASME/Fired Water Heater | HWSD - Hot Water Dom/Potable | 6/30/2010
New Victorian Inn & Suites | 10728 L St | Omaha | NE | 68127-1004 | Douglas | NE16039 | Scrapped/Junked | 123071 | 0806M001393 | 2009 | AO SMITH | CHWH - ASME/Fired Water Heater | HWDP - Hotwater Heat & Dom Supply | 1/31/2013
New Victorian Inn & Suites | 10728 L St | Omaha | NE | 68127-1004 | Douglas | NE19298 | Scrapped/Junked | 51546 | L95884480 | 1995 | STATE INDUSTRIES | CHWH - ASME/Fired Water Heater | HWSD - Hot Water Dom/Potable | 6/30/2006
New Victorian Inn & Suites | 10728 L St | Omaha | NE | 68127-1004 | Douglas | NE21978 | Scrapped/Junked | 56021 | B97207790 | 1996 | STATE INDUSTRIES | CHWH - ASME/Fired Water Heater | HWSD - Hot Water Dom/Potable | 6/30/2006
New Victorian Inn & Suites | 10728 L St | Omaha | NE | 68127-1004 | Douglas | NE23746 | Scrapped/Junked | 140856 | 140856 | 2009 | AO SMITH | CHWH - ASME/Fired Water Heater | HWDP - Hotwater Heat & Dom Supply | 1/31/2018
New Victorian Inn & Suites | 10728 L St | Omaha | NE | 68127-1004 | Douglas | NE26685 | Scrapped/Junked | 142004 | 142004 | 2015 | Rheem/Ruud | CHWH - ASME/Fired Water Heater | HWSD - Hot Water Dom/Potable | 1/31/2018
New Victorian Inn & Suites | 10728 L St | Omaha | NE | 68127-1004 | Douglas | NE26686 | Scrapped/Junked | 149220 | 149220 | 2015 | Rheem/Ruud | CHWH - ASME/Fired Water Heater | HWSD - Hot Water Dom/Potable | 1/31/2018
Holiday Inn Express | 10729 J St | Omaha | NE | 68127-1023 | Douglas | NE07786 | Scrapped/Junked |  | 059688165 | 1996 | PVI INDUSTRIES | CHWH - ASME/Fired Water Heater | HWSD - Hot Water Dom/Potable | 4/30/2003
Holiday Inn Express | 10729 J St | Omaha | NE | 68127-1023 | Douglas | NE07787 | Scrapped/Junked |  | 059688166 | 1996 | PVI INDUSTRIES | CHWH - ASME/Fired Water Heater | HWSD - Hot Water Dom/Potable | 4/30/2003
Holiday Inn Express | 10729 J St | Omaha | NE | 68127-1023 | Douglas | NE10652 | Scrapped/Junked | 7987 | 030331288 | 2003 | Rbi | VCPF - Vert Cpr Fin Blr | HWSD - Hot Water Dom/Potable | 3/31/2015
Friend City Pool | 1074 Maple St | Friend | NE | 68359 | Saline | NE40670 | Inactive |  |  | 1975 | PRESTIGE | AHWH - ANSI/Fired Water Htr | HWSD - Hot Water Dom/Potable | 7/31/2000
Friend City Pool | 1074 Maple St | Friend | NE | 68359 | Saline | NE41035 | Active | 517748 | 2101517748 | 2021 | Raypak | CPPH - Ansi Cpr Fin Pool Heater | OPHT - Outdoor Pool Heater | 5/31/2025
Brentwood Park Apartments/#7 | 10741 Brentwood Dr | La Vista | NE | 68128-4731 | Sarpy | NE06180 | Scrapped/Junked | 00172962 | A05H00172962 | 2005 | Lochinvar | CPFH - Copper Fin Water Heater | HWSD - Hot Water Dom/Potable | 10/31/2025
Brentwood Park Apartments/#3 | 10752 Brentwood Dr | La Vista | NE | 68128-4759 | Sarpy | NE10676 | Scrapped/Junked | 154251 | D03H00154251 | 2003 | Lochinvar | CPFH - Copper Fin Water Heater | HWSD - Hot Water Dom/Potable | 10/31/2023
Brentwood Park Apartments/#1 | 10753 Brentwood Dr | La Vista | NE | 68128-4768 | Sarpy | NE12078 | Scrapped/Junked | 155747 | F03H00155747 | 2003 | Lochinvar | CPFH - Copper Fin Water Heater | HWSD - Hot Water Dom/Potable | 10/31/2024
La Quinta Inn | 10760 M St | Omaha | NE | 68127-1919 | Douglas | NE06776 | Scrapped/Junked | 10966 | K9010966 | 1990 | AOSM | CHWH - ASME/Fired Water Heater | HWSD - Hot Water Dom/Potable | 4/30/2009
La Quinta Inn | 10760 M St | Omaha | NE | 68127-1919 | Douglas | NE06777 | Scrapped/Junked | 10964 | K9010964 | 1990 | AO SMITH | CHWH - ASME/Fired Water Heater | HWSD - Hot Water Dom/Potable | 4/30/2008
La Quinta Inn | 10760 M St | Omaha | NE | 68127-1919 | Douglas | NE06778 | Scrapped/Junked | 10940 | K9010940 | 1990 | AOSM | CHWH - ASME/Fired Water Heater | HWSD - Hot Water Dom/Potable | 4/30/2009
La Quinta Inn | 10760 M St | Omaha | NE | 68127-1919 | Douglas | NE09318 | Active | 80011 | 95011 | 2008 | Bradford White | CHWH - ASME/Fired Water Heater | HWSD - Hot Water Dom/Potable | 4/30/2026
La Quinta Inn | 10760 M St | Omaha | NE | 68127-1919 | Douglas | NE14624 | Active | 80938 | 95938 | 2008 | BRADFORD-WHITE | CHWH - ASME/Fired Water Heater | HWSD - Hot Water Dom/Potable | 4/30/2026
La Quinta Inn | 10760 M St | Omaha | NE | 68127-1919 | Douglas | NE14625 | Active | 80935 | 95935 | 2008 | BRADFORD-WHITE | CHWH - ASME/Fired Water Heater | HWSD - Hot Water Dom/Potable | 4/30/2026
United Brotherhood of Carpenters | 10761 Virginia Plaza | La Vista | NE | 68128 | Sarpy | NE25928 | Active | 191155 | 191155 | 2014 | State Industries | CHWH - ASME/Fired Water Heater | HWSD - Hot Water Dom/Potable | 8/31/2027
Brentwood Park Apartments/#2 | 10765 Brentwood Dr | La Vista | NE | 68128-4798 | Sarpy | NE12397 | Scrapped/Junked | 160820 | L03H00160820 | 2003 | Lochinvar | CPFH - Copper Fin Water Heater | HWSD - Hot Water Dom/Potable | 10/31/2024
Brentwood Park Apartments/#8 | 10775 Brentwood Dr | La Vista | NE | 68128-4722 | Sarpy | NE06181 | Active | 172963 | A05H00172963 | 2005 | Lochinvar | CPFH - Copper Fin Water Heater | HWSD - Hot Water Dom/Potable | 10/31/2026
Brentwood Park Apartments/#10 | 10785 Brentwood Dr | La Vista | NE | 68128-4732 | Sarpy | NE06896 | Scrapped/Junked | 00177526 | F05H00177526 | 2005 | Lochinvar | CPFH - Copper Fin Water Heater | HWSD - Hot Water Dom/Potable | 10/31/2025
Brentwood Park Apartments/#9 | 10786 Brentwood Dr | La Vista | NE | 68128-4719 | Sarpy | NE06518 | Scrapped/Junked | 177831 | G05H00177831 | 2005 | Lochinvar | CPFH - Copper Fin Water Heater | HWSD - Hot Water Dom/Potable | 10/31/2025
Papillion-LaVista South High | 10799 Highway 370 | Papillion | NE | 68046-3202 | Sarpy | NE10493 | Active | 11982 | 02E-9897 | 2002 | ALES | FTVT - Firetube Vertical TB | HWHT - Hot Water Heat | 7/31/2026
Papillion-LaVista South High | 10799 Highway 370 | Papillion | NE | 68046-3202 | Sarpy | NE10494 | Active | 11979 | 02E-9894 | 2002 | ALES | FTVT - Firetube Vertical TB | HWHT - Hot Water Heat | 7/31/2026
Papillion-LaVista South High | 10799 Highway 370 | Papillion | NE | 68046-3202 | Sarpy | NE10495 | Active | 11980 | 02E-9895 | 2002 | ALES | FTVT - Firetube Vertical TB | HWHT - Hot Water Heat | 7/31/2026
Papillion-LaVista South High | 10799 Highway 370 | Papillion | NE | 68046-3202 | Sarpy | NE10496 | Active | 11983 | 02E-9898 | 2002 | ALES | FTVT - Firetube Vertical TB | HWHT - Hot Water Heat | 7/31/2026
Papillion-LaVista South High | 10799 Highway 370 | Papillion | NE | 68046-3202 | Sarpy | NE10497 | Active | 191304 | 0201191304 | 2002 | Raypak | CPFH - Copper Fin Water Heater | HWSD - Hot Water Dom/Potable | 7/31/2026
Papillion-LaVista South High | 10799 Highway 370 | Papillion | NE | 68046-3202 | Sarpy | NE10498 | Active | 191303 | 0201191303 | 2002 | Raypak | CPFH - Copper Fin Water Heater | HWSD - Hot Water Dom/Potable | 7/31/2026
Papillion-LaVista South High | 10799 Highway 370 | Papillion | NE | 68046-3202 | Sarpy | NE10568 | Scrapped/Junked | 63810 | 63810 | 2002 | Market Forge | FTVT - Firetube Vertical TB | 0021 - Steam Supp Cooker/Kettle | 7/31/2025
Papillion-LaVista South High | 10799 Highway 370 | Papillion | NE | 68046-3202 | Sarpy | NE10569 | Scrapped/Junked | 63809 | 63809 | 2002 | Market Forge | FTVT - Firetube Vertical TB | 0021 - Steam Supp Cooker/Kettle | 7/31/2025
Papillion-LaVista South High | 10799 Highway 370 | Papillion | NE | 68046-3202 | Sarpy | NE10570 | Active | 41750 | 63518-11X-5972 | 2002 | Market Forge | KETT - Fired Kettle | COOK - Cooker/Kettle | 7/31/2026
Papillion-LaVista South High | 10799 Highway 370 | Papillion | NE | 68046-3202 | Sarpy | NE10571 | Scrapped/Junked | 67475 | 2820-02K-01 | 2002 | CLVR | KETT - Fired Kettle | COOK - Cooker/Kettle | 7/31/2004
Papillion-LaVista South High | 10799 Highway 370 | Papillion | NE | 68046-3202 | Sarpy | NE12055 | Active | 70719 | WT5382-OBI-01 | 2003 | Cleveland | COOK - Fired Cooker | COOK - Cooker/Kettle | 7/31/2026
Papillion-LaVista South High | 10799 Highway 370 | Papillion | NE | 68046-3202 | Sarpy | NE43596 | Active | 77818 | 8258-01 | 2024 | Crown Food Service Equipment | COOK - Fired Cooker | 0023 - Water Heated Cooker | 7/31/2026
Papillion-LaVista South High | 10799 Highway 370 | Papillion | NE | 68046-3202 | Sarpy | NE43597 | Active | 77819 | 8258-02 | 2024 | Crown Food Service Equipment | COOK - Fired Cooker | 0023 - Water Heated Cooker | 7/31/2025
WINGATE MOTEL | 108 3rd Ave | Kearney | NE | 68845-7856 | BUFFALO | NE23347 | Exempt 1999 LB-66 |  | 1411 | 1997 | RUUD | AHWH - ANSI/Fired Water Htr | HWSD - Hot Water Dom/Potable | 4/30/2000
WINGATE MOTEL | 108 3rd Ave | Kearney | NE | 68845-7856 | BUFFALO | NE23348 | Exempt 1999 LB-66 |  | 1410 | 1997 | RUUD | AHWH - ANSI/Fired Water Htr | HWSD - Hot Water Dom/Potable | 4/30/2000
WINGATE MOTEL | 108 3rd Ave | Kearney | NE | 68845-7856 | BUFFALO | NE23349 | Exempt 1999 LB-66 |  | 1396 | 1997 | RUUD | AHWH - ANSI/Fired Water Htr | HWSD - Hot Water Dom/Potable | 4/30/2000
WINGATE MOTEL | 108 3rd Ave | Kearney | NE | 68845-7856 | BUFFALO | NE23350 | Exempt 1999 LB-66 |  | 1399 | 1997 | RUUD | AHWH - ANSI/Fired Water Htr | HWSD - Hot Water Dom/Potable | 4/30/2000
WINGATE MOTEL | 108 3rd Ave | Kearney | NE | 68845-7856 | BUFFALO | NE23351 | Scrapped/Junked | 73588 | 1296G00504 | 1997 | RUUD | CHWH - ASME/Fired Water Heater | HWSD - Hot Water Dom/Potable | 4/30/2002
Schmidt Transportation | 108 E Bay Rd | Plattsmouth | NE | 68048-6419 | Cass | NE02561 | Active | 61722 | 61722 | 2002 | Ajax | WT - Water Tube Boiler | PROC - Process Steam | 2/28/2025
Schmidt Transportation | 108 E Bay Rd | Plattsmouth | NE | 68048-6419 | Cass | NE24103 | Out of Service | n/a | 426562 | 2007 | Burnham | CALU - Cast Aluminum | HWHT - Hot Water Heat | 2/28/2023
Schmidt Transportation | 108 E Bay Rd | Plattsmouth | NE | 68048-6419 | Cass | NE24104 | Out of Service | n/a | 426567 | 2007 | Burnham | CALU - Cast Aluminum | HWHT - Hot Water Heat | 2/28/2023
Schmidt Transportation | 108 E Bay Rd | Plattsmouth | NE | 68048-6419 | Cass | NE27493 | Active | 8544 | 061724862 | 2017 | CAMUS | CPFH - Copper Fin Water Heater | PROW - Process Hot Water | 2/28/2026
Schmidt Transportation | 108 E Bay Rd | Plattsmouth | NE | 68048-6419 | Cass | NE28970 | Active | 506554 | 2005506554 | 2020 | Raypak | CPFH - Copper Fin Water Heater | PROW - Process Hot Water | 2/28/2026
Schmidt Transportation | 108 E Bay Rd | Plattsmouth | NE | 68048-6419 | Cass | NE29084 | Active | 21937 | S500.150.313 | 2017 | Hurst | FTSM - FTS Marine Dry Back | PROC - Process Steam | 2/28/2026
Kimberly Apartments | 108 N 34th St | Omaha | NE | 68131-2579 | Douglas | NE12786 | Scrapped/Junked |  | 12786 | 1947 | PACI | FTFB - Firetube-Firebox Boiler | STHT - Steam-Heat | 3/31/2009
Former Kensington Apts | 108 N 4th St | Norfolk | NE | 68701-4094 | Madison | NE02497 | Scrapped/Junked | n/a | PF518 | 1982 | Burnham | CI - Cast Iron | STHT - Steam-Heat | 12/31/2021
Former Kensington Apts | 108 N 4th St | Norfolk | NE | 68701-4094 | Madison | NE21453 | Inactive | N/A | 646087-201008 | 2011 | Peerless | CI - Cast Iron | STHT - Steam-Heat | 12/31/2023
SHEDDS FOOD PRODUCTS | 108 S 9TH ST | OMAHA | NE | 68102 | Douglas | NE11002 | Inactive | 3223 |  | 1945 | TITUSVILLE | FT - Firetube Boiler | PROC - Process Steam | 7/31/1988
SHEDDS FOOD PRODUCTS | 108 S 9TH ST | OMAHA | NE | 68102 | Douglas | NE14245 | Inactive | 5403 |  | 1982 | CLEAVER BROOKS | FT - Firetube Boiler | PROC - Process Steam | 10/31/1987
MARSHALLTOWN INSTRUMENTS | 108 S Colorado Ave | Hastings | NE | 68901-6206 | ADAMS | NE03675 | Inactive |  | G-1461 | 1987 | PEERLESS HEATER COMPANY |  | HWHT - Hot Water Heat | 7/31/2001
East & West Catholic Elementary School | 108 W 889 Rd | Hartington | NE | 68739-6079 | Cedar | NE22510 | Active | n/a | EG65 | 1996 | Weil-Mcclain | CI - Cast Iron | STHT - Steam-Heat | 1/31/2027
Wells Fargo | 108 W D St | McCook | NE | 69001-3616 | Red Willow | NE23554 | Inactive | 95984 | A991304 | 1998 | Lochinvar | CPFT - Horiz Cpr Fin Boiler | HWHT - Hot Water Heat | 11/30/2017
Wells Fargo | 108 W D St | McCook | NE | 69001-3616 | Red Willow | NE23555 | Scrapped/Junked | 95311 | L982103 | 1998 | Lochinvar | CPFT - Horiz Cpr Fin Boiler | HWHT - Hot Water Heat | 11/30/2017
Wells Fargo | 108 W D St | McCook | NE | 69001-3616 | Red Willow | NE27341 | Inactive | 318424 | 1806109111612 | 2018 | Lochinvar | WT - Water Tube Boiler | HWHT - Hot Water Heat | 11/30/2017
Bennington Fire & Rescuse | 10801 N 156th St | Bennington | NE | 68007-5588 | Douglas | NE25708 | Active | 106138 | L13H30106138 | 2013 | Lochinvar | FTVT - Firetube Vertical TB | GLFH - Glycol Floor Heat System | 3/31/2026
Werner Park | 10801 S 126th St | Papillion | NE | 68046 | Sarpy | NE19540 | Active | 130214 | 0710130214 | 2010 | PVI Industries | FTVT - Firetube Vertical TB | HWSD - Hot Water Dom/Potable | 3/31/2027
Werner Park | 10801 S 126th St | Papillion | NE | 68046 | Sarpy | NE19541 | Active | 130218 | 0710130218 | 2010 | PVI Industries | FTVT - Firetube Vertical TB | HWSD - Hot Water Dom/Potable | 3/31/2027
Werner Park | 10801 S 126th St | Papillion | NE | 68046 | Sarpy | NE19542 | Active | 130216 | 0710130216 | 2010 | PVI Industries | FTVT - Firetube Vertical TB | HWSD - Hot Water Dom/Potable | 3/31/2027
Werner Park | 10801 S 126th St | Papillion | NE | 68046 | Sarpy | NE19543 | Active | 130217 | 0710130217 | 2010 | PVI Industries | FTVT - Firetube Vertical TB | HWSD - Hot Water Dom/Potable | 3/31/2027
Werner Park | 10801 S 126th St | Papillion | NE | 68046 | Sarpy | NE19544 | Active | 130215 | 0710130215 | 2010 | PVI Industries | FTVT - Firetube Vertical TB | HWSD - Hot Water Dom/Potable | 3/31/2027
Werner Park | 10801 S 126th St | Papillion | NE | 68046 | Sarpy | NE19545 | Active | 130212 | 0710130212 | 2010 | PVI Industries | FTVT - Firetube Vertical TB | HWSD - Hot Water Dom/Potable | 3/31/2027
Werner Park | 10801 S 126th St | Papillion | NE | 68046 | Sarpy | NE19546 | Active | 130213 | 0710130213 | 2010 | PVI Industries | FTVT - Firetube Vertical TB | HWSD - Hot Water Dom/Potable | 3/31/2027
H & H Chevy Steel Ridge | 10801 S 150th St | Papillion | NE | 68138-6556 | Sarpy | NE42075 | Active | 533857 | N1.21.30.00059 | 2021 | Lochinvar | WTSS - Watertube SS Steel | HWHT - Hot Water Heat | 12/31/2025
H & H Chevy Steel Ridge | 10801 S 150th St | Papillion | NE | 68138-6556 | Sarpy | NE42076 | Active | 533858 | N1.21.30.00060 | 2021 | Lochinvar | WTSS - Watertube SS Steel | HWHT - Hot Water Heat | 12/31/2025
CHINA ONE RESTAURANT | 10803 John Galt Blvd | Omaha | NE | 68137-2325 | Douglas | NE20094 | Scrapped/Junked | 53165 | C9560312 | 1995 | TELEDYNE LAARS | WT - Water Tube Boiler | HWSD - Hot Water Dom/Potable | 1/31/2007
CHOICE SMORGASBORD | 10803 John Galt Blvd | Omaha | NE | 68137-2325 | Douglas | NE34216 | Inactive | 39491 |  | 1984 | RUUD | CHWH - ASME/Fired Water Heater | HWSD - Hot Water Dom/Potable | 4/30/1993
CHOICE SMORGASBORD | 10803 John Galt Blvd | Omaha | NE | 68137-2325 | Douglas | NE34217 | Inactive | 39492 |  | 1984 | RUUD | CHWH - ASME/Fired Water Heater | HWSD - Hot Water Dom/Potable | 4/30/1993
CHOICE SMORGASBORD | 10803 John Galt Blvd | Omaha | NE | 68137-2325 | Douglas | NE34218 | Inactive | 43235 |  | 1983 | ECLIPSE | FT - Firetube Boiler | PROC - Process Steam | 4/30/1993
OLD MILL APARTMENTS | 10805 N Mill Ct | Omaha | NE | 68154-3964 | Douglas | NE24408 | Exempt 1999 LB-66 |  | MD89-0031221880 | 1989 | AO SMITH | AHWH - ANSI/Fired Water Htr | HWSD - Hot Water Dom/Potable | 11/30/1999
Papillion Foods | 10808 S 132nd St | Omaha | NE | 68138-3905 | Sarpy | NE29080 | Active | 11949 | H4071422-1 | 2020 | CAMUS | VTWT - Vert Watertube | GLYC - Glycol Bldg Heat Sys | 1/31/2026
Papillion Foods | 10808 S 132nd St | Omaha | NE | 68138-3905 | Sarpy | NE29081 | Active | 11950 | H4071422-2 | 2020 | CAMUS | VTWT - Vert Watertube | GLYC - Glycol Bldg Heat Sys | 1/31/2026
Papillion Foods | 10808 S 132nd St | Omaha | NE | 68138-3905 | Sarpy | NE41469 | Active | 22151 | T8266-1-2 | 2021 | Cleaver Brooks | FTSM - FTS Marine Dry Back | PROC - Process Steam | 1/31/2026
Papillion Foods | 10808 S 132nd St | Omaha | NE | 68138-3905 | Sarpy | NE41470 | Active | 3642 | 7718 | 2021 | Cain | ECON - Boiler Economizer | ECON - Boiler Economizer | 1/31/2026
Papillion Foods | 10808 S 132nd St | Omaha | NE | 68138-3905 | Sarpy | NE41471 | Active | 22131 | T8266-1-1 | 2021 | Cleaver Brooks | FTSM - FTS Marine Dry Back | PROC - Process Steam | 1/31/2026
Papillion Foods | 10808 S 132nd St | Omaha | NE | 68138-3905 | Sarpy | NE41472 | Active | 3644 | 7720 | 2021 | Cain | ECON - Boiler Economizer | ECON - Boiler Economizer | 1/31/2026
Farnam Executive Center | 10810 Farnam Dr | Omaha | NE | 68154-3237 | Douglas | NE12906 | Active | 37599 | R-6060 | 1983 | Kewanee | FT - Firetube Boiler | HWHT - Hot Water Heat | 4/30/2026
Farnam Executive Center | 10810 Farnam Dr | Omaha | NE | 68154-3237 | Douglas | NE12907 | Exempt 1999 LB-66 |  | RUN-0284400694 | 1985 | RUUD | AHWH - ANSI/Fired Water Htr | HWSD - Hot Water Dom/Potable | 7/31/2000
OLD MILL APARTMENTS | 10811 N Mill Ct | Omaha | NE | 68154-3963 | Douglas | NE24406 | Exempt 1999 LB-66 |  | MJ93-0289960860 | 1993 | AO SMITH | AHWH - ANSI/Fired Water Htr | HWSD - Hot Water Dom/Potable | 11/30/1999
OLD MILL APARTMENTS | 10811 N Mill Ct | Omaha | NE | 68154-3963 | Douglas | NE24407 | Exempt 1999 LB-66 |  | MM95-0484737990 | 1995 | AO SMITH | AHWH - ANSI/Fired Water Htr | HWSD - Hot Water Dom/Potable | 11/30/1999
Old Mill Apartments | 10811 Western Plz | Omaha | NE | 68154-3965 | Douglas | NE24410 | Exempt 1999 LB-66 |  | MF89-0037374880 | 1989 | A. O. Smith | AHWH - ANSI/Fired Water Htr | HWSD - Hot Water Dom/Potable | 11/30/1999
Old Mill Apartments | 10811 Western Plz | Omaha | NE | 68154-3965 | Douglas | NE24411 | Exempt 1999 LB-66 |  | 0493G00668 | 1989 | RUUD | AHWH - ANSI/Fired Water Htr | HWSD - Hot Water Dom/Potable | 11/30/1999
Liberty Middle School | 10820 Wittmus Dr | Papillion | NE | 68046 | Sarpy | NE26537 | Active | 65510 | 118797A | 2015 | PVI Industries | CHWH - ASME/Fired Water Heater | HWSD - Hot Water Dom/Potable | 7/31/2026
Liberty Middle School | 10820 Wittmus Dr | Papillion | NE | 68046 | Sarpy | NE26538 | Active | 65524 | 118798A | 2015 | PVI Industries | CHWH - ASME/Fired Water Heater | HWSD - Hot Water Dom/Potable | 7/31/2026
Liberty Middle School | 10820 Wittmus Dr | Papillion | NE | 68046 | Sarpy | NE26561 | Active | 185638 | 15.MLK200.56.194 | 2015 | Lochinvar | FTVT - Firetube Vertical TB | HHHP - Hotwater Heat & Heat Pump | 7/31/2026
Old Mill Apartments | 10821 Western Plz | Omaha | NE | 68154-3966 | Douglas | NE24412 | Exempt 1999 LB-66 |  | MJ93-0289958880 | 1993 | A. O. Smith | AHWH - ANSI/Fired Water Htr | HWSD - Hot Water Dom/Potable | 11/30/1999
Old Mill Apartments | 10821 Western Plz | Omaha | NE | 68154-3966 | Douglas | NE24413 | Exempt 1999 LB-66 |  | MH95-0457254930 | 1995 | AO SMITH | AHWH - ANSI/Fired Water Htr | HWSD - Hot Water Dom/Potable | 11/30/1999
OLD MILL APARTMENTS | 10823 N Mill Ct | Omaha | NE | 68154-3962 | Douglas | NE24405 | Exempt 1999 LB-66 |  | MD89-0031764880 | 1989 | AO SMITH | AHWH - ANSI/Fired Water Htr | HWSD - Hot Water Dom/Potable | 11/30/1999
108 Corp Place | 10825 Farnam Dr | Omaha | NE | 68154-3238 | Douglas | NE16483 | Scrapped/Junked | 19605 | 59959 | 1985 | BRYA | WT - Water Tube Boiler | HWHT - Hot Water Heat | 9/30/2019
108 Corp Place | 10825 Farnam Dr | Omaha | NE | 68154-3238 | Douglas | NE16484 | Scrapped/Junked | 19607 | 59961 | 1985 | BRYA | WT - Water Tube Boiler | HWHT - Hot Water Heat | 9/30/2019
Farnam Tech Center | 10826 Farnam Dr | Omaha | NE | 68154-3245 | Douglas | NE16481 | Scrapped/Junked | 5826 | 86-20052 | 1986 | Rite | WT - Water Tube Boiler | HWHT - Hot Water Heat | 9/30/2014
Farnam Tech Center | 10826 Farnam Dr | Omaha | NE | 68154-3245 | Douglas | NE16482 | Scrapped/Junked | 5827 | 86-20053 | 1986 | Rite | WT - Water Tube Boiler | HWHT - Hot Water Heat | 9/30/2014
Farnam Tech Center | 10826 Farnam Dr | Omaha | NE | 68154-3245 | Douglas | NE26033 | Active | 17394 | 31622 | 2014 | Rite Eng | WT - Water Tube Boiler | HHHP - Hotwater Heat & Heat Pump | 5/31/2026
Farnam Tech Center | 10826 Farnam Dr | Omaha | NE | 68154-3245 | Douglas | NE26034 | Active | 17395 | 31623 | 2014 | Rite Eng | WT - Water Tube Boiler | HHHP - Hotwater Heat & Heat Pump | 5/31/2026
Sunny Slope Elementary | 10828 Old Maple Rd | Omaha | NE | 68164-2800 | Douglas | NE16301 | Scrapped/Junked | 13669 |  | 1990 | WEBEN JARCO | COBL - Coil Type Boiler | HWSD - Hot Water Dom/Potable | 12/31/2005
Sunny Slope Elementary | 10828 Old Maple Rd | Omaha | NE | 68164-2800 | Douglas | NE26690 | Active | 208588 | 1620102963972 | 2016 | Lochinvar | COND - Condenser | HWHT - Hot Water Heat | 12/31/2026
Sunny Slope Elementary | 10828 Old Maple Rd | Omaha | NE | 68164-2800 | Douglas | NE26691 | Active | 208589 | 1620102963971 | 2016 | Lochinvar | COND - Condenser | HWHT - Hot Water Heat | 12/31/2026
Sunny Slope Elementary | 10828 Old Maple Rd | Omaha | NE | 68164-2800 | Douglas | NE31219 | Scrapped/Junked | n/a | O-7959 | 1977 | Kewanee | FTFB - Firetube-Firebox Boiler | STHT - Steam-Heat | 12/31/2016
Sunny Slope Elementary | 10828 Old Maple Rd | Omaha | NE | 68164-2800 | Douglas | NE31220 | Scrapped/Junked | n/a | O-7952 | 1977 | Kewanee | FTFB - Firetube-Firebox Boiler | STHT - Steam-Heat | 12/31/2016
Farnam Tech Center | 10842 Farnam St | Omaha | NE | 68154-3205 | Douglas | NE20374 | Scrapped/Junked | 5828 | 86-20054 | 1986 | Rite | WT - Water Tube Boiler | HWHT - Hot Water Heat | 9/30/2014
Farnam Tech Center | 10842 Farnam St | Omaha | NE | 68154-3205 | Douglas | NE20375 | Scrapped/Junked | 5829 | 86-20055 | 1986 | Rite | WT - Water Tube Boiler | HWHT - Hot Water Heat | 9/30/2014
Farnam Tech Center | 10842 Farnam St | Omaha | NE | 68154-3205 | Douglas | NE26035 | Active | 17392 | 31620 | 2014 | Rite Eng | WT - Water Tube Boiler | HHHP - Hotwater Heat & Heat Pump | 5/31/2026
Farnam Tech Center | 10842 Farnam St | Omaha | NE | 68154-3205 | Douglas | NE26036 | Active | 17393 | 31621 | 2014 | Rite Eng | WT - Water Tube Boiler | HHHP - Hotwater Heat & Heat Pump | 5/31/2026
Catholic Mutual | 10843 Old Mill Rd | Omaha | NE | 68154-2643 | Douglas | NE14925 | Scrapped/Junked | 5842 | 86-20068 | 1986 | Rite | WT - Water Tube Boiler | HWHT - Hot Water Heat | 4/30/2018
Catholic Mutual | 10843 Old Mill Rd | Omaha | NE | 68154-2643 | Douglas | NE27158 | Active | 120797 | 120797 | 2016 | Fulton | WT - Water Tube Boiler | HWHS - Hotwater Heat Sidewalks | 12/31/2025
Towne Place Suites/Marriott | 10865 W Dodge Rd | Omaha | NE | 68154-2610 | Douglas | NE14832 | Scrapped/Junked | 295143 | 0904295143 | 2009 | Raypak | WT - Water Tube Boiler | IPHT - Indoor Pool Heater | 9/30/2025
Towne Place Suites/Marriott | 10865 W Dodge Rd | Omaha | NE | 68154-2610 | Douglas | NE14833 | Active | 24900 | 0921M00003 | 2009 | AO SMITH | WT - Water Tube Boiler | HWDP - Hotwater Heat & Dom Supply | 9/30/2026
Towne Place Suites/Marriott | 10865 W Dodge Rd | Omaha | NE | 68154-2610 | Douglas | NE14834 | Scrapped/Junked | 24901 | 0921M000004 | 2009 | AO SMITH | WT - Water Tube Boiler | HWDP - Hotwater Heat & Dom Supply | 9/30/2023
Towne Place Suites/Marriott | 10865 W Dodge Rd | Omaha | NE | 68154-2610 | Douglas | NE42581 | Active | 55427 | 062291328 | 2022 | Rbi | WT - Water Tube Boiler | HWDP - Hotwater Heat & Dom Supply | 9/30/2026
LANDON'S INC | 10878 W Dodge Rd | Omaha | NE | 68154-2609 | Douglas | NE18382 | Inactive | 42381 | 1091-44124 | 1980 | REIMERS ELECTRA STEAM | ELBL - Electric Boiler | PROC - Process Steam | 10/31/2002
Hillcrest Highlands Gretna | 10890 S 208th St | Gretna | NE | 68028 | Sarpy | NE42612 | Active | 281897 | 21.WHTX.188.1466 | 2022 | PVI Industries | CHWH - ASME/Fired Water Heater | HWSD - Hot Water Dom/Potable | 3/31/2026
Hillcrest Highlands Gretna | 10890 S 208th St | Gretna | NE | 68028 | Sarpy | NE42613 | Active | 294095 | 21.WHTX.188.1625 | 2022 | PVI Industries | CHWH - ASME/Fired Water Heater | HWSD - Hot Water Dom/Potable | 3/31/2026
Hillcrest Highlands Gretna | 10890 S 208th St | Gretna | NE | 68028 | Sarpy | NE42614 | Active | 303553 | 22.WHTX.188.00009 | 2022 | PVI Industries | CHWH - ASME/Fired Water Heater | HWSD - Hot Water Dom/Potable | 3/31/2026
Pilot Travel Center #904 | 109 Circle Rd | Big Springs | NE | 69122-5014 | Deuel | NE21186 | Exempt 1999 LB-66 |  | 9478 | 1999 | BRADFORD-WHITE | AHWH - ANSI/Fired Water Htr | HWSD - Hot Water Dom/Potable | 3/31/2000
Pilot Travel Center #904 | 109 Circle Rd | Big Springs | NE | 69122-5014 | Deuel | NE21187 | Exempt 1999 LB-66 |  | 4004 | 1999 | BRADFORD-WHITE | AHWH - ANSI/Fired Water Htr | HWSD - Hot Water Dom/Potable | 3/31/2000
Pilot Travel Center #904 | 109 Circle Rd | Big Springs | NE | 69122-5014 | Deuel | NE21487 | Scrapped/Junked | 165330 | 165330 | 2011 | A O Smith | CHWH - ASME/Fired Water Heater | HWSD - Hot Water Dom/Potable | 3/31/2015
Pilot Travel Center #904 | 109 Circle Rd | Big Springs | NE | 69122-5014 | Deuel | NE25364 | Scrapped/Junked | 188915 | 1405M000498 | 2014 | A O Smith | CHWH - ASME/Fired Water Heater | HWSD - Hot Water Dom/Potable | 3/31/2017
Pilot Travel Center #904 | 109 Circle Rd | Big Springs | NE | 69122-5014 | Deuel | NE26863 | Scrapped/Junked | 222497 | 222497 | 2016 | A O Smith | CHWH - ASME/Fired Water Heater | HWSD - Hot Water Dom/Potable | 2/28/2018
Pilot Travel Center #904 | 109 Circle Rd | Big Springs | NE | 69122-5014 | Deuel | NE27328 | Scrapped/Junked | 224856 | 1719106140883 | 2017 | A O Smith | CHWH - ASME/Fired Water Heater | HWSD - Hot Water Dom/Potable | 2/28/2021
Pilot Travel Center #904 | 109 Circle Rd | Big Springs | NE | 69122-5014 | Deuel | NE29155 | Scrapped/Junked | 264021 | 264021 | 2020 | State Industries | FT - Firetube Boiler | HWSD - Hot Water Dom/Potable | 2/28/2025
Pilot Travel Center #904 | 109 Circle Rd | Big Springs | NE | 69122-5014 | Deuel | NE42990 | Active | 308175 | 308175 | 2023 | State Industries | CHWH - ASME/Fired Water Heater | HWSD - Hot Water Dom/Potable | 2/28/2026
Mid Nebraska Lutheran Home | 109 N 2nd St | Newman Grove | NE | 68758-6017 | Madison | NE07806 | Scrapped/Junked |  | G-8112 | 1990 | PEERLESS HEATER COMPANY |  | STHT - Steam-Heat | 9/30/2001
Mid Nebraska Lutheran Home | 109 N 2nd St | Newman Grove | NE | 68758-6017 | Madison | NE07807 | Scrapped/Junked | 52055 | #1 | 1996 | STATE INDUSTRIES | CHWH - ASME/Fired Water Heater | HWSD - Hot Water Dom/Potable | 3/31/2015
Mid Nebraska Lutheran Home | 109 N 2nd St | Newman Grove | NE | 68758-6017 | Madison | NE07808 | Scrapped/Junked | na | G-1561 | 1990 | Peerless | CI - Cast Iron | HWHT - Hot Water Heat | 3/31/2015
Mid Nebraska Lutheran Home | 109 N 2nd St | Newman Grove | NE | 68758-6017 | Madison | NE10451 | Scrapped/Junked | 68940 | 68940 | 2002 | Weben-Jarco | COBL - Coil Type Boiler | HWHT - Hot Water Heat | 3/31/2021
Mid Nebraska Lutheran Home | 109 N 2nd St | Newman Grove | NE | 68758-6017 | Madison | NE10452 | Scrapped/Junked | 68937 | 68937 | 2002 | Weben-Jarco | COBL - Coil Type Boiler | HWHT - Hot Water Heat | 3/31/2021
Mid Nebraska Lutheran Home | 109 N 2nd St | Newman Grove | NE | 68758-6017 | Madison | NE10453 | Scrapped/Junked | 75567 | K02-147 | 2002 | State Ind. | CHWH - ASME/Fired Water Heater | HWSD - Hot Water Dom/Potable | 3/31/2021
Mid Nebraska Lutheran Home | 109 N 2nd St | Newman Grove | NE | 68758-6017 | Madison | NE10598 | Scrapped/Junked | 75566 | L02100285 | 2002 | State Ind. | CHWH - ASME/Fired Water Heater | HWSD - Hot Water Dom/Potable | 3/31/2021
Mid Nebraska Lutheran Home | 109 N 2nd St | Newman Grove | NE | 68758-6017 | Madison | NE25668 | Active | 187948 | 187948 | 2014 | AO SMITH | CHWH - ASME/Fired Water Heater | HWSD - Hot Water Dom/Potable | 3/31/2026
Mid Nebraska Lutheran Home | 109 N 2nd St | Newman Grove | NE | 68758-6017 | Madison | NE41001 | Active | 274095 | 274095 | 2020 | State Industries | CHWH - ASME/Fired Water Heater | HWSD - Hot Water Dom/Potable | 3/31/2026
Mid Nebraska Lutheran Home | 109 N 2nd St | Newman Grove | NE | 68758-6017 | Madison | NE41002 | Active | 166669 | 20.PGT400.152.0412 | 2020 | Lochinvar | FTVT - Firetube Vertical TB | HWHT - Hot Water Heat | 3/31/2026
ASHTON ELEMENTARY SCHOOL | 109 N 7TH ST | LOUP CITY | NE | 68853-8093 | SHERMAN | NE34838 | Inactive |  | 211A127809 | 1986 | PEERLESS HEATER COMPANY |  | STHT - Steam-Heat | 8/31/1998
Gordon Housing Authority | 109 N Cornell St | Gordon | NE | 69343-1503 | Sheridan | NE24285 | Inactive | n/a | CP3258648 | 1997 | Weil-Mcclain | CI - Cast Iron | HWHT - Hot Water Heat | 10/31/2010
Gordon Housing Authority | 109 N Cornell St | Gordon | NE | 69343-1503 | Sheridan | NE24286 | Inactive | n/a | CP2848916 | 1997 | Weil-Mcclain | CI - Cast Iron | HWHT - Hot Water Heat | 10/31/2009
St Mary Magdalene Parish | 109 S 19th St | Omaha | NE | 68102-1304 | Douglas | NE28078 | Active | N/A | 755306-201801 | 2018 | Peerless | CI - Cast Iron | STHT - Steam-Heat | 11/30/2024
St Mary Magdalene Parish | 109 S 19th St | Omaha | NE | 68102-1304 | Douglas | NE37645 | Scrapped/Junked | 9999 | 210-9468 | 1971 | Peerless | CI - Cast Iron | STHT - Steam-Heat | 11/30/2019
Todd's BBI | 109 S Main St | Madison | NE | 68748-6281 | Madison | NE04573 | Active | 4584 | S3226 | 1960 | Johnston Boiler Co. | FTWB - FTS Marine Wet Back | PROC - Process Steam | 6/30/2025
Todd's BBI | 109 S Main St | Madison | NE | 68748-6281 | Madison | NE13052 | Scrapped/Junked | 4364 |  | 1956 | JOHNSTON BOILER COMP | FT - Firetube Boiler | PROC - Process Steam | 4/30/1992
Palisade Rural Fire District | 109 S Main St | Palisade | NE | 69040-6162 | Hayes | NE42991 | Active | 252425 | 21.PG32.92.0627 | 2021 | Lochinvar | FTSS - Firetube Stainless Steel | HWHT - Hot Water Heat | 12/31/2026
EA Engineering | 109 W 2nd St. | Hastings | NE | 68901 | Adams | NE42765 | Out of Service | 19341 | 19341 | 2020 | Superior | FTHT - Firetube Horizontal | PROC - Process Steam | 8/31/2025
Emerson Hubbard Elem Sch | 109 W 3rd St | Emerson | NE | 68733-4073 | Dakota | NE26719 | Active | N/A | 728910 | 2015 | Peerless | CI - Cast Iron | STHT - Steam-Heat | 3/31/2026
Emerson Hubbard Elem Sch | 109 W 3rd St | Emerson | NE | 68733-4073 | Dakota | NE33683 | Scrapped/Junked | n/a | unk | 1953 | Kewanee | FT - Firetube Boiler | STHT - Steam-Heat | 3/31/2017
Henderson City Pool | 1090 Birch St | Henderson | NE | 68371 | York | NE08542 | Scrapped/Junked | 84346 | C98F01880 | 1998 | Teledyne & Laars | CPFT - Horiz Cpr Fin Boiler | OPHT - Outdoor Pool Heater | 6/30/2010
Henderson City Pool | 1090 Birch St | Henderson | NE | 68371 | York | NE17975 | Scrapped/Junked | 221971 | C10221971 | 2010 | Laars | CPFT - Horiz Cpr Fin Boiler | OPHT - Outdoor Pool Heater | 6/30/2024
Henderson City Pool | 1090 Birch St | Henderson | NE | 68371 | York | NE42938 | Active | 324822 | CN24324822 | 2024 | Laars | CPFT - Horiz Cpr Fin Boiler | OPHT - Outdoor Pool Heater | 6/30/2026
Adams Central High School | 1090 S Adams Central Ave | Hastings | NE | 68901-7458 | Adams | NE17501 | Out of Service | 78373 | 78373 | 2003 | AO SMITH | CHWH - ASME/Fired Water Heater | HWSD - Hot Water Dom/Potable | 10/31/2024
Adams Central High School | 1090 S Adams Central Ave | Hastings | NE | 68901-7458 | Adams | NE17502 | Scrapped/Junked | 78372 | 78372 | 2003 | AO SMITH | CHWH - ASME/Fired Water Heater | HWSD - Hot Water Dom/Potable | 10/31/2026
Adams Central High School | 1090 S Adams Central Ave | Hastings | NE | 68901-7458 | Adams | NE17503 | Scrapped/Junked | 78457 | 78457 | 2003 | AO SMITH | CHWH - ASME/Fired Water Heater | HWSD - Hot Water Dom/Potable | 10/31/2026
Adams Central High School | 1090 S Adams Central Ave | Hastings | NE | 68901-7458 | Adams | NE32957 | Scrapped/Junked | 1761 | ASME 3610 | 1968 | SELL | FT - Firetube Boiler | HWSD - Hot Water Dom/Potable | 10/31/2010
H & H KIA | 10902 S 150th St | Papillion | NE | 68138-6650 | Sarpy | NE42872 | Active | 563884 | G23563884 | 2023 | Laars | WTSS - Watertube SS Steel | HWHT - Hot Water Heat | 12/31/2025
H & H KIA | 10902 S 150th St | Papillion | NE | 68138-6650 | Sarpy | NE42873 | Active | 563887 | G23563887 | 2023 | Laars | WTSS - Watertube SS Steel | HWHT - Hot Water Heat | 12/31/2025
Prairie Wind Elementary | 10908 Ellison Ave | Omaha | NE | 68164-1518 | Douglas | NE05042 | Active | 6642 | n/a | 1993 | Cleaver Brooks | FTFB - Firetube-Firebox Boiler | HWHT - Hot Water Heat | 12/31/2026
Prairie Wind Elementary | 10908 Ellison Ave | Omaha | NE | 68164-1518 | Douglas | NE05043 | Active | 6643 | n/a | 1993 | Cleaver Brooks | FTFB - Firetube-Firebox Boiler | HWHT - Hot Water Heat | 12/31/2026
Omaha Steaks Int | 10909 John Galt Blvd | Omaha | NE | 68137-2382 | Douglas | NE21316 | Scrapped/Junked | 6844 | 91-2591 | 1991 | Les Inc/Aldrich Co | FTVT - Firetube Vertical TB | HWHT - Hot Water Heat | 1/31/2022
Omaha Steaks Int | 10909 John Galt Blvd | Omaha | NE | 68137-2382 | Douglas | NE21317 | Scrapped/Junked | 6832 | 91-2569 | 1991 | Les Inc/Aldrich Co | FTVT - Firetube Vertical TB | HWHT - Hot Water Heat | 1/31/2022
Omaha Steaks Int | 10909 John Galt Blvd | Omaha | NE | 68137-2382 | Douglas | NE21318 | Scrapped/Junked | 6843 | 91-2590 | 1991 | Les Inc/Aldrich Co | FTVT - Firetube Vertical TB | HWHT - Hot Water Heat | 1/31/2022
Omaha Steaks Int | 10909 John Galt Blvd | Omaha | NE | 68137-2382 | Douglas | NE21319 | Scrapped/Junked | 6842 | 91-2589 | 1991 | Les Inc/Aldrich Co | FTVT - Firetube Vertical TB | HWHT - Hot Water Heat | 1/31/2022
Omaha Steaks Int | 10909 John Galt Blvd | Omaha | NE | 68137-2382 | Douglas | NE41292 | Active | 11077 | 20-HE096641720 | 2020 | Riello | WT - Water Tube Boiler | HWHT - Hot Water Heat | 1/31/2027
Omaha Steaks Int | 10909 John Galt Blvd | Omaha | NE | 68137-2382 | Douglas | NE41293 | Active | 11073 | 20-HE096601720 | 2020 | Riello | WT - Water Tube Boiler | HWHT - Hot Water Heat | 1/31/2027
Omaha Steaks Int | 10909 John Galt Blvd | Omaha | NE | 68137-2382 | Douglas | NE41294 | Active | 11072 | 20-HE096591720 | 2020 | Riello | WT - Water Tube Boiler | HWHT - Hot Water Heat | 1/31/2027
Omaha Steaks Int | 10909 John Galt Blvd | Omaha | NE | 68137-2382 | Douglas | NE41295 | Active | 11075 | 20-HE096621720 | 2020 | Riello | WT - Water Tube Boiler | HWHT - Hot Water Heat | 1/31/2027
The Carlisle Hotel | 10909 M St | Omaha | NE | 68137-2305 | Douglas | NE19402 | Scrapped/Junked | 135286 | F95PD2438 | 1995 | TELE | CPFT - Horiz Cpr Fin Boiler | IPHT - Indoor Pool Heater | 1/31/2009
The Carlisle Hotel | 10909 M St | Omaha | NE | 68137-2305 | Douglas | NE19442 | Inactive | 257732 | 0611257732 | 2006 | Raypak | WT - Water Tube Boiler | IPHT - Indoor Pool Heater | 3/31/2011
The Carlisle Hotel | 10909 M St | Omaha | NE | 68137-2305 | Douglas | NE20617 | Scrapped/Junked | C10793 | A0610793 | 2006 | AOSM | CPFT - Horiz Cpr Fin Boiler | HWSD - Hot Water Dom/Potable | 1/31/2009
The Carlisle Hotel | 10909 M St | Omaha | NE | 68137-2305 | Douglas | NE20618 | Exempt 1999 LB-66 |  | 6136 | 1986 | State Ind. | AHWH - ANSI/Fired Water Htr | HWSD - Hot Water Dom/Potable | 12/31/1999
Executive Tower | 10909 Mill Valley Rd | Omaha | NE | 68154-3985 | Douglas | NE12961 | Scrapped/Junked | 41600 | 94245 | 1988 | Kewanee | FTFB - Firetube-Firebox Boiler | HWHT - Hot Water Heat | 9/30/2025
Executive Tower | 10909 Mill Valley Rd | Omaha | NE | 68154-3985 | Douglas | NE43755 | Active | 428965 | 24428965 | 2024 | Lochinvar | WT - Water Tube Boiler | HWHT - Hot Water Heat | 10/31/2026
OLD MILL APARTMENTS | 10911 Western Plz | Omaha | NE | 68154-3972 | Douglas | NE24404 | Exempt 1999 LB-66 |  | ML90-0184024880 | 1995 | AO SMITH | AHWH - ANSI/Fired Water Htr | HWSD - Hot Water Dom/Potable | 11/30/1999
OLD MILL APARTMENTS | 10917 N Mill Ct | Omaha | NE | 68154-3969 | Douglas | NE24402 | Exempt 1999 LB-66 |  | 573-97204 | 1988 | RUUD | AHWH - ANSI/Fired Water Htr | HWSD - Hot Water Dom/Potable | 11/30/1999
OLD MILL APARTMENTS | 10917 N Mill Ct | Omaha | NE | 68154-3969 | Douglas | NE24403 | Exempt 1999 LB-66 |  | C87777201 | 1988 | STATE INDUSTRIES | AHWH - ANSI/Fired Water Htr | HWSD - Hot Water Dom/Potable | 11/30/1999
OLD MILL APARTMENTS | 10917 Western Plz | Omaha | NE | 68154-3982 | Douglas | NE23199 | Exempt 1999 LB-66 |  | MK97-0686608978 | 1997 | AO SMITH | AHWH - ANSI/Fired Water Htr | HWSD - Hot Water Dom/Potable | 11/30/1999
vacant | 10918 W Dodge Rd | Omaha | NE | 68154-2612 | Douglas | NE07343 | Scrapped/Junked | 61473 | 30249 | 2007 | STMA | ELBL - Electric Boiler | SAUN - Sauna Steam Room Heat | 2/28/2010
vacant | 10918 W Dodge Rd | Omaha | NE | 68154-2612 | Douglas | NE07344 | Scrapped/Junked | 61475 | 30250 | 2007 | STMA | ELBL - Electric Boiler | SAUN - Sauna Steam Room Heat | 2/28/2009
Motel 6 | 10919 J St | Omaha | NE | 68137-1248 | Douglas | NE12975 | Scrapped/Junked | 54304 | RN0490400229 | 1990 | RHEE | CHWH - ASME/Fired Water Heater | HWSD - Hot Water Dom/Potable | 3/31/2008
Motel 6 | 10919 J St | Omaha | NE | 68137-1248 | Douglas | NE12976 | Out of Service | 53847 | RN-0190976795 | 1990 | RHEE | CHWH - ASME/Fired Water Heater | HWSD - Hot Water Dom/Potable | 3/31/2010
Motel 6 | 10919 J St | Omaha | NE | 68137-1248 | Douglas | NE18896 | Scrapped/Junked | 114186 | URNG1007G002 | 2007 | Ruud/Rheem | CHWH - ASME/Fired Water Heater | HWSD - Hot Water Dom/Potable | 12/31/2015
Motel 6 | 10919 J St | Omaha | NE | 68137-1248 | Douglas | NE21774 | Scrapped/Junked |  | 9704070199 | 1997 | RAYPAK INC, CALIFORNIA | CPFT - Horiz Cpr Fin Boiler | HWSP - Hot Water Non Potable Supply | 3/31/2007
OLD MILL APARTMENTS | 10923 N Mill Ct | Omaha | NE | 68154-3970 | Douglas | NE23197 | Exempt 1999 LB-66 |  | MC930263239-880 | 1993 | AO SMITH | AHWH - ANSI/Fired Water Htr | HWSD - Hot Water Dom/Potable | 11/30/1999
OLD MILL APARTMENTS | 10923 N Mill Ct | Omaha | NE | 68154-3970 | Douglas | NE23198 | Exempt 1999 LB-66 |  | MA98-0705269970 | 1998 | AO SMITH | AHWH - ANSI/Fired Water Htr | HWSD - Hot Water Dom/Potable | 11/30/1999
Old Mill Apartments | 10923 Western Plz | Omaha | NE | 68154-3971 | Douglas | NE24401 | Exempt 1999 LB-66 |  | 0493G00667 | 1993 | Ruud-Rheem | AHWH - ANSI/Fired Water Htr | HWSD - Hot Water Dom/Potable | 11/30/1999
GOLDS GYM | 10930 Emmet St | Omaha | NE | 68164-2969 | Douglas | NE06716 | Exempt |  | (21)13050210100 | 2005 | HAYWARD | CPFT - Horiz Cpr Fin Boiler | IPHT - Indoor Pool Heater | 2/28/2007
GOLDS GYM | 10930 Emmet St | Omaha | NE | 68164-2969 | Douglas | NE21291 | Scrapped/Junked |  | 94JU17275 | 1994 | COMFORT ZONE | WT - Water Tube Boiler | SPAJ - Spa/Jacuzzi Heater | 1/31/2002
GOLDS GYM | 10930 Emmet St | Omaha | NE | 68164-2969 | Douglas | NE21292 | Scrapped/Junked |  | 94JU17277 | 1994 | COMFORT ZONE | WT - Water Tube Boiler | SPAJ - Spa/Jacuzzi Heater | 1/31/2002
GOLDS GYM | 10930 Emmet St | Omaha | NE | 68164-2969 | Douglas | NE21293 | Exempt 1999 LB-66 |  | A95508906 | 1995 | STATE INDUSTRIES | AHWH - ANSI/Fired Water Htr | HWSD - Hot Water Dom/Potable | 1/31/2000
GOLDS GYM | 10930 Emmet St | Omaha | NE | 68164-2969 | Douglas | NE21294 | Exempt 1999 LB-66 |  | A95508905 | 1995 | STATE INDUSTRIES | AHWH - ANSI/Fired Water Htr | HWSD - Hot Water Dom/Potable | 1/31/2000
Performance Plus | 11 Industrial Park Dr | McCook | NE | 69001 | Red Willow | NE27813 | Inactive | 316 | 120141 | 2018 | Les Inc/Aldrich Co | FT - Firetube Boiler | PROC - Process Steam | 12/31/2023
Performance Plus | 11 Industrial Park Dr | McCook | NE | 69001 | Red Willow | NE43395 | Active | 316 | 120141 | 2018 | Les Inc/Aldrich Co | FT - Firetube Boiler | PROC - Process Steam | 6/30/2026
COMMUNITY MEMORIAL HOSP | 11 Paddock St | Crawford | NE | 69339-1143 | DAWES | NE02448 | Inactive | 11754 |  | 1950 | KEWANEE | FT - Firetube Boiler | BSUP - Bldg Heat & Process | 8/31/1996
COMMUNITY MEMORIAL HOSP | 11 Paddock St | Crawford | NE | 69339-1143 | DAWES | NE03907 | Inactive |  | 2 | 1950 | AMERICAN STANDARD |  | HWHT - Hot Water Heat | 8/31/2000
Holiday Inn | 110 2nd Ave | Kearney | NE | 68847-2468 | BUFFALO | NE06391 | Scrapped/Junked | 98865 | URNG0204G01240 | 2003 | RHEE | CHWH - ASME/Fired Water Heater | HWSD - Hot Water Dom/Potable | 4/30/2010
Holiday Inn | 110 2nd Ave | Kearney | NE | 68847-2468 | BUFFALO | NE06392 | Out of Service | 98861 | 0204G01236 | 2003 | RHEEM | CHWH - ASME/Fired Water Heater | HWSD - Hot Water Dom/Potable | 4/30/2012
Holiday Inn | 110 2nd Ave | Kearney | NE | 68847-2468 | BUFFALO | NE06393 | Scrapped/Junked | 94663 | URN61002 | 2002 | RHEEM | CHWH - ASME/Fired Water Heater | HWSD - Hot Water Dom/Potable | 4/30/2012
Holiday Inn | 110 2nd Ave | Kearney | NE | 68847-2468 | BUFFALO | NE06394 | Scrapped/Junked | 99977 | 0304G02550 | 2004 | RHEEM | CHWH - ASME/Fired Water Heater | HWSD - Hot Water Dom/Potable | 4/30/2014
Holiday Inn | 110 2nd Ave | Kearney | NE | 68847-2468 | BUFFALO | NE06395 | Scrapped/Junked | 99097 | 0503601816 | 2003 | RHEE | CHWH - ASME/Fired Water Heater | HWSD - Hot Water Dom/Potable | 4/30/2010
Holiday Inn | 110 2nd Ave | Kearney | NE | 68847-2468 | BUFFALO | NE06396 | Scrapped/Junked | 94648 | 1002G01107 | 2002 | RHEEM | CHWH - ASME/Fired Water Heater | HWSD - Hot Water Dom/Potable | 4/30/2012
Holiday Inn | 110 2nd Ave | Kearney | NE | 68847-2468 | BUFFALO | NE06397 | Scrapped/Junked | 97098 | URNG0501817 | 2003 | RHEEM | CHWH - ASME/Fired Water Heater | HWSD - Hot Water Dom/Potable | 4/30/2019
Holiday Inn | 110 2nd Ave | Kearney | NE | 68847-2468 | BUFFALO | NE06398 | Scrapped/Junked | 94657 | URNG1002G03045 | 2002 | RHEEM | CHWH - ASME/Fired Water Heater | HWSD - Hot Water Dom/Potable | 4/30/2012
Holiday Inn | 110 2nd Ave | Kearney | NE | 68847-2468 | BUFFALO | NE06399 | Inactive | 224531 | 0408224531 | 2004 | Raypak | CPFH - Copper Fin Water Heater | HWSD - Hot Water Dom/Potable | 4/30/2016
Holiday Inn | 110 2nd Ave | Kearney | NE | 68847-2468 | BUFFALO | NE07509 | Scrapped/Junked | 94457 | URNG0203602044 | 2002 | RHEEM | CHWH - ASME/Fired Water Heater | HWSD - Hot Water Dom/Potable | 4/30/2012
Holiday Inn | 110 2nd Ave | Kearney | NE | 68847-2468 | BUFFALO | NE07510 | Scrapped/Junked | 107713 | URNG0306G01634 | 2006 | RHEE | CHWH - ASME/Fired Water Heater | HWSD - Hot Water Dom/Potable | 4/30/2012
Holiday Inn | 110 2nd Ave | Kearney | NE | 68847-2468 | BUFFALO | NE08343 | Scrapped/Junked | 81559 | URNG029902451 | 1999 | RHEE | CHWH - ASME/Fired Water Heater | HWSD - Hot Water Dom/Potable | 4/30/2009
Holiday Inn | 110 2nd Ave | Kearney | NE | 68847-2468 | BUFFALO | NE08344 | Scrapped/Junked | 82896 | URNGO99G93274 | 1999 | RHEEM MANUFACTURING CO | CHWH - ASME/Fired Water Heater | HWSD - Hot Water Dom/Potable | 4/30/2007
Holiday Inn | 110 2nd Ave | Kearney | NE | 68847-2468 | BUFFALO | NE16088 | Scrapped/Junked | 121447 | 121447 | 2009 | RHEEM | CHWH - ASME/Fired Water Heater | HWSD - Hot Water Dom/Potable | 4/30/2019
Holiday Inn | 110 2nd Ave | Kearney | NE | 68847-2468 | BUFFALO | NE16973 | Scrapped/Junked |  | 0594G03884 | 1994 | RHEEM MANUFACTURING CO | AHWH - ANSI/Fired Water Htr | HWSD - Hot Water Dom/Potable | 4/30/2001
Holiday Inn | 110 2nd Ave | Kearney | NE | 68847-2468 | BUFFALO | NE16974 | Scrapped/Junked |  |  | 1993 | RHEEM MANUFACTURING CO | AHWH - ANSI/Fired Water Htr | HWSD - Hot Water Dom/Potable | 4/30/1999
Holiday Inn | 110 2nd Ave | Kearney | NE | 68847-2468 | BUFFALO | NE16975 | Scrapped/Junked |  |  | 1993 | RHEEM MANUFACTURING CO | AHWH - ANSI/Fired Water Htr | HWSD - Hot Water Dom/Potable | 4/30/1999
Holiday Inn | 110 2nd Ave | Kearney | NE | 68847-2468 | BUFFALO | NE17943 | Scrapped/Junked | 117718 | UNRG0508G01280 | 2008 | RHEEM | CHWH - ASME/Fired Water Heater | HWSD - Hot Water Dom/Potable | 4/30/2019
Holiday Inn | 110 2nd Ave | Kearney | NE | 68847-2468 | BUFFALO | NE20664 | Scrapped/Junked | 68488 | RNO495G01405 | 1996 | RHEEM MANUFACTURING CO | CHWH - ASME/Fired Water Heater | HWSD - Hot Water Dom/Potable | 4/30/2004
Holiday Inn | 110 2nd Ave | Kearney | NE | 68847-2468 | BUFFALO | NE20665 | Exempt 1999 LB-66 |  | 0294G01473 | 1994 | RHEEM MANUFACTURING CO | AHWH - ANSI/Fired Water Htr | HWSD - Hot Water Dom/Potable | 4/30/2000
Holiday Inn | 110 2nd Ave | Kearney | NE | 68847-2468 | BUFFALO | NE23322 | Scrapped/Junked | 76216 | RNO997G04243 | 1998 | RHEEM MANUFACTURING CO | CHWH - ASME/Fired Water Heater | HWSD - Hot Water Dom/Potable | 4/30/2006
Holiday Inn | 110 2nd Ave | Kearney | NE | 68847-2468 | BUFFALO | NE23323 | Scrapped/Junked | 76217 | RN0997G04244 | 1998 | RHEEM MANUFACTURING CO | CHWH - ASME/Fired Water Heater | HWSD - Hot Water Dom/Potable | 4/30/2003
Holiday Inn | 110 2nd Ave | Kearney | NE | 68847-2468 | BUFFALO | NE23324 | Scrapped/Junked | 77123 | RUN0198G00981 | 1998 | RHEEM MANUFACTURING CO | CHWH - ASME/Fired Water Heater | HWSD - Hot Water Dom/Potable | 4/30/2005
Holiday Inn | 110 2nd Ave | Kearney | NE | 68847-2468 | BUFFALO | NE23325 | Scrapped/Junked |  | 7480 | 1998 | RAYPAK INC, CALIFORNIA | CPFT - Horiz Cpr Fin Boiler | IPHT - Indoor Pool Heater | 4/30/2005
Holiday Inn | 110 2nd Ave | Kearney | NE | 68847-2468 | BUFFALO | NE23326 | Exempt 1999 LB-66 |  | 4175 | 1998 | RAYPAK INC, CALIFORNIA | AHWH - ANSI/Fired Water Htr | HWSD - Hot Water Dom/Potable | 4/30/2000
Holiday Inn | 110 2nd Ave | Kearney | NE | 68847-2468 | BUFFALO | NE23327 | Exempt 1999 LB-66 |  | 1669 | 1998 | RayPak Inc, California | AHWH - ANSI/Fired Water Htr | HWSD - Hot Water Dom/Potable | 4/30/2000
Holiday Inn | 110 2nd Ave | Kearney | NE | 68847-2468 | BUFFALO | NE23346 | Scrapped/Junked | 80098 | URNG0998G9647 | 1999 | RHEEM MANUFACTURING CO | CHWH - ASME/Fired Water Heater | HWSD - Hot Water Dom/Potable | 4/30/2003
Holiday Inn | 110 2nd Ave | Kearney | NE | 68847-2468 | BUFFALO | NE23372 | Scrapped/Junked | 80100 | URNGO990G94649 | 1999 | RHEEM MANUFACTURING CO | CHWH - ASME/Fired Water Heater | HWSD - Hot Water Dom/Potable | 4/30/2004
Holiday Inn | 110 2nd Ave | Kearney | NE | 68847-2468 | BUFFALO | NE23373 | Scrapped/Junked | 77366 | 3488 | 1999 | RHEEM MANUFACTURING CO | CHWH - ASME/Fired Water Heater | HWSD - Hot Water Dom/Potable | 4/30/2004
Holiday Inn | 110 2nd Ave | Kearney | NE | 68847-2468 | BUFFALO | NE27327 | Scrapped/Junked | 235184 | 235184 | 2017 | A O Smith | CHWH - ASME/Fired Water Heater | HWSD - Hot Water Dom/Potable | 3/31/2019
Holiday Inn | 110 2nd Ave | Kearney | NE | 68847-2468 | BUFFALO | NE28107 | Scrapped/Junked | 237547 | 1807109284076 | 2018 | American | CHWH - ASME/Fired Water Heater | HWSD - Hot Water Dom/Potable | 4/30/2020
Holiday Inn | 110 2nd Ave | Kearney | NE | 68847-2468 | BUFFALO | NE28235 | Scrapped/Junked | 257035 | 257035 | 2019 | American | CHWH - ASME/Fired Water Heater | HWSD - Hot Water Dom/Potable | 1/31/2026
Holiday Inn | 110 2nd Ave | Kearney | NE | 68847-2468 | BUFFALO | NE28252 | Active | 478703 | D1.19.35.00015 | 2019 | Burnham | SSCO - SS Coil Boiler | HWHT - Hot Water Heat | 1/31/2026
Holiday Inn | 110 2nd Ave | Kearney | NE | 68847-2468 | BUFFALO | NE28253 | Active | 478704 | D1.19.35.00016 | 2019 | Burnham | SSCO - SS Coil Boiler | HWHT - Hot Water Heat | 1/31/2026
Holiday Inn | 110 2nd Ave | Kearney | NE | 68847-2468 | BUFFALO | NE28254 | Active | 406289 | D1.17.24.00244 | 2017 | Burnham | SSCO - SS Coil Boiler | HWHT - Hot Water Heat | 1/31/2026
Holiday Inn | 110 2nd Ave | Kearney | NE | 68847-2468 | BUFFALO | NE35453 | Scrapped/Junked | N/A | 21013012 | 1972 | Peerless | CI - Cast Iron | HWHT - Hot Water Heat | 4/30/2019
Holiday Inn | 110 2nd Ave | Kearney | NE | 68847-2468 | BUFFALO | NE35454 | Scrapped/Junked | N/A | 210-13103 | 1972 | Peerless | CI - Cast Iron | HWHT - Hot Water Heat | 4/30/2019
Holiday Inn | 110 2nd Ave | Kearney | NE | 68847-2468 | BUFFALO | NE43900 | Active | 303390 | 303390 | 2023 | A O Smith | CHWH - ASME/Fired Water Heater | HWSD - Hot Water Dom/Potable | 1/31/2026
Madison County Courthouse | 110 Clara Davis Dr | Madison | NE | 68748-6025 | Madison | NE06734 | Scrapped/Junked | 178899 | H05H00178899 | 2005 | Lochinvar | CPFT - Horiz Cpr Fin Boiler | HWSD - Hot Water Dom/Potable | 9/30/2014
Madison County Courthouse | 110 Clara Davis Dr | Madison | NE | 68748-6025 | Madison | NE15100 | Scrapped/Junked | 157087 | H03100157087 | 2003 | Lochinvar | CPFH - Copper Fin Water Heater | HWSD - Hot Water Dom/Potable | 9/30/2015
Madison County Courthouse | 110 Clara Davis Dr | Madison | NE | 68748-6025 | Madison | NE20064 | Scrapped/Junked | 56615 | H952721 | 1995 | LOCHINVAR | CPFT - Horiz Cpr Fin Boiler | HWSD - Hot Water Dom/Potable | 10/31/2005
Madison County Courthouse | 110 Clara Davis Dr | Madison | NE | 68748-6025 | Madison | NE20065 | Scrapped/Junked | 55376 | H952685 | 1995 | LOCHINVAR | CPFT - Horiz Cpr Fin Boiler | HWSD - Hot Water Dom/Potable | 10/31/2004
Madison County Courthouse | 110 Clara Davis Dr | Madison | NE | 68748-6025 | Madison | NE21227 | Scrapped/Junked | 8920 | 96-E5885 | 1996 | ALES | FTVT - Firetube Vertical TB | HWHT - Hot Water Heat | 9/30/2024
Madison County Courthouse | 110 Clara Davis Dr | Madison | NE | 68748-6025 | Madison | NE21266 | Scrapped/Junked | 9288 | 97-E6497 | 1997 | ALES | FTVT - Firetube Vertical TB | HWHT - Hot Water Heat | 9/30/2019
Madison County Courthouse | 110 Clara Davis Dr | Madison | NE | 68748-6025 | Madison | NE25199 | Active | 278339 | L13H20278339 | 2013 | Lochinvar | WTSS - Watertube SS Steel | HWSD - Hot Water Dom/Potable | 9/30/2026
Madison County Courthouse | 110 Clara Davis Dr | Madison | NE | 68748-6025 | Madison | NE25909 | Active | 341223 | D15H20341223 | 2015 | Lochinvar | WTSS - Watertube SS Steel | HWSD - Hot Water Dom/Potable | 9/30/2026
Madison County Courthouse | 110 Clara Davis Dr | Madison | NE | 68748-6025 | Madison | NE27991 | Active | 20178 | 19F-8086 | 2019 | Aldrich | FTVT - Firetube Vertical TB | HWHT - Hot Water Heat | 9/30/2026
Madison County Courthouse | 110 Clara Davis Dr | Madison | NE | 68748-6025 | Madison | NE42276 | Active | 21461 | 23F-9369 | 2023 | Aldrich | FTVT - Firetube Vertical TB | HWHT - Hot Water Heat | 9/30/2026
Majic Spray Car Wash "Alliance" | 110 Cody Ave | Alliance | NE | 69301-3133 | Box Butte | NE00204 | Scrapped/Junked | 22598 | 1280106560 | 1980 | Raytherm/Raypak | CPFT - Horiz Cpr Fin Boiler | HWSP - Hot Water Non Potable Supply | 4/30/2009
Majic Spray Car Wash "Alliance" | 110 Cody Ave | Alliance | NE | 69301-3133 | Box Butte | NE00205 | Out of Service | 24595 | 0781101966 | 1980 | Raytherm/Raypak | CPFT - Horiz Cpr Fin Boiler | GLFH - Glycol Floor Heat System | 4/30/2014
Liberty Services | 110 E 2nd St | North Platte | NE | 69101-5430 | Lincoln | NE12439 | Out of Service | 4185 | D1439 | 2002 | Thermo Steam | WT - Water Tube Boiler | PROC - Process Steam | 10/31/2016
Liberty Services | 110 E 2nd St | North Platte | NE | 69101-5430 | Lincoln | NE30291 | Scrapped/Junked | 2684 |  | 1990 | THERMO PAK | WT - Water Tube Boiler | PROC - Process Steam | 7/31/2003
Security First Insurance Center | 110 E 2nd St | Rushville | NE | 69360-4612 | Sheridan | NE43809 | Active | 619302 | N1.24.29.00100 | 2024 | Lochinvar | FTSS - Firetube Stainless Steel | HWHT - Hot Water Heat | 10/31/2026
Kearney Catholic High School | 110 E 35th St | Kearney | NE | 68847-3029 | Buffalo | NE22307 | Exempt 1999 LB-66 |  | MF90-0173064 | 1990 | AO SMITH | AHWH - ANSI/Fired Water Htr | HWSD - Hot Water Dom/Potable | 8/31/2000
Kearney Catholic High School | 110 E 35th St | Kearney | NE | 68847-3029 | Buffalo | NE27052 | Active | 1185 | 16HE11394716 | 2016 | Riello | SSCO - SS Coil Boiler | HWHT - Hot Water Heat | 8/31/2026
Kearney Catholic High School | 110 E 35th St | Kearney | NE | 68847-3029 | Buffalo | NE27053 | Active | 1498 | 16HE11714916 | 2016 | Riello | SSCO - SS Coil Boiler | HWHT - Hot Water Heat | 8/31/2026
Kearney Catholic High School | 110 E 35th St | Kearney | NE | 68847-3029 | Buffalo | NE27054 | Active | 1497 | 16HE011704916 | 2016 | Riello | SSCO - SS Coil Boiler | HWHT - Hot Water Heat | 8/31/2026
Kearney Catholic High School | 110 E 35th St | Kearney | NE | 68847-3029 | Buffalo | NE27055 | Active | 1500 | 16HE11394716 | 2016 | Riello | SSCO - SS Coil Boiler | HWHT - Hot Water Heat | 8/31/2026
Kearney Catholic High School | 110 E 35th St | Kearney | NE | 68847-3029 | Buffalo | NE32655 | Inactive |  | L-4990 | 1960 | KEWANEE | FTFB - Firetube-Firebox Boiler | HWHT - Hot Water Heat | 8/31/2006
Kearney Catholic High School | 110 E 35th St | Kearney | NE | 68847-3029 | Buffalo | NE32656 | Scrapped/Junked | n/a | L4988 | 1960 | Kewanee | FT - Firetube Boiler | HWHT - Hot Water Heat | 2/28/2018
Office Building | 110 E 3rd St | North Platte | NE | 69101-3917 | Lincoln | NE08595 | Scrapped/Junked | N/A | M604 | 1962 | KEWA | FTFB - Firetube-Firebox Boiler | HWHT - Hot Water Heat | 5/31/2010
MASONIC TEMPLE | 110 E 5th St | York | NE | 68467-3522 | YORK | NE22375 | Inactive |  | EG-55-SPDN4 | 1998 | WEIL MCLAIN |  | STHT - Steam-Heat | 10/31/2005
Cedar Bluffs School | 110 E Main St | Cedar Bluffs | NE | 68015-3128 | Saunders | NE17212 | Scrapped/Junked | n/a | 7741-1091 | 1990 | Peerless | CI - Cast Iron | HWHT - Hot Water Heat | 2/28/2020
Cedar Bluffs School | 110 E Main St | Cedar Bluffs | NE | 68015-3128 | Saunders | NE20124 | Scrapped/Junked | 54925 | C95E04772 | 1995 | Teledyne Laars | CPFT - Horiz Cpr Fin Boiler | HWHT - Hot Water Heat | 2/28/2016
Cedar Bluffs School | 110 E Main St | Cedar Bluffs | NE | 68015-3128 | Saunders | NE20125 | Scrapped/Junked | 54924 | C95E04771 | 1995 | Teledyne Laars | CPFT - Horiz Cpr Fin Boiler | HWHT - Hot Water Heat | 2/28/2016
Cedar Bluffs School | 110 E Main St | Cedar Bluffs | NE | 68015-3128 | Saunders | NE20126 | Inactive |  | 0690D05376 | 1990 | RUUD | AHWH - ANSI/Fired Water Htr | HWSD - Hot Water Dom/Potable | 7/31/1998
Cedar Bluffs School | 110 E Main St | Cedar Bluffs | NE | 68015-3128 | Saunders | NE20127 | Exempt 1999 LB-66 |  | 0786400427 | 1986 | RHEEM MANUFACTURING CO | AHWH - ANSI/Fired Water Htr | HWSD - Hot Water Dom/Potable | 7/31/1999
Cedar Bluffs School | 110 E Main St | Cedar Bluffs | NE | 68015-3128 | Saunders | NE23810 | Exempt 1999 LB-66 |  | URNG0598G92782 | 1998 | AO SMITH | WT - Water Tube Boiler | HWSD - Hot Water Dom/Potable | 7/31/1999
Cedar Bluffs School | 110 E Main St | Cedar Bluffs | NE | 68015-3128 | Saunders | NE26315 | Active | 209075 | 16.PGT700.110.0027 | 2016 | Lochinvar | FTVT - Firetube Vertical TB | HWHT - Hot Water Heat | 2/28/2026
Cedar Bluffs School | 110 E Main St | Cedar Bluffs | NE | 68015-3128 | Saunders | NE26316 | Active | 207217 | 16.PGT700 | 2016 | Lochinvar | FTVT - Firetube Vertical TB | HWHT - Hot Water Heat | 2/28/2026
Rumsey Station Elementary | 110 Eagle Ridge Dr | Papillion | NE | 68133-2378 | Sarpy | NE18935 | Scrapped/Junked | 51927 | C955269 | 1995 | Lochinvar | CPFT - Horiz Cpr Fin Boiler | HWSD - Hot Water Dom/Potable | 7/31/2013
Rumsey Station Elementary | 110 Eagle Ridge Dr | Papillion | NE | 68133-2378 | Sarpy | NE18936 | Scrapped/Junked | 8191 | 95-E4726 | 1995 | Aldrich | FTVT - Firetube Vertical TB | HWHT - Hot Water Heat | 7/31/2023
Rumsey Station Elementary | 110 Eagle Ridge Dr | Papillion | NE | 68133-2378 | Sarpy | NE18937 | Scrapped/Junked | 8193 | 95-E4728 | 1995 | Aldrich | FTVT - Firetube Vertical TB | HWHT - Hot Water Heat | 7/31/2023
Rumsey Station Elementary | 110 Eagle Ridge Dr | Papillion | NE | 68133-2378 | Sarpy | NE18938 | Scrapped/Junked | 8192 | 95-E4727 | 1995 | Aldrich | FTVT - Firetube Vertical TB | HWHT - Hot Water Heat | 7/31/2022
Rumsey Station Elementary | 110 Eagle Ridge Dr | Papillion | NE | 68133-2378 | Sarpy | NE18939 | Scrapped/Junked | 8190 | 95-E4725 | 1995 | Aldrich | FTVT - Firetube Vertical TB | HWHT - Hot Water Heat | 7/31/2022
Rumsey Station Elementary | 110 Eagle Ridge Dr | Papillion | NE | 68133-2378 | Sarpy | NE41475 | Out of Service | 583 | 120324 | 2021 | Les Inc/Aldrich Co | FTVT - Firetube Vertical TB | HWHT - Hot Water Heat | 7/31/2024
Rumsey Station Elementary | 110 Eagle Ridge Dr | Papillion | NE | 68133-2378 | Sarpy | NE42032 | Active | 15423 | 21-HE141510221 | 2021 | Riello | WT - Water Tube Boiler | HWHT - Hot Water Heat | 7/31/2026
Rumsey Station Elementary | 110 Eagle Ridge Dr | Papillion | NE | 68133-2378 | Sarpy | NE42033 | Active | 15546 | 21-HE141510221 | 2021 | Riello | WT - Water Tube Boiler | HWHT - Hot Water Heat | 7/31/2026
Rumsey Station Elementary | 110 Eagle Ridge Dr | Papillion | NE | 68133-2378 | Sarpy | NE42034 | Active | 15544 | 21HE-141490221 | 2021 | Riello | WT - Water Tube Boiler | HWHT - Hot Water Heat | 7/31/2026
Rumsey Station Elementary | 110 Eagle Ridge Dr | Papillion | NE | 68133-2378 | Sarpy | NE42035 | Active | 15420 | 21-HE140280121 | 2021 | Riello | WT - Water Tube Boiler | HWHT - Hot Water Heat | 7/31/2026
Rumsey Station Elementary | 110 Eagle Ridge Dr | Papillion | NE | 68133-2378 | Sarpy | NE42036 | Active | 15422 | 21-HE140300121 | 2021 | Riello | WT - Water Tube Boiler | HWHT - Hot Water Heat | 7/31/2026
Rumsey Station Elementary | 110 Eagle Ridge Dr | Papillion | NE | 68133-2378 | Sarpy | NE42037 | Active | 15549 | 21-HE141540221 | 2021 | Riello | WT - Water Tube Boiler | HWHT - Hot Water Heat | 7/31/2026
Rumsey Station Elementary | 110 Eagle Ridge Dr | Papillion | NE | 68133-2378 | Sarpy | NE42038 | Active | 15547 | 21-HE141520221 | 2021 | Riello | WT - Water Tube Boiler | HWHT - Hot Water Heat | 7/31/2026
Rumsey Station Elementary | 110 Eagle Ridge Dr | Papillion | NE | 68133-2378 | Sarpy | NE42039 | Active | 15545 | 21-HE14150 | 2021 | Riello | WT - Water Tube Boiler | HWHT - Hot Water Heat | 7/31/2026
Skyview Medical Center | 110 N 16th St | Norfolk | NE | 68701-3670 | Madison | NE03430 | Active | 12698 | H12698 | 1955 | International | WT - Water Tube Boiler | STHT - Steam-Heat | 8/31/2026
WVP Medical Building #2 | 110 N 175th St | Omaha | NE | 68118-3582 | Douglas | NE26147 | Active | 149765 | n/a | 2014 | Lochinvar | COND - Condenser | HWFG - Hotwater Heat Floor-Glycl | 3/31/2026
WVP Medical Building #2 | 110 N 175th St | Omaha | NE | 68118-3582 | Douglas | NE26148 | Active | 149780 | n/a | 2014 | Lochinvar | COND - Condenser | HWFG - Hotwater Heat Floor-Glycl | 3/31/2026
WVP Medical Building #2 | 110 N 175th St | Omaha | NE | 68118-3582 | Douglas | NE26299 | Active | 101887 | 101887 | 2015 | SUSSMAN | ELBL - Electric Boiler | STER - Sterilizer | 5/31/2026
NE Medicine Village Pointe | 110 N 175th St | Omaha | NE | 68118-3582 | Douglas | NE13847 | Active | 74098 | I08H100740098 | 2008 | GIANNONI FRANCE SAS | WT - Water Tube Boiler | HWDP - Hotwater Heat & Dom Supply | 3/31/2026
NE Medicine Village Pointe | 110 N 175th St | Omaha | NE | 68118-3582 | Douglas | NE13848 | Active | 8540 | 65067937 | 2008 | THERMAL SOLUTIONS | WT - Water Tube Boiler | HWHT - Hot Water Heat | 3/31/2025
Carson Cancer Center | 110 N 29th St | Norfolk | NE | 68701-4424 | Madison | NE12171 | Active | 108157 | 0902108157 | 2002 | PVI Industries | CHWH - ASME/Fired Water Heater | HWSD - Hot Water Dom/Potable | 10/31/2026
Carson Cancer Center | 110 N 29th St | Norfolk | NE | 68701-4424 | Madison | NE12172 | Active | 108156 | 0902108156 | 2002 | PVI Industries | CHWH - ASME/Fired Water Heater | HWSD - Hot Water Dom/Potable | 10/31/2026
Carson Cancer Center | 110 N 29th St | Norfolk | NE | 68701-4424 | Madison | NE12173 | Active | 12403 | 02F-0319 | 2002 | Aldrich | FTVT - Firetube Vertical TB | HWHT - Hot Water Heat | 10/31/2026
Carson Cancer Center | 110 N 29th St | Norfolk | NE | 68701-4424 | Madison | NE12174 | Active | 12402 | 02F-0318 | 2002 | Aldrich | FTVT - Firetube Vertical TB | HWHT - Hot Water Heat | 10/31/2026
Carson Cancer Center | 110 N 29th St | Norfolk | NE | 68701-4424 | Madison | NE12175 | Active | 12400 | 02F-0316 | 2002 | Aldrich | FTVT - Firetube Vertical TB | HWHT - Hot Water Heat | 10/31/2026
WEST MEDICAL OFFICE BLDG | 110 N 29th St | Norfolk | NE | 68701-4424 | MADISON | NE23051 | Scrapped/Junked | 52534 |  | 1995 | LOCHINVAR | CPFT - Horiz Cpr Fin Boiler | HWHT - Hot Water Heat | 9/30/2003
WEST MEDICAL OFFICE BLDG | 110 N 29th St | Norfolk | NE | 68701-4424 | MADISON | NE23052 | Scrapped/Junked | 52524 |  | 1995 | LOCHINVAR | CPFT - Horiz Cpr Fin Boiler | HWSD - Hot Water Dom/Potable | 9/30/2003
WEST MEDICAL OFFICE BLDG | 110 N 29th St | Norfolk | NE | 68701-4424 | MADISON | NE23053 | Scrapped/Junked | 52533 |  | 1995 | LOCHINVAR | CPFT - Horiz Cpr Fin Boiler | HWHT - Hot Water Heat | 9/30/2003
Eakes Office Plus | 110 N 35th St | Lincoln | NE | 68503-3311 | Lancaster | NE04874 | Scrapped/Junked | N/A | 210-3037 | 1968 | Peerless | CI - Cast Iron | HWHT - Hot Water Heat | 3/31/2020
Kenesaw Public School | 110 N 5th Ave | Kenesaw | NE | 68956-1563 | Adams | NE10889 | Active | 135366 | C03G04581 | 2003 | Waterpik Technologies | CPFT - Horiz Cpr Fin Boiler | HWHT - Hot Water Heat | 3/31/2026
Kenesaw Public School | 110 N 5th Ave | Kenesaw | NE | 68956-1563 | Adams | NE10890 | Active | 13563 | C03G04578 | 2003 | Waterpik Technologies | CPFT - Horiz Cpr Fin Boiler | HWHT - Hot Water Heat | 3/31/2026
Kenesaw Public School | 110 N 5th Ave | Kenesaw | NE | 68956-1563 | Adams | NE10891 | Active | 13564 | C03G04579 | 2003 | Waterpik Technologies | CPFT - Horiz Cpr Fin Boiler | HWHT - Hot Water Heat | 3/31/2026
Kenesaw Public School | 110 N 5th Ave | Kenesaw | NE | 68956-1563 | Adams | NE10892 | Scrapped/Junked | 135365 | C03G04580 | 2003 | Waterpik Technologies | CPFT - Horiz Cpr Fin Boiler | HWSD - Hot Water Dom/Potable | 3/31/2023
Kenesaw Public School | 110 N 5th Ave | Kenesaw | NE | 68956-1563 | Adams | NE41358 | Active | 294045 | 21WHTX1881575 | 2021 | AIC GDYNIA | FT - Firetube Boiler | HWSD - Hot Water Dom/Potable | 3/31/2026
Kenesaw Public School | 110 N 5th Ave | Kenesaw | NE | 68956-1563 | Adams | NE41359 | Active | 294044 | 21WHTX1881574 | 2021 | AIC GDYNIA | FT - Firetube Boiler | HWSD - Hot Water Dom/Potable | 3/31/2026
KENESAW PUBLIC SCHOOL | 110 N 5TH AVE | KENESAW | NE | 68956-1563 | ADAMS | NE20444 | Scrapped/Junked | 8846 | 96E-5793 | 1996 | ALDRICH | FTVT - Firetube Vertical TB | HWHT - Hot Water Heat | 8/31/2003
KENESAW PUBLIC SCHOOL | 110 N 5TH AVE | KENESAW | NE | 68956-1563 | ADAMS | NE20445 | Scrapped/Junked | 8844 | 96E-5791 | 1996 | ALDRICH | FTVT - Firetube Vertical TB | HWHT - Hot Water Heat | 8/31/2003
KENESAW PUBLIC SCHOOL | 110 N 5TH AVE | KENESAW | NE | 68956-1563 | ADAMS | NE32866 | Inactive | 38877 |  | 1985 | KEWANEE | FT - Firetube Boiler | HWHT - Hot Water Heat | 8/31/1996
KENESAW PUBLIC SCHOOL | 110 N 5TH AVE | KENESAW | NE | 68956-1563 | ADAMS | NE33721 | Inactive |  | L5145 | 1961 | KEWANEE | FT - Firetube Boiler | HWHT - Hot Water Heat | 8/31/1996
CLASS ONE MACHINING | 110 N East St | Malcolm | NE | 68402-9621 | LANCASTER | NE20195 | Inactive |  | D80-199-8-F | 1980 | VANGUARD | AHWH - ANSI/Fired Water Htr | HWSD - Hot Water Dom/Potable | 5/31/2000
CLASS ONE MACHINING | 110 N East St | Malcolm | NE | 68402-9621 | LANCASTER | NE22522 | Inactive |  | 0996G0017 | 1996 | VANGUARD | AHWH - ANSI/Fired Water Htr | HWSD - Hot Water Dom/Potable | 5/31/2000
CLASS ONE MACHINING | 110 N East St | Malcolm | NE | 68402-9621 | LANCASTER | NE34509 | Scrapped/Junked |  |  | 1980 | MARKET FORGE INDUSTRIES | FT - Firetube Boiler | 0021 - Steam Supp Cooker/Kettle | 8/31/1998
OGALLALA COMFORT INN | 110 Pony Express Ln | Ogallala | NE | 69153-3106 | KEITH | NE21184 | Exempt 1999 LB-66 |  | 2258 | 1996 | AO SMITH | AHWH - ANSI/Fired Water Htr | HWSD - Hot Water Dom/Potable | 3/31/2000
OGALLALA COMFORT INN | 110 Pony Express Ln | Ogallala | NE | 69153-3106 | KEITH | NE21185 | Exempt 1999 LB-66 |  | 1386 | 1991 | AO SMITH | AHWH - ANSI/Fired Water Htr | HWSD - Hot Water Dom/Potable | 3/31/2000
Hall County Corrections | 110 Public Safety Dr | Grand Island | NE | 68801-8510 | Hall | NE10079 | Scrapped/Junked | 120951 | 120951 | 2007 | Pvi | CHWH - ASME/Fired Water Heater | HWSD - Hot Water Dom/Potable | 12/31/2016
Hall County Corrections | 110 Public Safety Dr | Grand Island | NE | 68801-8510 | Hall | NE10080 | Scrapped/Junked | 120950 | 120950 | 2007 | Pvi | CHWH - ASME/Fired Water Heater | HWSD - Hot Water Dom/Potable | 12/31/2016
Hall County Corrections | 110 Public Safety Dr | Grand Island | NE | 68801-8510 | Hall | NE10081 | Active | 46077 | G06-1753 | 2006 | Aerco International | FTVT - Firetube Vertical TB | HWHT - Hot Water Heat | 7/31/2026
Hall County Corrections | 110 Public Safety Dr | Grand Island | NE | 68801-8510 | Hall | NE10082 | Active | 46076 | G06-1752 | 2006 | Aerco International | FTVT - Firetube Vertical TB | HWHT - Hot Water Heat | 7/31/2026
Hall County Corrections | 110 Public Safety Dr | Grand Island | NE | 68801-8510 | Hall | NE10189 | Scrapped/Junked | 120952 | 120952 | 2007 | Pvi | CHWH - ASME/Fired Water Heater | HWSD - Hot Water Dom/Potable | 12/31/2016
Hall County Corrections | 110 Public Safety Dr | Grand Island | NE | 68801-8510 | Hall | NE10190 | Scrapped/Junked | 120953 | 120953 | 2007 | Pvi | CHWH - ASME/Fired Water Heater | HWSD - Hot Water Dom/Potable | 12/31/2015
Dundee Towers | 110 S 49th St | Omaha | NE | 68132-3236 | Douglas | NE10672 | Scrapped/Junked | 67682 | 67682 | 2002 | AOSM | COBL - Coil Type Boiler | HWSD - Hot Water Dom/Potable | 4/30/2009
Dundee Towers | 110 S 49th St | Omaha | NE | 68132-3236 | Douglas | NE12823 | Active | N/A | 3757 | 1950 | Kewanee | FT - Firetube Boiler | HWHT - Hot Water Heat | 4/30/2026
Dundee Towers | 110 S 49th St | Omaha | NE | 68132-3236 | Douglas | NE12824 | Out of Service | N/A | C3756 | 1950 | Kewanee | FTFB - Firetube-Firebox Boiler | HWHT - Hot Water Heat | 4/30/2017
Dundee Towers | 110 S 49th St | Omaha | NE | 68132-3236 | Douglas | NE14609 | Active | C21530 | 0827M000653 | 2008 | AO SMITH | SSCH - SS Coil Water Heater | HWDP - Hotwater Heat & Dom Supply | 4/30/2026
Dundee Towers | 110 S 49th St | Omaha | NE | 68132-3236 | Douglas | NE22648 | Exempt 1999 LB-66 |  | L95368434 | 1995 | STATE INDUSTRIES | AHWH - ANSI/Fired Water Htr | HWSD - Hot Water Dom/Potable | 12/31/1999
Pender City Pool | 110 S Thurston Ave | Pender | NE | 68047 | Thurston | NE01767 | Scrapped/Junked | 104185 | C00G08415 | 2000 | Teledyne Laars | CPFT - Horiz Cpr Fin Boiler | OPHT - Outdoor Pool Heater | 6/30/2019
Pender City Pool | 110 S Thurston Ave | Pender | NE | 68047 | Thurston | NE28132 | Out of Service | 294952 | C19294952 | 2019 | Teledyne Laars | CPFT - Horiz Cpr Fin Boiler | OPHT - Outdoor Pool Heater | 6/30/2024
PENDER CITY POOL | 110 S THURSTON AVE | PENDER | NE | 68047 | THURSTON | NE40863 | Scrapped/Junked | 4443 |  | 1986 | TELEDYNE LAARS | WT - Water Tube Boiler | HWSP - Hot Water Non Potable Supply | 9/30/2000
Stuart Water & Light Plant | 110 W 2nd St | Stuart | NE | 68780-1701 | Holt | NE02540 | Active | 5836 | 5836 | 2003 | HTPI | COBL - Coil Type Boiler | HWHT - Hot Water Heat | 2/28/2026
ESU 8 | 110 W 3rd St | Neligh | NE | 68756-1464 | Antelope | NE27583 | Active | 253270 | 1738107547217 | 2017 | Lochinvar | FTSS - Firetube Stainless Steel | HWHT - Hot Water Heat | 10/31/2026
ESU 8 | 110 W 3rd St | Neligh | NE | 68756-1464 | Antelope | NE27584 | Active | 250839 | 1730106902529 | 2017 | Lochinvar | FTSS - Firetube Stainless Steel | HWHT - Hot Water Heat | 10/31/2026
ESU 8 | 110 W 3rd St | Neligh | NE | 68756-1464 | Antelope | NE27585 | Active | 253003 | 1738107547219 | 2017 | Lochinvar | FTSS - Firetube Stainless Steel | HWHT - Hot Water Heat | 10/31/2026
L & W CAR WASH | 110 W 9th St | Wood River | NE | 68883-9176 | HALL | NE40914 | Inactive |  | AH83- 1927830 | 1983 | AO SMITH | AHWH - ANSI/Fired Water Htr | HWSP - Hot Water Non Potable Supply | 2/28/2004
Schon Apartments | 110-112 N 34th | Omaha | NE | 68131 | Douglas | NE25637 | Active | n/a | 6BN-J5 | 1950 | American Standard | CI - Cast Iron | HWHT - Hot Water Heat | 1/31/2025
WILLIAMSON FURNITURE | 110-116 E 3RD ST | GRAND ISLAND | NE | 68801-5910 | HALL | NE16259 | Scrapped/Junked |  | 432250 | 1950 | BRYANT |  | STHT - Steam-Heat | 5/31/2004
WILLIAMSON FURNITURE | 110-116 E 3RD ST | GRAND ISLAND | NE | 68801-5910 | HALL | NE16260 | Scrapped/Junked |  | 7 | 1935 | AMERICAN RADIATOR |  | STHT - Steam-Heat | 5/31/2004
WILLIAMSON FURNITURE | 110-116 E 3RD ST | GRAND ISLAND | NE | 68801-5910 | HALL | NE16261 | Inactive |  | S2308-8EH | 1935 | AMERICAN RADIATOR |  | STHT - Steam-Heat | 12/31/2005
Sidney High School | 1100 19th Ave | Sidney | NE | 69162-1930 | Cheyenne | NE06434 | Scrapped/Junked | 223098 | 0406223098 | 2004 | Raypak | CPFH - Copper Fin Water Heater | HWSD - Hot Water Dom/Potable | 10/31/2013
Sidney High School | 1100 19th Ave | Sidney | NE | 69162-1930 | Cheyenne | NE14655 | Active | 107919 | PV887PG | 2008 | FULTON BOILERWORKS | FTVT - Firetube Vertical TB | HWHT - Hot Water Heat | 10/31/2026
Sidney High School | 1100 19th Ave | Sidney | NE | 69162-1930 | Cheyenne | NE14656 | Active | 107909 | PV886PG | 2008 | FULTON BOILERWORKS | FTVT - Firetube Vertical TB | HWHT - Hot Water Heat | 10/31/2026
Sidney High School | 1100 19th Ave | Sidney | NE | 69162-1930 | Cheyenne | NE15103 | Scrapped/Junked | 24192 | 375K | 1964 | GROE | COOK - Fired Cooker | 0021 - Steam Supp Cooker/Kettle | 10/31/2009
Sidney High School | 1100 19th Ave | Sidney | NE | 69162-1930 | Cheyenne | NE15104 | Scrapped/Junked | 24542 | 467K | 1964 | GROE | COOK - Fired Cooker | 0021 - Steam Supp Cooker/Kettle | 10/31/2018
Sidney High School | 1100 19th Ave | Sidney | NE | 69162-1930 | Cheyenne | NE24166 | Active | 358237 | 1305-358237 | 2013 | Raypak | CHWH - ASME/Fired Water Heater | HWSD - Hot Water Dom/Potable | 10/31/2026
Sidney High School | 1100 19th Ave | Sidney | NE | 69162-1930 | Cheyenne | NE31308 | Scrapped/Junked | 15-66 | 15-66 | 1962 | National U.S. Radiator | CI - Cast Iron | STHT - Steam-Heat | 3/31/2005
Sidney High School | 1100 19th Ave | Sidney | NE | 69162-1930 | Cheyenne | NE31873 | Scrapped/Junked |  | 211-18-S | 1981 | PEER | CI - Cast Iron | STHT - Steam-Heat | 10/31/2009
First Street Flats | 1100 1st St | Milford | NE | 68405-9708 | Seward | NE06202 | Scrapped/Junked | 94799 | 94799/C05M00259 | 2005 | AOSM | CHWH - ASME/Fired Water Heater | HWSD - Hot Water Dom/Potable | 10/31/2012
First Street Flats | 1100 1st St | Milford | NE | 68405-9708 | Seward | NE06738 | Scrapped/Junked | 99027 | J05M002151/99027 | 2005 | AOSC | CHWH - ASME/Fired Water Heater | HWSD - Hot Water Dom/Potable | 10/31/2014
First Street Flats | 1100 1st St | Milford | NE | 68405-9708 | Seward | NE20998 | Scrapped/Junked | 128109 | 128109 | 2011 | RHEEM | CHWH - ASME/Fired Water Heater | HWSD - Hot Water Dom/Potable | 10/31/2018
First Street Flats | 1100 1st St | Milford | NE | 68405-9708 | Seward | NE24365 | Scrapped/Junked | 91871 | 099I04512 | 1999 | Teledyne Laars | CPFT - Horiz Cpr Fin Boiler | HWHT - Hot Water Heat | 10/31/2019
First Street Flats | 1100 1st St | Milford | NE | 68405-9708 | Seward | NE24659 | Scrapped/Junked | 137698 | 137698 | 2014 | RHEEM | CHWH - ASME/Fired Water Heater | HWSD - Hot Water Dom/Potable | 10/31/2019
First Street Flats | 1100 1st St | Milford | NE | 68405-9708 | Seward | NE27917 | Scrapped/Junked | 153666 | 153666 | 2018 | RHEEM | CHWH - ASME/Fired Water Heater | HWSD - Hot Water Dom/Potable | 10/31/2019
First Street Flats | 1100 1st St | Milford | NE | 68405-9708 | Seward | NE30394 | Scrapped/Junked |  | SRN-211-1873-G | 1973 | PEERLESS HEATER COMPANY |  | HWHT - Hot Water Heat | 12/31/1999
First Street Flats | 1100 1st St | Milford | NE | 68405-9708 | Seward | NE30594 | Scrapped/Junked | 27045 | LK940377222920 | 1994 | AO SMITH | CHWH - ASME/Fired Water Heater | HWSD - Hot Water Dom/Potable | 10/31/2005
First Street Flats | 1100 1st St | Milford | NE | 68405-9708 | Seward | NE30705 | Scrapped/Junked | 32621 | LM950484845920 | 1995 | AO SMITH | CHWH - ASME/Fired Water Heater | HWSD - Hot Water Dom/Potable | 10/31/2005
1100 Capitol Building | 1100 Capitol Ave | Omaha | NE | 68102-1113 | Douglas | NE28836 | Active | 342476 | 19342476 | 2019 | Lochinvar | WT - Water Tube Boiler | HWHT - Hot Water Heat | 4/30/2026
1100 Capitol Building | 1100 Capitol Ave | Omaha | NE | 68102-1113 | Douglas | NE28837 | Active | 342819 | 19342819 | 2019 | Lochinvar | WT - Water Tube Boiler | HWHT - Hot Water Heat | 4/30/2026
St Paul Lutheran School- BMIC#528828 | 1100 D St | Utica | NE | 68456-6043 | Seward | NE01480 | Scrapped/Junked | N/A | 21-55 | 1955 | US Radiator | CI - Cast Iron | HWHT - Hot Water Heat | 3/31/2012
St Paul Lutheran School- BMIC#528828 | 1100 D St | Utica | NE | 68456-6043 | Seward | NE22574 | Active | 151392 | G10H10151392 | 2010 | Lochinvar | WTSS - Watertube SS Steel | HWHT - Hot Water Heat | 4/30/2026
Deerfield Elementary | 1100 Deerfield Blvd | Blair | NE | 68008-3715 | Washington | NE43540 | Active | 67951 | 15WHTX.1130.893 | 2015 | PVI Industries | CHWH - ASME/Fired Water Heater | HWSD - Hot Water Dom/Potable | 6/30/2025
Deerfield Elementary | 1100 Deerfield Blvd | Blair | NE | 68008-3715 | Washington | NE43541 | Active | 408408 | 23.PGT700.431.00135 | 2023 | Lochinvar | FTVT - Firetube Vertical TB | GLYC - Glycol Bldg Heat Sys | 6/30/2026
QWEST COMMUNICATIONS | 1100 Jackson St | Sidney | NE | 69162-1658 | CHEYENNE | NE14348 | Scrapped/Junked | 22030 | 62510 | 1986 | BRYAN STEAM LLC | WT - Water Tube Boiler | HWHT - Hot Water Heat | 11/30/2005
Indian Center | 1100 Military Rd | Lincoln | NE | 68508-1047 | Lancaster | NE14755 | Active | 32335 | R0713 | 1981 | Kewanee | FTFB - Firetube-Firebox Boiler | HWHT - Hot Water Heat | 11/30/2025
Lincoln Lutheran School-427978 | 1100 N 56th St | Lincoln | NE | 68504-3251 | LANCASTER | NE20888 | Active | 8685 | 96E5623 | 1996 | Aldrich | FTFB - Firetube-Firebox Boiler | GLYC - Glycol Bldg Heat Sys | 11/30/2026
Lincoln Lutheran School-427978 | 1100 N 56th St | Lincoln | NE | 68504-3251 | LANCASTER | NE20889 | Active | 8686 | E5624 | 1996 | Aldrich | FTFB - Firetube-Firebox Boiler | GLYC - Glycol Bldg Heat Sys | 11/30/2026
Lincoln Lutheran School-427978 | 1100 N 56th St | Lincoln | NE | 68504-3251 | LANCASTER | NE23831 | Exempt 1999 LB-66 |  |  | 1998 | AO SMITH | AHWH - ANSI/Fired Water Htr | HWSD - Hot Water Dom/Potable | 7/31/1999
Lexington Middle School | 1100 N Washington St | Lexington | NE | 68850-1333 | Dawson | NE21143 | Active | 8863 | 96E5818 | 1996 | Aldrich | FTFB - Firetube-Firebox Boiler | HWHT - Hot Water Heat | 11/30/2026
Lexington Middle School | 1100 N Washington St | Lexington | NE | 68850-1333 | Dawson | NE21144 | Active | 8985 | 96E5987 | 1996 | Aldrich | FTFB - Firetube-Firebox Boiler | HWHT - Hot Water Heat | 11/30/2026
Lexington Middle School | 1100 N Washington St | Lexington | NE | 68850-1333 | Dawson | NE21146 | Scrapped/Junked | 7136 | 27-1054202 | 1996 | VULCAN HART | COOK - Fired Cooker | COOK - Cooker/Kettle | 11/30/2020
Lexington Middle School | 1100 N Washington St | Lexington | NE | 68850-1333 | Dawson | NE25896 | Active | 65379 | G-13-1248 | 2013 | Aerco | FT - Firetube Boiler | HWHT - Hot Water Heat | 11/30/2026
Lexington Middle School | 1100 N Washington St | Lexington | NE | 68850-1333 | Dawson | NE25897 | Active | 65039 | G-13-1179 | 2013 | Aerco | FT - Firetube Boiler | HWHT - Hot Water Heat | 11/30/2026
Lexington Middle School | 1100 N Washington St | Lexington | NE | 68850-1333 | Dawson | NE28425 | Active | 28208 | N-7352 | 2020 | Vulcan | COOK - Fired Cooker | COOK - Cooker/Kettle | 11/30/2026
Lexington Middle School | 1100 N Washington St | Lexington | NE | 68850-1333 | Dawson | NE28426 | Active | 64986 | 6518-4KK-1224 | 2014 | Market Forge | COOK - Fired Cooker | COOK - Cooker/Kettle | 11/30/2026
Lefler Middle School | 1100 S 48th St | Lincoln | NE | 68510-4812 | LANCASTER | NE05437 | Exempt 1999 LB-66 |  | 000000000160299 | 1990 | AO SMITH | AHWH - ANSI/Fired Water Htr | HWSD - Hot Water Dom/Potable | 6/30/2000
Lefler Middle School | 1100 S 48th St | Lincoln | NE | 68510-4812 | LANCASTER | NE05820 | Scrapped/Junked | 26332 | 0359044 | 1994 | AO SMITH | CHWH - ASME/Fired Water Heater | HWSD - Hot Water Dom/Potable | 6/30/2002
Lefler Middle School | 1100 S 48th St | Lincoln | NE | 68510-4812 | LANCASTER | NE05847 | Scrapped/Junked | 86680 |  | 1998 | CLEVELAND | FT - Firetube Boiler | PROC - Process Steam | 6/30/2002
Lefler Middle School | 1100 S 48th St | Lincoln | NE | 68510-4812 | LANCASTER | NE09408 | Scrapped/Junked |  | AK8501222 | 1985 | AO SMITH | CHWH - ASME/Fired Water Heater | HWSD - Hot Water Dom/Potable | 6/30/2002
Lefler Middle School | 1100 S 48th St | Lincoln | NE | 68510-4812 | LANCASTER | NE12133 | Active | 12363 | 02F-0279 | 2002 | Les Inc/Aldrich Co | FTVT - Firetube Vertical TB | GLYC - Glycol Bldg Heat Sys | 11/30/2026
Lefler Middle School | 1100 S 48th St | Lincoln | NE | 68510-4812 | LANCASTER | NE12134 | Active | 11828 | 02E-9731 | 2001 | Les Inc/Aldrich Co | FTVT - Firetube Vertical TB | GLYC - Glycol Bldg Heat Sys | 11/30/2026
Lefler Middle School | 1100 S 48th St | Lincoln | NE | 68510-4812 | LANCASTER | NE12135 | Active | 11827 | 02E-9730 | 2002 | Les Inc/Aldrich Co | FTVT - Firetube Vertical TB | GLYC - Glycol Bldg Heat Sys | 11/30/2026
Lefler Middle School | 1100 S 48th St | Lincoln | NE | 68510-4812 | LANCASTER | NE30053 | Scrapped/Junked |  |  | 1955 | KEWANEE | FT - Firetube Boiler | STHT - Steam-Heat | 6/30/2002
Lefler Middle School | 1100 S 48th St | Lincoln | NE | 68510-4812 | LANCASTER | NE30054 | Scrapped/Junked |  |  | 1955 | KEWANEE | FT - Firetube Boiler | STHT - Steam-Heat | 6/30/2003
Herbergers | 1100 S Dewey St | North Platte | NE | 69101-6121 | Lincoln | NE05560 | Inactive | 63978 |  | 1972 | Sussman-Automatic Corp | ELBL - Electric Boiler | PROC - Process Steam | 7/31/1997
South Oak Manor | 1100 S Oak St | North Platte | NE | 69101-6563 | Lincoln | NE01611 | Scrapped/Junked | 83378 | MA04006378/83378 | 2004 | AOSM | CHWH - ASME/Fired Water Heater | HWSD - Hot Water Dom/Potable | 6/30/2020
South Oak Manor | 1100 S Oak St | North Platte | NE | 69101-6563 | Lincoln | NE01612 | Scrapped/Junked | 64282 | LK011244510914 | 2001 | AO SMITH | CHWH - ASME/Fired Water Heater | HWSD - Hot Water Dom/Potable | 6/30/2007
South Oak Manor | 1100 S Oak St | North Platte | NE | 69101-6563 | Lincoln | NE09077 | Scrapped/Junked | 111812 | A07MOO6757 | 2007 | AOSM | CHWH - ASME/Fired Water Heater | HWSD - Hot Water Dom/Potable | 6/30/2012
South Oak Manor | 1100 S Oak St | North Platte | NE | 69101-6563 | Lincoln | NE21491 | Scrapped/Junked | 121611 | 121611 | 2007 | A O Smith | CHWH - ASME/Fired Water Heater | HWSD - Hot Water Dom/Potable | 6/30/2018
South Oak Manor | 1100 S Oak St | North Platte | NE | 69101-6563 | Lincoln | NE26445 | Scrapped/Junked | 207558 | 1531M003046 | 2015 | A O Smith | CHWH - ASME/Fired Water Heater | HWSD - Hot Water Dom/Potable | 6/30/2020
South Oak Manor | 1100 S Oak St | North Platte | NE | 69101-6563 | Lincoln | NE28428 | Active | 268449 | 268449 | 2020 | A O Smith | CHWH - ASME/Fired Water Heater | HWSD - Hot Water Dom/Potable | 6/30/2026
South Oak Manor | 1100 S Oak St | North Platte | NE | 69101-6563 | Lincoln | NE29101 | Active | 273702 | 273702 | 2020 | A O Smith | CHWH - ASME/Fired Water Heater | HWSD - Hot Water Dom/Potable | 6/30/2026
Accura Healthcare - Neligh | 1100 T St | Neligh | NE | 68756-1027 | Antelope | NE12164 | Scrapped/Junked | 12810 | 03F-0726 | 2003 | ALES | FTVT - Firetube Vertical TB | HWHT - Hot Water Heat | 4/30/2015
Accura Healthcare - Neligh | 1100 T St | Neligh | NE | 68756-1027 | Antelope | NE14901 | Scrapped/Junked |  | 6807031003 | 1968 | AO SMITH | AHWH - ANSI/Fired Water Htr | HWSD - Hot Water Dom/Potable | 4/30/2006
Accura Healthcare - Neligh | 1100 T St | Neligh | NE | 68756-1027 | Antelope | NE18520 | Exempt 1999 LB-66 |  |  | 1988 | STATE INDUSTRIES | AHWH - ANSI/Fired Water Htr | HWSD - Hot Water Dom/Potable | 4/30/2000
Accura Healthcare - Neligh | 1100 T St | Neligh | NE | 68756-1027 | Antelope | NE18521 | Exempt 1999 LB-66 |  | 1095G00490 | 1995 | VANGUARD | AHWH - ANSI/Fired Water Htr | HWSD - Hot Water Dom/Potable | 4/30/2000
Accura Healthcare - Neligh | 1100 T St | Neligh | NE | 68756-1027 | Antelope | NE20474 | Scrapped/Junked | 8960 | 96E-5962 | 1996 | ALDRICH/LES | FTVT - Firetube Vertical TB | HWHT - Hot Water Heat | 4/30/2004
Accura Healthcare - Neligh | 1100 T St | Neligh | NE | 68756-1027 | Antelope | NE22336 | Exempt 1999 LB-66 |  | MB97-0626555 | 1997 | AO SMITH | AHWH - ANSI/Fired Water Htr | HWSD - Hot Water Dom/Potable | 4/30/2000
Accura Healthcare - Neligh | 1100 T St | Neligh | NE | 68756-1027 | Antelope | NE25740 | Inactive | 308972 | 101420044 | 2014 | CAMUS | WTSS - Watertube SS Steel | HWHT - Hot Water Heat | 5/31/2023
Accura Healthcare - Neligh | 1100 T St | Neligh | NE | 68756-1027 | Antelope | NE25741 | Inactive | 308971 | 101420043 | 2014 | CAMUS | WTSS - Watertube SS Steel | HWHT - Hot Water Heat | 5/31/2020
Accura Healthcare - Neligh | 1100 T St | Neligh | NE | 68756-1027 | Antelope | NE34861 | Inactive |  |  | 1968 | AMERICAN STANDARD |  | HWHT - Hot Water Heat | 4/30/1992
Accura Healthcare - Neligh | 1100 T St | Neligh | NE | 68756-1027 | Antelope | NE43181 | Active | 595835 | 325308968242710000122 | 2023 | NTI | WTSS - Watertube SS Steel | HWHT - Hot Water Heat | 3/31/2026
BEST WESTERN WEST HILLS | 1100 W 10th St | Chadron | NE | 69337-2931 | DAWES | NE40295 | Exempt 1999 LB-66 |  | L95216127 | 1995 | STATE INDUSTRIES | AHWH - ANSI/Fired Water Htr | HWSD - Hot Water Dom/Potable | 3/31/2000
BEST WESTERN WEST HILLS | 1100 W 10th St | Chadron | NE | 69337-2931 | DAWES | NE40296 | Exempt 1999 LB-66 |  | 730D7725415 | 1977 | AO SMITH | AHWH - ANSI/Fired Water Htr | HWSD - Hot Water Dom/Potable | 3/31/2000
BEST WESTERN WEST HILLS | 1100 W 10th St | Chadron | NE | 69337-2931 | DAWES | NE40297 | Exempt 1999 LB-66 |  | 730AJ7868003 | 1978 | AO SMITH | AHWH - ANSI/Fired Water Htr | HWSD - Hot Water Dom/Potable | 3/31/2000
Hastings High School | 1100 W 14th St | Hastings | NE | 68901-3064 | Adams | NE01902 | Inactive | 95108 | URNG0303G00434/95108 | 2003 | RHEEM | CHWH - ASME/Fired Water Heater | HWSD - Hot Water Dom/Potable | 6/30/2011
Hastings High School | 1100 W 14th St | Hastings | NE | 68901-3064 | Adams | NE16169 | Scrapped/Junked | 56567 |  | 1991 | RHEEM MANUFACTURING CO | CHWH - ASME/Fired Water Heater | HWSD - Hot Water Dom/Potable | 6/30/2004
Hastings High School | 1100 W 14th St | Hastings | NE | 68901-3064 | Adams | NE16906 | Scrapped/Junked | 73840 | 79173840 | 1991 | Pvi | CHWH - ASME/Fired Water Heater | HWSD - Hot Water Dom/Potable | 11/30/2025
Hastings High School | 1100 W 14th St | Hastings | NE | 68901-3064 | Adams | NE16907 | Scrapped/Junked | 73841 | 79173841 | 1991 | Pvi | CHWH - ASME/Fired Water Heater | HWSD - Hot Water Dom/Potable | 11/30/2026
Hastings High School | 1100 W 14th St | Hastings | NE | 68901-3064 | Adams | NE21236 | Scrapped/Junked | 104993 | 640106 | 1993 | Market Forge | COOK - Fired Cooker | 0023 - Water Heated Cooker | 11/30/2020
Hastings High School | 1100 W 14th St | Hastings | NE | 68901-3064 | Adams | NE21237 | Exempt 1999 LB-66 |  | 1607439701 | 1996 | HATCO | AHWH - ANSI/Fired Water Htr | HWSD - Hot Water Dom/Potable | 1/1/1900
Hastings High School | 1100 W 14th St | Hastings | NE | 68901-3064 | Adams | NE24074 | Active | n/a | 606090693 | 2012 | Aerco | CALU - Cast Aluminum | GLYC - Glycol Bldg Heat Sys | 11/30/2026
Hastings High School | 1100 W 14th St | Hastings | NE | 68901-3064 | Adams | NE24075 | Active | n/a | 606090692 | 2012 | Aerco | CALU - Cast Aluminum | GLYC - Glycol Bldg Heat Sys | 11/30/2026
Hastings High School | 1100 W 14th St | Hastings | NE | 68901-3064 | Adams | NE33822 | Active | n/a | G3873 | 1953 | Kewanee | FTFB - Firetube-Firebox Boiler | STHT - Steam-Heat | 11/30/2026
Hastings High School | 1100 W 14th St | Hastings | NE | 68901-3064 | Adams | NE33823 | Active | n/a | G3872 | 1953 | Kewanee | FTFB - Firetube-Firebox Boiler | STHT - Steam-Heat | 11/30/2026
Hastings High School | 1100 W 14th St | Hastings | NE | 68901-3064 | Adams | NE37513 | Scrapped/Junked | 22350 |  | 1985 | MARKET FORGE INDUSTRIES | COOK - Fired Cooker | 0021 - Steam Supp Cooker/Kettle | 6/30/2000
Great West Casualty Ins | 1100 W 29th St | South Sioux City | NE | 68776-3130 | Dakota | NE05100 | Scrapped/Junked |  | 003K80Y532 | 1980 | AOSM | ELWH - Electric Water Heater | HWSD - Hot Water Dom/Potable | 9/30/2009
Great West Casualty Ins | 1100 W 29th St | South Sioux City | NE | 68776-3130 | Dakota | NE05101 | Scrapped/Junked | 162 | 1 | 1980 | BRAS | ELBL - Electric Boiler | HWHT - Hot Water Heat | 9/30/2022
Great West Casualty Ins | 1100 W 29th St | South Sioux City | NE | 68776-3130 | Dakota | NE42087 | Active | 23350 | 23350 | 2022 | Lochinvar | ELBL - Electric Boiler | HWHT - Hot Water Heat | 1/31/2026
Garden County Hospital & Nursing Home | 1100 W 2nd St | Oshkosh | NE | 69154-6152 | Garden | NE03921 | Scrapped/Junked |  | 1N7697 | 1967 | KEWA | FTFB - Firetube-Firebox Boiler | STHT - Steam-Heat | 5/31/2010
Garden County Hospital & Nursing Home | 1100 W 2nd St | Oshkosh | NE | 69154-6152 | Garden | NE03922 | Scrapped/Junked |  | N-8025 | 1967 | KEWA | FTFB - Firetube-Firebox Boiler | STHT - Steam-Heat | 5/31/2010
Garden County Hospital & Nursing Home | 1100 W 2nd St | Oshkosh | NE | 69154-6152 | Garden | NE03923 | Scrapped/Junked |  | 422750 | 1971 | KEWANEE | FT - Firetube Boiler | STHT - Steam-Heat | 10/31/2000
Garden County Hospital & Nursing Home | 1100 W 2nd St | Oshkosh | NE | 69154-6152 | Garden | NE15721 | Scrapped/Junked | 88707 | URNG 0101G02383 | 2000 | RHEE | CHWH - ASME/Fired Water Heater | HWSD - Hot Water Dom/Potable | 5/31/2015
Garden County Hospital & Nursing Home | 1100 W 2nd St | Oshkosh | NE | 69154-6152 | Garden | NE15722 | Scrapped/Junked | 88626 | URNG1200G03286 | 2000 | RHEE | CHWH - ASME/Fired Water Heater | HWSD - Hot Water Dom/Potable | 5/31/2018
Garden County Hospital & Nursing Home | 1100 W 2nd St | Oshkosh | NE | 69154-6152 | Garden | NE16796 | Scrapped/Junked | 6062 | 15688 | 1992 | AMSC | ELBL - Electric Boiler | 0020 - Supp to Sterlizer/Autoclave | 5/31/2009
Garden County Hospital & Nursing Home | 1100 W 2nd St | Oshkosh | NE | 69154-6152 | Garden | NE17044 | Exempt | 24101 | 09-232-123 | 2009 | Harvey | ELBL - Electric Boiler | STER - Sterilizer | 3/31/2009
Garden County Hospital & Nursing Home | 1100 W 2nd St | Oshkosh | NE | 69154-6152 | Garden | NE19062 | Active | 13741 | 57861 | 2010 | Triad Boiler | FTVT - Firetube Vertical TB | HWHT - Hot Water Heat | 5/31/2026
Garden County Hospital & Nursing Home | 1100 W 2nd St | Oshkosh | NE | 69154-6152 | Garden | NE19063 | Active | 13743 | 57863 | 2010 | Triad Boiler | FTVT - Firetube Vertical TB | HWHT - Hot Water Heat | 5/31/2026
Garden County Hospital & Nursing Home | 1100 W 2nd St | Oshkosh | NE | 69154-6152 | Garden | NE19064 | Active | 13742 | 57862 | 2010 | Triad Boiler | FTVT - Firetube Vertical TB | HWHT - Hot Water Heat | 5/31/2026
Garden County Hospital & Nursing Home | 1100 W 2nd St | Oshkosh | NE | 69154-6152 | Garden | NE25398 | Active | 113685 | C07M008503 | 2007 | A O Smith | CHWH - ASME/Fired Water Heater | HWSD - Hot Water Dom/Potable | 5/31/2026
Garden County Hospital & Nursing Home | 1100 W 2nd St | Oshkosh | NE | 69154-6152 | Garden | NE26924 | Active | 229294 | 229294 | 2017 | A O Smith | CHWH - ASME/Fired Water Heater | HWSD - Hot Water Dom/Potable | 5/31/2026
GLOBAL INVESTMENTS | 1100-1106 O ST | LINCOLN | NE | 68508-3612 | LANCASTER | NE16333 | Inactive |  |  | 1973 | WEIL MCLAIN |  | STHT - Steam-Heat | 4/30/1995
Nebraska Machinery Co | 11002 Sapp Brothers Dr | Omaha | NE | 68138-4812 | Sarpy | NE10318 | Scrapped/Junked | 36558 | G-02-085 | 2002 | Aerco International | COBL - Coil Type Boiler | HWHT - Hot Water Heat | 9/30/2017
Nebraska Machinery Co | 11002 Sapp Brothers Dr | Omaha | NE | 68138-4812 | Sarpy | NE18727 | Active | 36554 | G-02-083 | 2002 | Aerco International | COBL - Coil Type Boiler | HWHT - Hot Water Heat | 9/30/2026
Nebraska Machinery Co | 11002 Sapp Brothers Dr | Omaha | NE | 68138-4812 | Sarpy | NE18728 | Active | 36557 | G-02-084 | 2002 | Aerco International | COBL - Coil Type Boiler | HWHT - Hot Water Heat | 9/30/2026
Nebraska Machinery Co | 11002 Sapp Brothers Dr | Omaha | NE | 68138-4812 | Sarpy | NE18729 | Scrapped/Junked | 6057 | 6010010087 | 2001 | Pressure Tech Inc | FT - Firetube Boiler | HWHT - Hot Water Heat | 9/30/2024
Nebraska Machinery Co | 11002 Sapp Brothers Dr | Omaha | NE | 68138-4812 | Sarpy | NE18730 | Scrapped/Junked | 6056 | 6010010086 | 2001 | Pressure Tech Inc | FT - Firetube Boiler | HWHT - Hot Water Heat | 9/30/2024
Nebraska Machinery Co | 11002 Sapp Brothers Dr | Omaha | NE | 68138-4812 | Sarpy | NE18731 | Scrapped/Junked | 6059 | 6010010089 | 2001 | Pressure Tech Inc | FT - Firetube Boiler | HWHT - Hot Water Heat | 9/30/2024
Nebraska Machinery Co | 11002 Sapp Brothers Dr | Omaha | NE | 68138-4812 | Sarpy | NE18732 | Scrapped/Junked | 6058 | 6010010088 | 2001 | Pressure Tech Inc | FT - Firetube Boiler | HWHT - Hot Water Heat | 9/30/2024
Nebraska Machinery Co | 11002 Sapp Brothers Dr | Omaha | NE | 68138-4812 | Sarpy | NE27279 | Active | 283282 | C-17283282 | 2017 | Laars | CPFT - Horiz Cpr Fin Boiler | HWHF - Hot Water Heat-Floor | 9/30/2026
Nebraska Machinery Co | 11002 Sapp Brothers Dr | Omaha | NE | 68138-4812 | Sarpy | NE42713 | Active | 2845 | 23-HE028531723 | 2023 | Riello | WTSS - Watertube SS Steel | HWHT - Hot Water Heat | 9/30/2026
Nebraska Machinery Co | 11002 Sapp Brothers Dr | Omaha | NE | 68138-4812 | Sarpy | NE42714 | Active | 2844 | 23-HE028520723 | 2023 | Riello | WTSS - Watertube SS Steel | HWHT - Hot Water Heat | 9/30/2026
Nebraska Machinery Co | 11002 Sapp Brothers Dr | Omaha | NE | 68138-4812 | Sarpy | NE42715 | Active | 2818 | 23-HE028260723 | 2023 | Riello | WTSS - Watertube SS Steel | HWHT - Hot Water Heat | 9/30/2026
Nebraska Machinery Co | 11002 Sapp Brothers Dr | Omaha | NE | 68138-4812 | Sarpy | NE42716 | Active | 2846 | 23-HE028540723 | 2023 | Riello | WTSS - Watertube SS Steel | HWHT - Hot Water Heat | 9/30/2026
Gratton Warehouse Co | 11005 E Cir | Omaha | NE | 68137-1228 | Douglas | NE18405 | Active | 71650 | 1288108250 | 1989 | Raypak | CPFT - Horiz Cpr Fin Boiler | HWHT - Hot Water Heat | 5/31/2026
Matheson/Western Int'l Gas Cylinders | 1101 Commercial Ave | Oakland | NE | 68045-0133 | Burt | NE06873 | Scrapped/Junked | n/a | E0008040 | 2000 | Slant Fin | CI - Cast Iron | HWHT - Hot Water Heat | 4/30/2025
Matheson/Western Int'l Gas Cylinders | 1101 Commercial Ave | Oakland | NE | 68045-0133 | Burt | NE23066 | Out of Service | n/a | E000840 | 2000 | Slant Fin | CI - Cast Iron | HWHT - Hot Water Heat | 4/30/2019
Matheson/Western Int'l Gas Cylinders | 1101 Commercial Ave | Oakland | NE | 68045-0133 | Burt | NE28771 | Scrapped/Junked | N/A | 5131097-201708 | 2017 | Peerless | CI - Cast Iron | HWHT - Hot Water Heat | 4/30/2025
Orleans Square Apartments | 1101 D St | Lincoln | NE | 68502-1267 | Lancaster | NE09787 | Scrapped/Junked | 22555 | LJ93-0022555-880 | 1993 | AO SMITH | CHWH - ASME/Fired Water Heater | HWSD - Hot Water Dom/Potable | 4/30/2003
Orleans Square Apartments | 1101 D St | Lincoln | NE | 68502-1267 | Lancaster | NE09796 | Scrapped/Junked | 67145 | LB021514936110 | 2002 | A O Smith | CHWH - ASME/Fired Water Heater | HWSD - Hot Water Dom/Potable | 1/31/2011
Orleans Square Apartments | 1101 D St | Lincoln | NE | 68502-1267 | Lancaster | NE19585 | Scrapped/Junked | 150587 | 150587 | 2010 | A O Smith | CHWH - ASME/Fired Water Heater | HWSD - Hot Water Dom/Potable | 1/31/2019
Orleans Square Apartments | 1101 D St | Lincoln | NE | 68502-1267 | Lancaster | NE27920 | Scrapped/Junked | 245505 | 245505 | 2018 | A O Smith | CHWH - ASME/Fired Water Heater | HWSD - Hot Water Dom/Potable | 12/31/2022
Century Converting Bldg | 1101 Fort Crook Rd N | Bellevue | NE | 68005-4216 | Sarpy | NE16448 | Active | 7112 | 91-3055 | 1991 | ALES | FTFB - Firetube-Firebox Boiler | HWHT - Hot Water Heat | 2/28/2026
North American Martyrs School | 1101 Isaac Dr | Lincoln | NE | 68521-5312 | Lancaster | NE22131 | Scrapped/Junked | 8390 | 95E-5152 | 1995 | Les Inc/Aldrich Co | FTVT - Firetube Vertical TB | HWDP - Hotwater Heat & Dom Supply | 11/30/2019
North American Martyrs School | 1101 Isaac Dr | Lincoln | NE | 68521-5312 | Lancaster | NE29086 | Active | 134583 | 19.PG120.05.0707 | 2019 | Lochinvar | FTVT - Firetube Vertical TB | GLYC - Glycol Bldg Heat Sys | 1/31/2026
North American Martyrs School | 1101 Isaac Dr | Lincoln | NE | 68521-5312 | Lancaster | NE43152 | Active | 342768 | 18.PG45.93.2086 | 2018 | Lochinvar | FTSS - Firetube Stainless Steel | HWFP - Floor Heat & Nonpotable | 2/28/2026
OPPD Elkhorn Service Center | 1101 N 180th St | Elkhorn | NE | 68022-3814 | Douglas | NE03748 | Scrapped/Junked | 23170 | H23170 | 1986 | COAT | ELBL - Electric Boiler | GLYC - Glycol Bldg Heat Sys | 12/31/2024
OPPD Elkhorn Service Center | 1101 N 180th St | Elkhorn | NE | 68022-3814 | Douglas | NE03749 | Inactive | 23086 | H-23086 | 1986 | COAT | ELBL - Electric Boiler | HWSD - Hot Water Dom/Potable | 12/31/2023
OPPD Elkhorn Service Center | 1101 N 180th St | Elkhorn | NE | 68022-3814 | Douglas | NE18152 | Active | 23087 | H-23087 | 1986 | COAT | ELBL - Electric Boiler | HWSD - Hot Water Dom/Potable | 12/31/2026
OPPD Elkhorn Service Center | 1101 N 180th St | Elkhorn | NE | 68022-3814 | Douglas | NE42882 | Active | 23767 | 23767 | 2023 | Lochinvar | ELBL - Electric Boiler | HHHP - Hotwater Heat & Heat Pump | 12/31/2026
OPPD Elkhorn Service Center | 1101 N 180th St | Elkhorn | NE | 68022-3814 | Douglas | NE42883 | Active | 23766 | 23766 | 2023 | Lochinvar | ELBL - Electric Boiler | HHHP - Hotwater Heat & Heat Pump | 12/31/2026
SUPERWASH LAUNDRY | 1101 N Lincoln Ave | York | NE | 68467-1719 | YORK | NE40818 | Scrapped/Junked |  | G92225824 | 1992 | STATE INDUSTRIES | AHWH - ANSI/Fired Water Htr | HWSP - Hot Water Non Potable Supply | 3/31/2002
Lincoln Federal Savings Vacant | 1101 N St | Lincoln | NE | 68508-2128 | Lancaster | NE04733 | Out of Service | N/A | 8489 | 1972 | Kewanee | FTFB - Firetube-Firebox Boiler | HWHT - Hot Water Heat | 10/31/2022
COMMODORE APARTMENTS | 1101 NORFOLK AVE | NORFOLK | NE | 68701-4984 | MADISON | NE05554 | Exempt 1999 LB-66 |  | 000000000463085 | 1995 | AO SMITH | AHWH - ANSI/Fired Water Htr | HWSD - Hot Water Dom/Potable | 8/31/1999
COMMODORE APARTMENTS | 1101 NORFOLK AVE | NORFOLK | NE | 68701-4984 | MADISON | NE35344 | Inactive |  | 5735 | 1917 | PACIFIC | FT - Firetube Boiler | STHT - Steam-Heat | 8/31/2003
COMMODORE APARTMENTS | 1101 NORFOLK AVE | NORFOLK | NE | 68701-4984 | MADISON | NE37281 | Scrapped/Junked |  | 0121984830 | 1988 | AO SMITH | CHWH - ASME/Fired Water Heater | HWSD - Hot Water Dom/Potable | 8/31/1999
BIG FREDS PIZZA | 1101 S 119th St | Omaha | NE | 68144-1601 | Douglas | NE12992 | Exempt 1999 LB-66 |  | NO-0796142 | 1996 | BRADFORD-WHITE | AHWH - ANSI/Fired Water Htr | HWSD - Hot Water Dom/Potable | 6/30/2000
Great Plains Imaging Center | 1101 S Oak St | North Platte | NE | 69101-6522 | Lincoln | NE13411 | Active | 17368 | 08F-5275 | 2008 | ALDRICH/LES | FTVT - Firetube Vertical TB | HWHT - Hot Water Heat | 10/31/2026
Great Plains Imaging Center | 1101 S Oak St | North Platte | NE | 69101-6522 | Lincoln | NE13412 | Active | 17366 | 08F-5273 | 2008 | ALDRICH/LES | FTVT - Firetube Vertical TB | HWHT - Hot Water Heat | 10/31/2026
Fat Dawgs Gulf Station. | 1101 W Bond St | Lincoln | NE | 68521-3632 | Lancaster | NE05109 | Inactive | 99668 | 0382005866 | 1983 | TELE |  |  | 4/30/2002
Fat Dawgs Gulf Station. | 1101 W Bond St | Lincoln | NE | 68521-3632 | Lancaster | NE16363 | Scrapped/Junked | 45311 | 8491000 | 1983 | Teledyne Laars | CPFT - Horiz Cpr Fin Boiler | HWSD - Hot Water Dom/Potable | 1/31/2013
Fat Dawgs Gulf Station. | 1101 W Bond St | Lincoln | NE | 68521-3632 | Lancaster | NE24502 | Scrapped/Junked | 174916 | 174916 | 2012 | AO SMITH | CHWH - ASME/Fired Water Heater | HWSD - Hot Water Dom/Potable | 10/31/2023
Fat Dawgs Gulf Station. | 1101 W Bond St | Lincoln | NE | 68521-3632 | Lancaster | NE24503 | Scrapped/Junked | 174918 | 174918 | 2012 | AO SMITH | CHWH - ASME/Fired Water Heater | HWSD - Hot Water Dom/Potable | 10/31/2023
Fat Dawgs Gulf Station. | 1101 W Bond St | Lincoln | NE | 68521-3632 | Lancaster | NE40402 | Inactive | 48446 | 942M9848446 | 1998 | A. O. Smith |  | HWSD - Hot Water Dom/Potable | 1/31/2007
Koch Fertilizer LLC | 1101 W Highway 34 | Aurora | NE | 68818-5103 | Hamilton | NE17518 | Active | N/A | 525 | 1972 | BS&B Process Systems | CFPV - Coil/Fired PSI Vsl | PROH - Fired Process Heater | 3/31/2026
Koch Fertilizer LLC | 1101 W Highway 34 | Aurora | NE | 68818-5103 | Hamilton | NE17519 | Active | 606 | 19908 | 1977 | Uniflux | CFPV - Coil/Fired PSI Vsl | PROH - Fired Process Heater | 3/31/2026
Koch Fertilizer LLC | 1101 W Highway 34 | Aurora | NE | 68818-5103 | Hamilton | NE17520 | Active | 18 | V-159 | 1976 | Dewco | UTNK - Unfired Vertical Tank | AMOC - Ammonia Sep Oil Cooler | 3/31/2027
Koch Fertilizer LLC | 1101 W Highway 34 | Aurora | NE | 68818-5103 | Hamilton | NE17521 | Active | 22 | V-163 | 1976 | Dewco | UTNK - Unfired Vertical Tank | AMOC - Ammonia Sep Oil Cooler | 3/31/2027
Koch Fertilizer LLC | 1101 W Highway 34 | Aurora | NE | 68818-5103 | Hamilton | NE17522 | Active | 139 | M1762 | 1976 | Lewis Refrigeration | UTNK - Unfired Vertical Tank | PROF - Process Filter | 3/31/2027
Circle B Lodge | 1101 W Hwy 34 | Benkelman | NE | 69021-4533 | Dundy | NE13437 | Inactive | 21935 | 2006-31-0146 / 14M4665 | 2006 | Giannoni France | WTSS - Watertube SS Steel | HWHT - Hot Water Heat | 1/31/2022
Circle B Lodge | 1101 W Hwy 34 | Benkelman | NE | 69021-4533 | Dundy | NE13438 | Scrapped/Junked | 26369 | 26369 | 2006 | Heat Transfer Products Inc. | WTSS - Watertube SS Steel | HWHT - Hot Water Heat | 1/31/2016
Circle B Lodge | 1101 W Hwy 34 | Benkelman | NE | 69021-4533 | Dundy | NE40621 | Scrapped/Junked |  | 19W02075 | 1975 | BRYANT |  | HWHT - Hot Water Heat | 5/31/2008
Circle B Lodge | 1101 W Hwy 34 | Benkelman | NE | 69021-4533 | Dundy | NE40622 | Scrapped/Junked |  | 41W06591 | 1975 | BRYN | CI - Cast Iron | HWHT - Hot Water Heat | 5/31/2008
APARTMENT BUILDING | 1101-11 S 30TH AVE | OMAHA | NE | 68105-2295 | Douglas | NE32922 | Inactive |  | 211-6220 | 1981 | PEERLESS HEATER COMPANY |  | STHT - Steam-Heat | 3/31/2005
Vacant Building | 11016 Mockingbird Dr Ste 101 | Omaha | NE | 68137-6317 | Douglas | NE06701 | Inactive | 44521 | 55-87217-x05 | 2005 | SUSS | ELBL - Electric Boiler | 0020 - Supp to Sterlizer/Autoclave | 11/30/2010
Vacant Building | 11016 Mockingbird Dr Ste 101 | Omaha | NE | 68137-6317 | Douglas | NE06702 | Scrapped/Junked | 145738 | SS-87219-X05 | 2005 | SUSS | ELBL - Electric Boiler | 0020 - Supp to Sterlizer/Autoclave | 11/30/2020
Vacant Building | 11016 Mockingbird Dr Ste 101 | Omaha | NE | 68137-6317 | Douglas | NE19426 | Inactive | 29679 | 39679 | 2010 | Electro-Steam | ELBL - Electric Boiler | STER - Sterilizer | 11/30/2022
Vacant Building | 11016 Mockingbird Dr Ste 101 | Omaha | NE | 68137-6317 | Douglas | NE27169 | Inactive | 14056 | 2017-14056 | 2017 | Pacific Steam Equipment Inc | ELBL - Electric Boiler | AUCL - Autoclave | 11/30/2022
Vacant Building | 11016 Mockingbird Dr Ste 101 | Omaha | NE | 68137-6317 | Douglas | NE28827 | Inactive | 14533 | 14533 | 2019 | Pacific Steam Equipment Inc | ELBL - Electric Boiler | PROC - Process Steam | 11/30/2022
Our Lady Of Guadalupe | 1102 12th Ave | Scottsbluff | NE | 69361-3760 | Scotts Bluff | NE14707 | Active | N/A | 21BJ23 | 1967 | AMST | CI - Cast Iron | HWHT - Hot Water Heat | 3/31/2026
Otoe County Building | 1102 3rd Ave | Nebraska City | NE | 68410-2011 | Otoe | NE30734 | Scrapped/Junked | N/A | 61-81303-1195 | 1995 | Peerless | CI - Cast Iron | HWHT - Hot Water Heat | 12/31/2010
Sarpy County Treasurer | 1102 E 1st St | Papillion | NE | 68046-7641 | Sarpy | NE21469 | Active | 4339 | 121115004 | 2011 | CAMUS | FTVT - Firetube Vertical TB | HWHT - Hot Water Heat | 3/31/2026
Sarpy County Treasurer | 1102 E 1st St | Papillion | NE | 68046-7641 | Sarpy | NE21470 | Active | 3399 | 101011913 | 2010 | CAMUS | FTVT - Firetube Vertical TB | HWHT - Hot Water Heat | 3/31/2026
DENNYS RESTAURANT | 1102 Fort Crook Rd S | Bellevue | NE | 68005-2937 | SARPY | NE40800 | Inactive | 58831 | RUNO192D00872 | 1991 | RHEEM MANUFACTURING CO | CHWH - ASME/Fired Water Heater | HWSD - Hot Water Dom/Potable | 10/31/2001
Antelope County Law Enforcement | 1102 L St | Neligh | NE | 68756-1062 | Antelope | NE25690 | Active | 190245 | 190245 | 2014 | State Industries | CHWH - ASME/Fired Water Heater | HWSD - Hot Water Dom/Potable | 2/28/2027
Antelope County Law Enforcement | 1102 L St | Neligh | NE | 68756-1062 | Antelope | NE25691 | Active | 192608 | 192608 | 2014 | State Industries | CHWH - ASME/Fired Water Heater | HWSD - Hot Water Dom/Potable | 2/28/2027
Antelope County Law Enforcement | 1102 L St | Neligh | NE | 68756-1062 | Antelope | NE25692 | Scrapped/Junked | 190246 | 190246 | 2014 | State Industries | CHWH - ASME/Fired Water Heater | HWSD - Hot Water Dom/Potable | 2/28/2021
Antelope County Law Enforcement | 1102 L St | Neligh | NE | 68756-1062 | Antelope | NE28964 | Active | 253347 | 253347 | 2019 | State Industries | CHWH - ASME/Fired Water Heater | HWSD - Hot Water Dom/Potable | 2/28/2027
GOLDEN LIVING CENTER | 1102 N Harrison St | O'Neill | NE | 68763-2230 |  | NE34858 | Scrapped/Junked |  | 6073140 | 1964 | IRON FIREMAN | FTFB - Firetube-Firebox Boiler | HWHT - Hot Water Heat | 4/30/2008
GRAESSER APARTMENTS | 1102 Park Ave | Omaha | NE | 68105-2225 | Douglas | NE12819 | Inactive | 8364 | 9014632 | 1990 | BURNHAM COMM/INDUST | FT - Firetube Boiler | STHT - Steam-Heat | 6/30/2004
Western NE Vets Home | 1102 W 42nd St | Scottsbluff | NE | 69361-4711 | Scotts Bluff | NE06435 | Scrapped/Junked | 10676 | 9280826006 | 2003 | AOSM | CHWH - ASME/Fired Water Heater | HWSD - Hot Water Dom/Potable | 9/30/2012
Western NE Vets Home | 1102 W 42nd St | Scottsbluff | NE | 69361-4711 | Scotts Bluff | NE06450 | Scrapped/Junked | 89278 | 18697 | 2004 | AOSM | CHWH - ASME/Fired Water Heater | HWSD - Hot Water Dom/Potable | 9/30/2012
Western NE Vets Home | 1102 W 42nd St | Scottsbluff | NE | 69361-4711 | Scotts Bluff | NE10636 | Scrapped/Junked | 37999 | G-02-1074 | 2002 | Aerco International | CHWH - ASME/Fired Water Heater | HWSD - Hot Water Dom/Potable | 9/30/2019
Western NE Vets Home | 1102 W 42nd St | Scottsbluff | NE | 69361-4711 | Scotts Bluff | NE10638 | Active | 739 | FB250-30-11M | 2003 | Hurst | FTFB - Firetube-Firebox Boiler | HWHT - Hot Water Heat | 9/30/2026
Western NE Vets Home | 1102 W 42nd St | Scottsbluff | NE | 69361-4711 | Scotts Bluff | NE21442 | Scrapped/Junked | 126656 | 126656 | 2010 | RHEEM | CHWH - ASME/Fired Water Heater | HWSD - Hot Water Dom/Potable | 9/30/2018
Western NE Vets Home | 1102 W 42nd St | Scottsbluff | NE | 69361-4711 | Scotts Bluff | NE21443 | Scrapped/Junked | 129808 | 129808 | 2011 | RHEEM | CHWH - ASME/Fired Water Heater | HWSD - Hot Water Dom/Potable | 9/30/2017
Western NE Vets Home | 1102 W 42nd St | Scottsbluff | NE | 69361-4711 | Scotts Bluff | NE26857 | Scrapped/Junked | 223294 | 1646103989674 | 2016 | AOSM | CHWH - ASME/Fired Water Heater | HWSD - Hot Water Dom/Potable | 9/30/2026
Western NE Vets Home | 1102 W 42nd St | Scottsbluff | NE | 69361-4711 | Scotts Bluff | NE27334 | Active | 78779 | GT-17 1968 | 2017 | Aerco | WTSS - Watertube SS Steel | HWSD - Hot Water Dom/Potable | 9/30/2026
Western NE Vets Home | 1102 W 42nd St | Scottsbluff | NE | 69361-4711 | Scotts Bluff | NE27592 | Active | 244452 | 1834111613217 | 2018 | AOSM | CHWH - ASME/Fired Water Heater | HWSD - Hot Water Dom/Potable | 9/30/2026
Western NE Vets Home | 1102 W 42nd St | Scottsbluff | NE | 69361-4711 | Scotts Bluff | NE40182 | Active | 45316 | 98507 | 1993 | Kewanee | FTFB - Firetube-Firebox Boiler | HWHT - Hot Water Heat | 9/30/2026
Western NE Vets Home | 1102 W 42nd St | Scottsbluff | NE | 69361-4711 | Scotts Bluff | NE40183 | Active | 45315 | 98571 | 1993 | Kewanee | FTFB - Firetube-Firebox Boiler | HWHT - Hot Water Heat | 9/30/2026
Western NE Vets Home | 1102 W 42nd St | Scottsbluff | NE | 69361-4711 | Scotts Bluff | NE40184 | Scrapped/Junked | 4271 | 85-7810 | 1985 | ALDRICH | FTVT - Firetube Vertical TB | HWHT - Hot Water Heat | 10/31/2003
Western NE Vets Home | 1102 W 42nd St | Scottsbluff | NE | 69361-4711 | Scotts Bluff | NE40185 | Scrapped/Junked | 4273 | 85-7812 | 1985 | ALDRICH | FTVT - Firetube Vertical TB | HWHT - Hot Water Heat | 10/31/2003
Western NE Vets Home | 1102 W 42nd St | Scottsbluff | NE | 69361-4711 | Scotts Bluff | NE40186 | Scrapped/Junked | 8168 | 95-E4670 | 1995 | ALDRICH | FTVT - Firetube Vertical TB | HWHT - Hot Water Heat | 10/31/2003
Western NE Vets Home | 1102 W 42nd St | Scottsbluff | NE | 69361-4711 | Scotts Bluff | NE40187 | Scrapped/Junked | 4373 | 85-7985 | 1985 | ALDRICH | FTVT - Firetube Vertical TB | HWSD - Hot Water Dom/Potable | 10/31/2003
Western NE Vets Home | 1102 W 42nd St | Scottsbluff | NE | 69361-4711 | Scotts Bluff | NE40188 | Scrapped/Junked | 4374 | 85-7985 | 1985 | ALDRICH | FTVT - Firetube Vertical TB | HWSD - Hot Water Dom/Potable | 10/31/2003
Western NE Vets Home | 1102 W 42nd St | Scottsbluff | NE | 69361-4711 | Scotts Bluff | NE43889 | Active | 332376 | 332376 | 2025 | AOSM | CHWH - ASME/Fired Water Heater | HWSD - Hot Water Dom/Potable | 9/30/2025
SUBURBAN INN OMAHA | 11023 SAPP BROS DR | OMAHA | NE | 68138-4813 | SARPY | NE30902 | Exempt 1999 LB-66 |  | A91710690 | 1991 | STATE INDUSTRIES | AHWH - ANSI/Fired Water Htr | HWSD - Hot Water Dom/Potable | 6/30/2000
SUBURBAN INN OMAHA | 11023 SAPP BROS DR | OMAHA | NE | 68138-4813 | SARPY | NE40565 | Exempt 1999 LB-66 |  | F99457066 | 1999 | STATE INDUSTRIES | AHWH - ANSI/Fired Water Htr | HWSD - Hot Water Dom/Potable | 6/30/2000
The Church of Jesus Christ - Omaha FM - Elmwood, M | 11027 Martha St | Omaha | NE | 68144-3107 | Douglas | NE00000 | Inactive |  | MD96-058112-9 | 1996 | A O Smith | FT - Firetube Boiler | HWDP - Hotwater Heat & Dom Supply | 3/20/9999
Church of Jesus Christ of Latter Day Saints | 11027 Martha St | Omaha | NE | 68144-3107 | Douglas | NE20088 | Exempt 1999 LB-66 |  | MD96-0518112 | 1996 | AO SMITH | AHWH - ANSI/Fired Water Htr | HWSD - Hot Water Dom/Potable | 11/30/1999
ALMA HOUSING AUTHORITY | 1103 4th St | Alma | NE | 68920-2075 | HARLAN | NE40311 | Exempt |  | MI1025270395 | 1995 | PEERLESS HEATER COMPANY |  | HWHT - Hot Water Heat | 4/30/1999
ALMA HOUSING AUTHORITY | 1103 4th St | Alma | NE | 68920-2075 | HARLAN | NE40312 | Exempt |  | MI1025260395 | 1995 | PEERLESS HEATER COMPANY |  | HWHT - Hot Water Heat | 4/30/1999
ALMA HOUSING AUTHORITY | 1103 4th St | Alma | NE | 68920-2075 | HARLAN | NE40313 | Exempt |  | MI1025260395 | 1995 | PEERLESS HEATER COMPANY |  | HWHT - Hot Water Heat | 4/30/1999
ALMA HOUSING AUTHORITY | 1103 4th St | Alma | NE | 68920-2075 | HARLAN | NE40314 | Exempt |  | MI1025450395 | 1995 | PEERLESS HEATER COMPANY |  | HWHT - Hot Water Heat | 4/30/1999
ALMA HOUSING AUTHORITY | 1103 4th St | Alma | NE | 68920-2075 | HARLAN | NE40315 | Exempt |  | MI1025440395 | 1995 | PEERLESS HEATER COMPANY |  | HWHT - Hot Water Heat | 4/30/1999
ALMA HOUSING AUTHORITY | 1103 4th St | Alma | NE | 68920-2075 | HARLAN | NE40316 | Scrapped/Junked |  | 8516709-0492 | 1992 | PEERLESS HEATER COMPANY |  | HWHT - Hot Water Heat | 4/30/2001
ALMA HOUSING AUTHORITY | 1103 4th St | Alma | NE | 68920-2075 | HARLAN | NE40317 | Scrapped/Junked | 68201 |  | 1985 | RAYPAK INC, CALIFORNIA | WT - Water Tube Boiler | HWHT - Hot Water Heat | 4/30/2001
Plum Creek Medical Group | 1103 Buffalo Bnd | Lexington | NE | 68850-1528 | Dawson | NE24517 | Scrapped/Junked | 232406 | 06137437 | 2012 | CAMUS | WTSS - Watertube SS Steel | HWHT - Hot Water Heat | 11/30/2025
Plum Creek Medical Group | 1103 Buffalo Bnd | Lexington | NE | 68850-1528 | Dawson | NE43142 | Active | 4259 | 23-HE042672523 | 2023 | Riello | WT - Water Tube Boiler | HWHT - Hot Water Heat | 1/31/2026
Omaha Steaks Int | 11030 O St | Omaha | NE | 68137-2346 | Douglas | NE09556 | Scrapped/Junked | 10056 | 99E-7512 | 1998 | Les Inc/Aldrich Co | FTVT - Firetube Vertical TB | HWHT - Hot Water Heat | 1/31/2025
Omaha Steaks Int | 11030 O St | Omaha | NE | 68137-2346 | Douglas | NE09557 | Scrapped/Junked | 10053 | 99E-7509 | 1998 | Les Inc/Aldrich Co | FTVT - Firetube Vertical TB | HWHT - Hot Water Heat | 1/31/2025
Omaha Steaks Int | 11030 O St | Omaha | NE | 68137-2346 | Douglas | NE09558 | Scrapped/Junked | 10058 | 99E-7554 | 1998 | Les Inc/Aldrich Co | FTVT - Firetube Vertical TB | HWHT - Hot Water Heat | 1/31/2025
Omaha Steaks Int | 11030 O St | Omaha | NE | 68137-2346 | Douglas | NE43044 | Active | 5531 | 23-HE055394223 | 2023 | Riello | WTSS - Watertube SS Steel | HWHT - Hot Water Heat | 1/31/2027
Omaha Steaks Int | 11030 O St | Omaha | NE | 68137-2346 | Douglas | NE43045 | Active | 5523 | 23-HE055314223 | 2023 | Riello | WTSS - Watertube SS Steel | HWHT - Hot Water Heat | 1/31/2027
Omaha Steaks Int | 11030 O St | Omaha | NE | 68137-2346 | Douglas | NE43046 | Active | 5505 | 23HE055134223 | 2023 | Riello | WTSS - Watertube SS Steel | HWHT - Hot Water Heat | 1/31/2027
Omaha Steaks Int | 11030 O St | Omaha | NE | 68137-2346 | Douglas | NE43047 | Active | 5524 | 23-HE055324223 | 2023 | Riello | WTSS - Watertube SS Steel | HWHT - Hot Water Heat | 1/31/2027
Omaha Steaks Int | 11030 O St | Omaha | NE | 68137-2346 | Douglas | NE43048 | Active | 5454 | 23-HEO54624223 | 2023 | Riello | WTSS - Watertube SS Steel | HWHT - Hot Water Heat | 1/31/2027
Omaha Steaks Int | 11030 O St | Omaha | NE | 68137-2346 | Douglas | NE43049 | Active | 5648 | 23-HE056564232 | 2023 | Riello | WTSS - Watertube SS Steel | HWHT - Hot Water Heat | 1/31/2027
Omaha Steaks Int | 11030 O St | Omaha | NE | 68137-2346 | Douglas | NE43050 | Active | 5449 | 23-HE054574223 | 2023 | Riello | WTSS - Watertube SS Steel | HWHT - Hot Water Heat | 1/31/2027
Omaha Steaks Int | 11030 O St | Omaha | NE | 68137-2346 | Douglas | NE43051 | Active | 5450 | 23-HE054584223 | 2023 | Riello | WTSS - Watertube SS Steel | HWHT - Hot Water Heat | 1/31/2027
Davidson Plumbing & Welding, Inc | 11031 N 141st St | Waverly | NE | 68462-1028 | Lancaster | NE20786 | Scrapped/Junked | 3188 | 199K051 0383 | 2003 | Heat Transfer Products Inc. | WTSS - Watertube SS Steel | HWHF - Hot Water Heat-Floor | 3/31/2020
Davidson Plumbing & Welding, Inc | 11031 N 141st St | Waverly | NE | 68462-1028 | Lancaster | NE28524 | Active | 341751 | 18.PG60.94.2054 | 2018 | Lochinvar | FTVT - Firetube Vertical TB | HWHF - Hot Water Heat-Floor | 12/31/2026
Friendship Villa | 1104 3rd Ave | Nebraska City | NE | 68410-2011 | Otoe | NE30463 | Scrapped/Junked | n/a | H90458109 | 1990 | STAT | AHWH - ANSI/Fired Water Htr | HWSD - Hot Water Dom/Potable | 6/30/2011
United Methodist Church | 1104 A St | Aurora | NE | 68818-2911 | Hamilton | NE21202 | Exempt 1999 LB-66 |  | RN-0390D03669 | 1990 | RHEEM MANUFACTURING CO | AHWH - ANSI/Fired Water Htr | HWSD - Hot Water Dom/Potable | 3/31/2000
United Methodist Church | 1104 A St | Aurora | NE | 68818-2911 | Hamilton | NE29111 | Active | 7083 | F10612410A | 2020 | Fulton | COBL - Coil Type Boiler | HWHT - Hot Water Heat | 12/31/2026
United Methodist Church | 1104 A St | Aurora | NE | 68818-2911 | Hamilton | NE29112 | Active | 7086 | F10612414A | 2020 | Fulton | COBL - Coil Type Boiler | HWHT - Hot Water Heat | 12/31/2026
United Methodist Church | 1104 A St | Aurora | NE | 68818-2911 | Hamilton | NE37274 | Scrapped/Junked | n/a | P-2676 | 1974 | Kewanee | FTFB - Firetube-Firebox Boiler | HWHT - Hot Water Heat | 9/30/2020
United Methodist Church | 1104 A St | Aurora | NE | 68818-2911 | Hamilton | NE37275 | Inactive |  |  | 1975 | AO SMITH | AHWH - ANSI/Fired Water Htr | HWSD - Hot Water Dom/Potable | 3/31/1991
St Agnes Academy | 1104 Cheyenne Ave | Alliance | NE | 69301-2527 | Box Butte | NE23528 | Scrapped/Junked | n/a | 6925 | 1998 | Burnham | CI - Cast Iron | HWHT - Hot Water Heat | 10/31/2021
St Agnes Academy | 1104 Cheyenne Ave | Alliance | NE | 69301-2527 | Box Butte | NE23529 | Scrapped/Junked | n/a | 5997 | 1998 | Burnham | CI - Cast Iron | HWHT - Hot Water Heat | 10/31/2021
St Agnes Academy | 1104 Cheyenne Ave | Alliance | NE | 69301-2527 | Box Butte | NE41394 | Active | 9837 | ABBB-3644 | 2022 | Allied | CPFT - Horiz Cpr Fin Boiler | HWHT - Hot Water Heat | 10/31/2026
St Agnes Academy | 1104 Cheyenne Ave | Alliance | NE | 69301-2527 | Box Butte | NE41395 | Active | 9729 | AJBA-3593 | 2022 | Allied | CPFT - Horiz Cpr Fin Boiler | HWHT - Hot Water Heat | 10/31/2026
Creighton City Pool | 1104 Jacobs Ave | Creighton | NE | 68729-3965 | Knox | NE09863 | Active | 192122 | 0202192122 | 2002 | Raypak | CPFH - Copper Fin Water Heater | OPHT - Outdoor Pool Heater | 6/30/2026
Pershing Elementary | 1104 N Tyler St | Lexington | NE | 68850-1744 | Dawson | NE23240 | Active | 9739 | 98E7143 | 1998 | ALES | FTVT - Firetube Vertical TB | HWHT - Hot Water Heat | 11/30/2026
Pershing Elementary | 1104 N Tyler St | Lexington | NE | 68850-1744 | Dawson | NE23241 | Active | 9736 | 98E7140 | 1998 | ALES | FTVT - Firetube Vertical TB | HWHT - Hot Water Heat | 11/30/2026
Marian Learning Center | 1104 Toluca Ave | Alliance | NE | 69301-2446 | Box Butte | NE03926 | Active | n/a | 211-9548-1284 | 1984 | Peerless | CI - Cast Iron | HWHT - Hot Water Heat | 2/28/2027
Marian Learning Center | 1104 Toluca Ave | Alliance | NE | 69301-2446 | Box Butte | NE30686 | Exempt 1999 LB-66 |  | MB950408349-931 | 1995 | AO SMITH | AHWH - ANSI/Fired Water Htr | HWSD - Hot Water Dom/Potable | 2/29/2000
Mulberry At Waverly | 11041 N 137th St | Waverly | NE | 68462-1022 | Lancaster | NE06931 | Scrapped/Junked | 102011 | 102011 | 2006 | AOSC | CHWH - ASME/Fired Water Heater | HWSD - Hot Water Dom/Potable | 10/31/2016
Mulberry At Waverly | 11041 N 137th St | Waverly | NE | 68462-1022 | Lancaster | NE06932 | Scrapped/Junked | 75903 | 75903 | 2003 | AOSC | CHWH - ASME/Fired Water Heater | HWSD - Hot Water Dom/Potable | 10/31/2008
Mulberry At Waverly | 11041 N 137th St | Waverly | NE | 68462-1022 | Lancaster | NE14147 | Scrapped/Junked | 128642 | 0830M000195 | 2008 | AO SMITH | CHWH - ASME/Fired Water Heater | HWSD - Hot Water Dom/Potable | 10/31/2012
Mulberry At Waverly | 11041 N 137th St | Waverly | NE | 68462-1022 | Lancaster | NE16211 | Scrapped/Junked |  | MC890027564880 | 1989 | AO SMITH | AHWH - ANSI/Fired Water Htr | HWSD - Hot Water Dom/Potable | 10/31/2006
Mulberry At Waverly | 11041 N 137th St | Waverly | NE | 68462-1022 | Lancaster | NE21434 | Scrapped/Junked | 129232 | 129232 | 2011 | RHEEM | CHWH - ASME/Fired Water Heater | HWSD - Hot Water Dom/Potable | 10/31/2021
Mulberry At Waverly | 11041 N 137th St | Waverly | NE | 68462-1022 | Lancaster | NE23832 | Scrapped/Junked | 45572 | LG980756513970 | 1998 | AO SMITH | CHWH - ASME/Fired Water Heater | HWSD - Hot Water Dom/Potable | 10/31/2006
Mulberry At Waverly | 11041 N 137th St | Waverly | NE | 68462-1022 | Lancaster | NE26580 | Active | 146337 | 146337 | 2016 | RHEEM | CHWH - ASME/Fired Water Heater | HWSD - Hot Water Dom/Potable | 10/31/2025
Mulberry At Waverly | 11041 N 137th St | Waverly | NE | 68462-1022 | Lancaster | NE41079 | Active | 160375 | 160375 | 2020 | RHEEM | CHWH - ASME/Fired Water Heater | HWSD - Hot Water Dom/Potable | 10/31/2025
Wisner Manor Care Center | 1105 9th St | Wisner | NE | 68791-2113 | Cuming | NE10291 | Scrapped/Junked | 72551 | L01208204 | 2001 | State Industries | CHWH - ASME/Fired Water Heater | HWSD - Hot Water Dom/Potable | 7/31/2016
Wisner Manor Care Center | 1105 9th St | Wisner | NE | 68791-2113 | Cuming | NE10600 | Scrapped/Junked | 76382 | D03311268 | 2002 | State Industries | CHWH - ASME/Fired Water Heater | HWSD - Hot Water Dom/Potable | 7/31/2016
Wisner Manor Care Center | 1105 9th St | Wisner | NE | 68791-2113 | Cuming | NE11455 | Scrapped/Junked |  | 61079 | 1987 | STATE INDUSTRIES | CHWH - ASME/Fired Water Heater | HWSD - Hot Water Dom/Potable | 7/31/2002
Wisner Manor Care Center | 1105 9th St | Wisner | NE | 68791-2113 | Cuming | NE11456 | Scrapped/Junked |  | 10726 | 1989 | STATE INDUSTRIES | CHWH - ASME/Fired Water Heater | HWSD - Hot Water Dom/Potable | 7/31/2003
Wisner Manor Care Center | 1105 9th St | Wisner | NE | 68791-2113 | Cuming | NE26226 | Scrapped/Junked | 209928 | 209928 | 2015 | Reliance | CHWH - ASME/Fired Water Heater | HWSD - Hot Water Dom/Potable | 1/31/2025
Wisner Manor Care Center | 1105 9th St | Wisner | NE | 68791-2113 | Cuming | NE26227 | Scrapped/Junked | 209929 | 209929 | 2015 | Reliance | CHWH - ASME/Fired Water Heater | HWSD - Hot Water Dom/Potable | 1/31/2023
Wisner Manor Care Center | 1105 9th St | Wisner | NE | 68791-2113 | Cuming | NE41568 | Active | 221327 | 221327 | 2016 | Reliance | CHWH - ASME/Fired Water Heater | HWSD - Hot Water Dom/Potable | 1/31/2026
ROTELLA'S ITALIAN BAKERY | 1105 S 24th St | Omaha | NE | 68108-3415 | Douglas | NE11606 | Inactive | 19802 |  | 1954 | ORR & SEMBOWER | FT - Firetube Boiler | PROC - Process Steam | 3/31/1990
Fidelity Data Center | 11050 Cornhusker Rd | Papillion | NE | 68046-4000 | Sarpy | NE24695 | Active | N/A | 00028 | 2013 | De Deitrich | CI - Cast Iron | HWHT - Hot Water Heat | 6/30/2026
Fidelity Data Center | 11050 Cornhusker Rd | Papillion | NE | 68046-4000 | Sarpy | NE24696 | Active | N/A | 00029 | 2013 | De Deitrich | CI - Cast Iron | HWHT - Hot Water Heat | 6/30/2026
Kersten Construction Inc | 11050 S 204th St | Gretna | NE | 68028-7977 | Sarpy | NE19707 | Active | 6922 | n/a | 1974 | SUPR | FT - Firetube Boiler | PROC - Process Steam | 2/28/2026
Sun-Kist Cleaners | 1106 E 18th St | Fremont | NE | 68025-3224 | Dodge | NE02976 | Inactive | 15807 |  | 1982 | Bryan Steam LLC | WT - Water Tube Boiler | PROC - Process Steam | 4/30/1998
Sun-Kist Cleaners | 1106 E 18th St | Fremont | NE | 68025-3224 | Dodge | NE05687 | Inactive | 32206 | 72728 | 1992 | Bryan | WT - Water Tube Boiler | PROC - Process Steam | 4/30/2019
Bruce Park Terrace | 1106 Millard Ave | Creighton | NE | 68729-3910 | Knox | NE00089 | Scrapped/Junked | n/a | 85-52-061 | 1994 | Peerless | CI - Cast Iron | HWHT - Hot Water Heat | 3/31/2024
Bruce Park Terrace | 1106 Millard Ave | Creighton | NE | 68729-3910 | Knox | NE00090 | Scrapped/Junked | n/a | 85-250 | 1992 | Peerless | CI - Cast Iron | HWHT - Hot Water Heat | 3/31/2024
Bruce Park Terrace | 1106 Millard Ave | Creighton | NE | 68729-3910 | Knox | NE00091 | Scrapped/Junked | n/a | G-1061 | 1993 | Peerless | CI - Cast Iron | HWHT - Hot Water Heat | 3/31/2016
Bruce Park Terrace | 1106 Millard Ave | Creighton | NE | 68729-3910 | Knox | NE00092 | Exempt | n/a | 85-210 | 1993 | Peerless | CI - Cast Iron | HWHT - Hot Water Heat | 3/31/2017
Bruce Park Terrace | 1106 Millard Ave | Creighton | NE | 68729-3910 | Knox | NE00093 | Scrapped/Junked | n/a | 85-232 | 1993 | Peerless | CI - Cast Iron | HWHT - Hot Water Heat | 3/31/2024
Bruce Park Terrace | 1106 Millard Ave | Creighton | NE | 68729-3910 | Knox | NE00094 | Scrapped/Junked | n/a | 85-240 | 1994 | Peerless | CI - Cast Iron | HWHT - Hot Water Heat | 3/31/2024
Bruce Park Terrace | 1106 Millard Ave | Creighton | NE | 68729-3910 | Knox | NE26253 | Active | 159965 | 14703 | 2015 | NTI | FTSS - Firetube Stainless Steel | HWHT - Hot Water Heat | 3/31/2026
Sutton Community Home | 1106 N Saunders Ave | Sutton | NE | 68979-2406 | Clay | NE05804 | Scrapped/Junked | 75020 | RN-0597G01257 | 1997 | RHEE | CHWH - ASME/Fired Water Heater | HWSD - Hot Water Dom/Potable | 10/31/2008
Sutton Community Home | 1106 N Saunders Ave | Sutton | NE | 68979-2406 | Clay | NE05877 | Active | 84721 | C98G02255 | 1998 | Teledyne Laars | CPFT - Horiz Cpr Fin Boiler | HWHT - Hot Water Heat | 10/31/2026
Sutton Community Home | 1106 N Saunders Ave | Sutton | NE | 68979-2406 | Clay | NE05878 | Active | 84720 | C98G02254 | 1998 | Teledyne Laars | CPFT - Horiz Cpr Fin Boiler | HWHT - Hot Water Heat | 10/31/2026
Sutton Community Home | 1106 N Saunders Ave | Sutton | NE | 68979-2406 | Clay | NE13645 | Scrapped/Junked | 115109 | 115109 | 2008 | RHEEM MANUFACTURING CO | CHWH - ASME/Fired Water Heater | HWSD - Hot Water Dom/Potable | 10/31/2018
Sutton Community Home | 1106 N Saunders Ave | Sutton | NE | 68979-2406 | Clay | NE13646 | Scrapped/Junked | 117714 | 117714 | 2008 | RHEEM MANUFACTURING CO | CHWH - ASME/Fired Water Heater | HWSD - Hot Water Dom/Potable | 10/31/2023
Sutton Community Home | 1106 N Saunders Ave | Sutton | NE | 68979-2406 | Clay | NE27581 | Scrapped/Junked | 148219 | A 521603006 | 2016 | Rheem/Ruud | CHWH - ASME/Fired Water Heater | HWSD - Hot Water Dom/Potable | 10/31/2024
Sutton Community Home | 1106 N Saunders Ave | Sutton | NE | 68979-2406 | Clay | NE30375 | Scrapped/Junked |  | MH880138201830 | 1988 | AOSM | AHWH - ANSI/Fired Water Htr | HWSD - Hot Water Dom/Potable | 10/31/2008
Sutton Community Home | 1106 N Saunders Ave | Sutton | NE | 68979-2406 | Clay | NE42936 | Active | 162956 | 162956 | 2021 | RHEEM | CHWH - ASME/Fired Water Heater | HWHT - Hot Water Heat | 10/31/2026
Sutton Community Home | 1106 N Saunders Ave | Sutton | NE | 68979-2406 | Clay | NE42937 | Active | 166804 | 166804 | 2023 | RHEEM | CHWH - ASME/Fired Water Heater | HWHT - Hot Water Heat | 10/31/2026
VFW POST 3602 | 1106 RAILROAD ST | STANTON | NE | 68779 | STANTON | NE21536 | Scrapped/Junked |  |  | 1984 | WEIL MCLAIN |  | HWHT - Hot Water Heat | 3/31/2004
Grant Elementary | 1106 W Phillip Ave | Norfolk | NE | 68701-4921 | Madison | NE05934 | Scrapped/Junked | n/a | 491842 | 2004 | PEER | CI - Cast Iron | STHT - Steam-Heat | 1/31/2014
Grant Elementary | 1106 W Phillip Ave | Norfolk | NE | 68701-4921 | Madison | NE24553 | Active | 271163 | I13H10271163 | 2013 | Lochinvar | WTSS - Watertube SS Steel | HWHT - Hot Water Heat | 1/31/2026
Grant Elementary | 1106 W Phillip Ave | Norfolk | NE | 68701-4921 | Madison | NE24554 | Active | 271173 | I13H10271173 | 2013 | Lochinvar | WTSS - Watertube SS Steel | HWHT - Hot Water Heat | 1/31/2026
Grant Elementary | 1106 W Phillip Ave | Norfolk | NE | 68701-4921 | Madison | NE33768 | Scrapped/Junked |  | 2206 | 1932 | KEWANEE | FT - Firetube Boiler | STHT - Steam-Heat | 7/31/2005
Grant Elementary | 1106 W Phillip Ave | Norfolk | NE | 68701-4921 | Madison | NE33769 | Scrapped/Junked |  | 2065 | 1932 | KEWANEE | FT - Firetube Boiler | STHT - Steam-Heat | 7/31/2006
MINATARE HIGH SCHOOL | 1107 7TH ST | MINATARE | NE | 69356-3994 | SCOTTS BLUFF | NE18928 | Exempt 1999 LB-66 |  | 0985402133 | 1985 | RHEEM MANUFACTURING CO | AHWH - ANSI/Fired Water Htr | HWSD - Hot Water Dom/Potable | 9/30/1998
Anderson Apartments | 1107 Central Ave | Auburn | NE | 68305-1561 | Nemaha | NE02515 | Out of Service | n/a | GV-6 | 1999 | Weil-Mcclain | CI - Cast Iron | HWHT - Hot Water Heat | 10/31/2010
Minatare High School | 1107 E 7th St | Minatare | NE | 69356-3994 | Scotts Bluff | NE23505 | Exempt 1999 LB-66 |  | 6178 | 1998 | State Ind. | AHWH - ANSI/Fired Water Htr | HWSD - Hot Water Dom/Potable | 9/30/1999
Minatare High School | 1107 E 7th St | Minatare | NE | 69356-3994 | Scotts Bluff | NE23515 | Inactive | N/A | 64009070 | 1998 | Burnham | CI - Cast Iron | STHT - Steam-Heat | 9/30/2025
Minatare High School | 1107 E 7th St | Minatare | NE | 69356-3994 | Scotts Bluff | NE23516 | Scrapped/Junked | N/A | 2414 | 1998 | Burnham | CI - Cast Iron | STHT - Steam-Heat | 9/30/2018
Minatare High School | 1107 E 7th St | Minatare | NE | 69356-3994 | Scotts Bluff | NE27598 | Active | N/A | 6539045 | 2018 | Burnham | CI - Cast Iron | STHT - Steam-Heat | 9/30/2026
Apartment Building - LC Properties | 1107 L St | Lincoln | NE | 68508-2119 | Lancaster | NE08311 | Active | N/A | 12BJ11 | 1930 | AMRA | CI - Cast Iron | HWHT - Hot Water Heat | 3/31/2026
Sutton High School | 1107 N Saunders Ave | Sutton | NE | 68979-2406 | Clay | NE25045 | Scrapped/Junked | 12458 | 56578 | 2000 | Triad Boiler | FT - Firetube Boiler | STHT - Steam-Heat | 10/31/2015
Sutton High School | 1107 N Saunders Ave | Sutton | NE | 68979-2406 | Clay | NE25046 | Out of Service | 34026 | G-00-382 | 2000 | Benchmark | WT - Water Tube Boiler | HWHT - Hot Water Heat | 10/31/2019
Sutton High School | 1107 N Saunders Ave | Sutton | NE | 68979-2406 | Clay | NE25047 | Active | 12460 | 56580 | 2000 | Triad Boiler | FT - Firetube Boiler | STHT - Steam-Heat | 10/31/2026
Sutton High School | 1107 N Saunders Ave | Sutton | NE | 68979-2406 | Clay | NE25048 | Scrapped/Junked | 34027 | G-00-381 | 2000 | Benchmark | WT - Water Tube Boiler | HWDP - Hotwater Heat & Dom Supply | 10/31/2021
Sutton High School | 1107 N Saunders Ave | Sutton | NE | 68979-2406 | Clay | NE25802 | Active | 19349 | 15F 7257 | 2015 | Aldrich | WT - Water Tube Boiler | HWHT - Hot Water Heat | 10/31/2026
Sutton High School | 1107 N Saunders Ave | Sutton | NE | 68979-2406 | Clay | NE28349 | Active | 460865 | D1.19.0700340 | 2019 | Lochinvar | WTSS - Watertube SS Steel | HWHT - Hot Water Heat | 10/31/2026
Sutton High School | 1107 N Saunders Ave | Sutton | NE | 68979-2406 | Clay | NE28350 | Active | 460864 | D1.19.0700339 | 2019 | Lochinvar | WTSS - Watertube SS Steel | HWHT - Hot Water Heat | 10/31/2026
Sutton High School | 1107 N Saunders Ave | Sutton | NE | 68979-2406 | Clay | NE28451 | Active | 456970 | D1.19.01.00030 | 2019 | Lochinvar | WTSS - Watertube SS Steel | HWHT - Hot Water Heat | 10/31/2026
Sutton High School | 1107 N Saunders Ave | Sutton | NE | 68979-2406 | Clay | NE28452 | Active | 454625 | D1.18.50.00041 | 2018 | Lochinvar | WTSS - Watertube SS Steel | HWHT - Hot Water Heat | 10/31/2026
Sutton High School | 1107 N Saunders Ave | Sutton | NE | 68979-2406 | Clay | NE28453 | Active | 454626 | D1.18.50.00042 | 2018 | Lochinvar | WTSS - Watertube SS Steel | HWHT - Hot Water Heat | 10/31/2026
SUTTON PUBLIC SCHOOLS | 1107 N Saunders Ave | Sutton | NE | 68979-2406 | CLAY | NE32351 | Scrapped/Junked |  | M3151 | 1962 | KEWANEE | FT - Firetube Boiler | HWHT - Hot Water Heat | 7/31/2000
SUTTON PUBLIC SCHOOLS | 1107 N Saunders Ave | Sutton | NE | 68979-2406 | CLAY | NE32352 | Scrapped/Junked |  | M1214 | 1962 | KEWANEE | FT - Firetube Boiler | HWHT - Hot Water Heat | 7/31/2000
SUTTON PUBLIC SCHOOLS | 1107 N Saunders Ave | Sutton | NE | 68979-2406 | CLAY | NE32828 | Scrapped/Junked | 30107 |  | 1977 | KEWANEE | FT - Firetube Boiler | STHT - Steam-Heat | 7/31/2000
SUTTON PUBLIC SCHOOLS | 1107 N Saunders Ave | Sutton | NE | 68979-2406 | CLAY | NE32830 | Scrapped/Junked | 30067 |  | 1977 | KEWANEE | FT - Firetube Boiler | HWHT - Hot Water Heat | 7/31/2000
NE Corr Center For Women | 1107 Recharge Rd | York | NE | 68467-8003 | York | NE02324 | Out of Service | 209282 | 0306209282 | 2003 | Raypak | CPFH - Copper Fin Water Heater | HWSD - Hot Water Dom/Potable | 11/30/2019
NE Corr Center For Women | 1107 Recharge Rd | York | NE | 68467-8003 | York | NE02325 | Scrapped/Junked | 209280 | 0306209280 | 2003 | Raypak | CPFH - Copper Fin Water Heater | HWSD - Hot Water Dom/Potable | 11/30/2023
NE Corr Center For Women | 1107 Recharge Rd | York | NE | 68467-8003 | York | NE02351 | Scrapped/Junked | 209281 | 0306209281 | 2003 | Raypak | CPFH - Copper Fin Water Heater | HWSD - Hot Water Dom/Potable | 11/30/2023
NE Corr Center For Women | 1107 Recharge Rd | York | NE | 68467-8003 | York | NE02352 | Scrapped/Junked | 209283 | 0306209283 | 2003 | Raypak | CPFT - Horiz Cpr Fin Boiler | GLYC - Glycol Bldg Heat Sys | 11/30/2019
NE Corr Center For Women | 1107 Recharge Rd | York | NE | 68467-8003 | York | NE02353 | Scrapped/Junked | 209284 | 0306209284 | 2003 | Raypak | CPFT - Horiz Cpr Fin Boiler | GLYC - Glycol Bldg Heat Sys | 11/30/2018
NE Corr Center For Women | 1107 Recharge Rd | York | NE | 68467-8003 | York | NE02354 | Active | 16803 | 030400 | 2003 | LEGION | COOK - Fired Cooker | COOK - Cooker/Kettle | 11/30/2026
NE Corr Center For Women | 1107 Recharge Rd | York | NE | 68467-8003 | York | NE22872 | Scrapped/Junked | 245059 | L12H00245059 | 2012 | Lochinvar | CPFH - Copper Fin Water Heater | HWSD - Hot Water Dom/Potable | 11/30/2023
NE Corr Center For Women | 1107 Recharge Rd | York | NE | 68467-8003 | York | NE24364 | Inactive | 99790 | D992568 | 1999 | LOCHINVAR | CPFT - Horiz Cpr Fin Boiler | HWHT - Hot Water Heat | 11/30/2007
NE Corr Center For Women | 1107 Recharge Rd | York | NE | 68467-8003 | York | NE28778 | Active | 84323 | G-19-1148 | 2019 | Aerco | WT - Water Tube Boiler | GLYC - Glycol Bldg Heat Sys | 11/30/2026
NE Corr Center For Women | 1107 Recharge Rd | York | NE | 68467-8003 | York | NE28779 | Active | 84324 | G-19-1149 | 2019 | Aerco | WT - Water Tube Boiler | GLYC - Glycol Bldg Heat Sys | 11/30/2026
NE Corr Center For Women | 1107 Recharge Rd | York | NE | 68467-8003 | York | NE30968 | Scrapped/Junked | N/A | N-9751/L382172 | 1968 | Kewanee | FTFB - Firetube-Firebox Boiler | HWHT - Hot Water Heat | 11/30/2023
NE Corr Center For Women | 1107 Recharge Rd | York | NE | 68467-8003 | York | NE30969 | Scrapped/Junked | 330802 | F935144 | 1993 | Loch | CPFT - Horiz Cpr Fin Boiler | HWSD - Hot Water Dom/Potable | 11/30/2013
NE Corr Center For Women | 1107 Recharge Rd | York | NE | 68467-8003 | York | NE43367 | Active | 33844 | 1394731 | 2024 | Intellihot | WTSS - Watertube SS Steel | HWSD - Hot Water Dom/Potable | 11/30/2026
NE Corr Center For Women | 1107 Recharge Rd | York | NE | 68467-8003 | York | NE43368 | Active | 33843 | 1394730 | 2024 | Intellihot | WTSS - Watertube SS Steel | HWSD - Hot Water Dom/Potable | 11/30/2026
NE Corr Center For Women | 1107 Recharge Rd | York | NE | 68467-8003 | York | NE43369 | Active | 33846 | 1394733 | 2024 | Intellihot | WTSS - Watertube SS Steel | HWSD - Hot Water Dom/Potable | 11/30/2026
NE Corr Center For Women | 1107 Recharge Rd | York | NE | 68467-8003 | York | NE43370 | Active | 33845 | 1394732 | 2024 | Intellihot | WTSS - Watertube SS Steel | HWSD - Hot Water Dom/Potable | 11/30/2026
NE Corr Center For Women | 1107 Recharge Rd | York | NE | 68467-8003 | York | NE43371 | Active | 33841 | 1394728 | 2024 | Intellihot | WTSS - Watertube SS Steel | HWSD - Hot Water Dom/Potable | 11/30/2026
NE Corr Center For Women | 1107 Recharge Rd | York | NE | 68467-8003 | York | NE43372 | Active | 33842 | 1394729 | 2024 | Intellihot | WTSS - Watertube SS Steel | HWSD - Hot Water Dom/Potable | 11/30/2026
NE Corr Center For Women | 1107 Recharge Rd | York | NE | 68467-8003 | York | NE43373 | Active | 33349 | 1394108 | 2024 | Intellihot | WTSS - Watertube SS Steel | HWSD - Hot Water Dom/Potable | 11/30/2026
NE Corr Center For Women | 1107 Recharge Rd | York | NE | 68467-8003 | York | NE43374 | Active | 33350 | 1394109 | 2024 | Intellihot | WTSS - Watertube SS Steel | HWSD - Hot Water Dom/Potable | 11/30/2026
NE Corr Center For Women | 1107 Recharge Rd | York | NE | 68467-8003 | York | NE43375 | Active | 33351 | 1394110 | 2024 | Intellihot | WTSS - Watertube SS Steel | HWSD - Hot Water Dom/Potable | 11/30/2026
NE Corr Center For Women | 1107 Recharge Rd | York | NE | 68467-8003 | York | NE43376 | Active | 33346 | 1394105 | 2024 | Intellihot | WTSS - Watertube SS Steel | HWSD - Hot Water Dom/Potable | 11/30/2026
NE Corr Center For Women | 1107 Recharge Rd | York | NE | 68467-8003 | York | NE43377 | Active | 33347 | 1394106 | 2024 | Intellihot | WTSS - Watertube SS Steel | HWSD - Hot Water Dom/Potable | 11/30/2026
NE Corr Center For Women | 1107 Recharge Rd | York | NE | 68467-8003 | York | NE43378 | Active | 33348 | 1394107 | 2024 | Intellihot | WTSS - Watertube SS Steel | HWSD - Hot Water Dom/Potable | 11/30/2026
Albion Apartments | 1109 S 10th St | Omaha | NE | 68108-3239 | Douglas | NE04946 | Active | n/a | 14890 | 1975 | Peerless | CI - Cast Iron | HWHT - Hot Water Heat | 12/31/2026
BERNARDO'S STEAK HOUSE | 1109 S Baltimore Ave | Hastings | NE | 68901-6701 | ADAMS | NE30835 | Exempt 1999 LB-66 |  | RN0590D03706 | 1990 | RHEEM MANUFACTURING CO | AHWH - ANSI/Fired Water Htr | HWSD - Hot Water Dom/Potable | 5/31/2000
Mid America Computer Corp | 111 Admiral Dr | Blair | NE | 68008-2522 | Washington | NE30571 | Active | 7878 | 94-E4130 | 1994 | Aldrich | FTVT - Firetube Vertical TB | HWHT - Hot Water Heat | 11/30/2026
Bosselman Motel 6 | 111 Circle Rd | Big Springs | NE | 69122-5014 | Deuel | NE13386 | Active | N/A | 64973296 | 2007 | BURNHAM COMM/INDUST | CI - Cast Iron | HWSD - Hot Water Dom/Potable | 12/31/2026
Bosselman Motel 6 | 111 Circle Rd | Big Springs | NE | 69122-5014 | Deuel | NE13387 | Inactive | n/a | COLPA3658 | 1998 | WATERPIK TECH/TELE LAARS | CPPH - Ansi Cpr Fin Pool Heater | IPHT - Indoor Pool Heater | 12/31/2012
Bosselman Motel 6 | 111 Circle Rd | Big Springs | NE | 69122-5014 | Deuel | NE24113 | Out of Service | 243574 | I12H00243574 | 2012 | Lochinvar | CPPH - Ansi Cpr Fin Pool Heater | IPHT - Indoor Pool Heater | 12/31/2012
Bosselman Motel 6 | 111 Circle Rd | Big Springs | NE | 69122-5014 | Deuel | NE24298 | Scrapped/Junked |  | 64109397 | 1999 | BURNHAM COMM/INDUST |  | HWSD - Hot Water Dom/Potable | 11/30/2007
Bosselman Motel 6 | 111 Circle Rd | Big Springs | NE | 69122-5014 | Deuel | NE40284 | Exempt |  | A97PA2029 | 1997 | TELEDYNE LAARS | CPPH - Ansi Cpr Fin Pool Heater | OPHT - Outdoor Pool Heater | 1/31/1999
Bosselman Motel 6 | 111 Circle Rd | Big Springs | NE | 69122-5014 | Deuel | NE40576 | Scrapped/Junked |  |  | 1970 | PEERLESS HEATER COMPANY |  | HWHT - Hot Water Heat | 6/30/2000
BPOE LODGE 1790 | 111 E 3rd St | Ainsworth | NE | 69210-1460 | BROWN | NE35401 | Inactive |  | S-2012 | 1960 | AMERICAN STANDARD |  | HWHT - Hot Water Heat | 9/30/2006
Wiper Towel Service | 111 E 6th St | Grand Island | NE | 68801-4301 | Hall | NE30961 | Scrapped/Junked | 6514 | 6514/97170 | 1997 | NATC | FT - Firetube Boiler | HWSP - Hot Water Non Potable Supply | 10/31/2016
Bloomfield City Pool | 111 E Park St | Bloomfield | NE | 68718-0157 | Knox | NE00325 | Scrapped/Junked | 32493 | C933835 | 1993 | Loch | CPFT - Horiz Cpr Fin Boiler | OPHT - Outdoor Pool Heater | 6/30/2012
Bloomfield City Pool | 111 E Park St | Bloomfield | NE | 68718-0157 | Knox | NE22599 | Active | 337521 | 1203337521 | 2012 | Raypak | CPPH - Ansi Cpr Fin Pool Heater | OPHT - Outdoor Pool Heater | 6/30/2026
DECORATING DESIGNS BY CL | 111 John St | Alma | NE | 68920-2154 | HARLAN | NE01375 | Inactive | 33983 |  | 1979 | PM LATTNER MFR COMPANY | WT - Water Tube Boiler | PROC - Process Steam | 7/31/1998
Burt County Courthouse | 111 N 13th St | Tekamah | NE | 68061-1085 | Burt | NE19092 | Active | 18163 | F6071 | 2010 | Aldrich | FTHT - Firetube Horizontal | STHT - Steam-Heat | 12/31/2025
Burt County Courthouse | 111 N 13th St | Tekamah | NE | 68061-1085 | Burt | NE30443 | Scrapped/Junked | n/a | H-8003 | 1955 | Kewanee | FTFB - Firetube-Firebox Boiler | STHT - Steam-Heat | 8/31/2011
WVP Medical Center #1 | 111 N 175th St | Omaha | NE | 68118-3579 | Douglas | NE13840 | Active | 44989 | 107H10044989 | 2007 | GIANNONI FRANCE SAS | WT - Water Tube Boiler | HWDP - Hotwater Heat & Dom Supply | 3/31/2026
WVP Medical Center #1 | 111 N 175th St | Omaha | NE | 68118-3579 | Douglas | NE13841 | Active | 7310 | 65007792 | 2007 | THERMAL SOLUTIONS | FTVT - Firetube Vertical TB | HWHT - Hot Water Heat | 3/31/2026
United Republic Bank | 111 N 181st St | Elkhorn | NE | 68022-4735 | Douglas | NE12592 | Active | 10043460 | H07H10043460 | 2007 | GIANNONI | WT - Water Tube Boiler | HWHT - Hot Water Heat | 4/30/2026
United Republic Bank | 111 N 181st St | Elkhorn | NE | 68022-4735 | Douglas | NE12593 | Active | 10021698 | H07H10021698 | 2007 | GIANNONI | WT - Water Tube Boiler | HWHT - Hot Water Heat | 4/30/2026
SPC Specialty Clinic | 111 N 84th St | Omaha | NE | 68114-4101 | Douglas | NE18858 | Scrapped/Junked | 128131 | 1009128131 | 2009 | PVI Industries | FTNT - FT Vertical Tubeless | HWHT - Hot Water Heat | 9/30/2015
SPC Specialty Clinic | 111 N 84th St | Omaha | NE | 68114-4101 | Douglas | NE18859 | Scrapped/Junked | 128130 | 1009128130 | 2009 | PVI Industries | FTNT - FT Vertical Tubeless | HWHT - Hot Water Heat | 9/30/2015
SPC Specialty Clinic | 111 N 84th St | Omaha | NE | 68114-4101 | Douglas | NE18860 | Out of Service | 128129 | 1009128129 | 2009 | PVI Industries | FTNT - FT Vertical Tubeless | HWHT - Hot Water Heat | 9/30/2015
Mullen City Pool | 111 NW 1st St | Mullen | NE | 69152 | Hooker | NE17097 | Scrapped/Junked | 152980 | C05152980 | 2005 | Teledyne Laars | CPFT - Horiz Cpr Fin Boiler | OPHT - Outdoor Pool Heater | 6/30/2018
Mullen City Pool | 111 NW 1st St | Mullen | NE | 69152 | Hooker | NE28158 | Active | 338519 | 19338519 | 2019 | Lochinvar | CPPH - Ansi Cpr Fin Pool Heater | OPHT - Outdoor Pool Heater | 6/30/2026
Mullen City Pool | 111 NW 1st St | Mullen | NE | 69152 | Hooker | NE40577 | Scrapped/Junked | 63590 | C96A00335 | 1996 | TELEDYNE LAARS | CPFT - Horiz Cpr Fin Boiler | OPHT - Outdoor Pool Heater | 6/30/2005
Nebraska Textile | 111 Oakcreek Dr | Lincoln | NE | 68528-1568 | Lancaster | NE41587 | Active | 337 | 125-1052 | 1997 | Lattner Boiler Co | FTHT - Firetube Horizontal | PROC - Process Steam | 8/31/2026
Advanced Surgery Center | 111 S 10th St | Omaha | NE | 68102-1104 | Douglas | NE07618 | Active | 16989 | MO19990 | 2007 | Precision | ELBL - Electric Boiler | HWHT - Hot Water Heat | 3/31/2026
Advanced Surgery Center | 111 S 10th St | Omaha | NE | 68102-1104 | Douglas | NE13424 | Scrapped/Junked | 998 | 000086 | 2006 | NORITZ AMERICAN CORP | COWH - Coil Type Water Heater | HWSD - Hot Water Dom/Potable | 3/31/2010
Advanced Surgery Center | 111 S 10th St | Omaha | NE | 68102-1104 | Douglas | NE23740 | Active | 1835 | 30312 | 2005 | Ogden | ELBL - Electric Boiler | PROC - Process Steam | 3/31/2026
Advanced Surgery Center | 111 S 10th St | Omaha | NE | 68102-1104 | Douglas | NE23741 | Active | 1841 | 30318 | 2005 | Ogden | ELBL - Electric Boiler | PROC - Process Steam | 3/31/2026
East Water Plant | 111 S 1st St | Norfolk | NE | 68701-5325 | Madison | NE15471 | Scrapped/Junked | 1461 | 61-60292-0691 | 1992 | Peerless | CI - Cast Iron | STHT - Steam-Heat | 1/31/2017
East Water Plant | 111 S 1st St | Norfolk | NE | 68701-5325 | Madison | NE26744 | Active | N/A | 722016-201507 | 2015 | Peerless | CI - Cast Iron | STHT - Steam-Heat | 1/31/2026
Vacant building | 111 S 29th St | Lincoln | NE | 68510-1404 | LANCASTER | NE08769 | Scrapped/Junked | 71882 | J01300015 | 2001 | STAT | CHWH - ASME/Fired Water Heater | HWSD - Hot Water Dom/Potable | 10/31/2008
Vacant building | 111 S 29th St | Lincoln | NE | 68510-1404 | LANCASTER | NE40803 | Scrapped/Junked |  | L94635691 | 1994 | STATE INDUSTRIES | AHWH - ANSI/Fired Water Htr | HWSP - Hot Water Non Potable Supply | 10/31/2001
Cascade Place 1 | 111 S 39th St | Omaha | NE | 68131-3000 | Douglas | NE07888 | Active | n/a | 4284V00598 | 1985 | Bryant | CI - Cast Iron | HWHT - Hot Water Heat | 4/30/2023
Apartment Building | 111 S 49th Ave | Omaha | NE | 68132-3522 | Douglas | NE00565 | Scrapped/Junked | 63470 | E99113158 | 1999 | STATE INDUSTRIES | CHWH - ASME/Fired Water Heater | HWSD - Hot Water Dom/Potable | 10/31/2007
Apartment Building | 111 S 49th Ave | Omaha | NE | 68132-3522 | Douglas | NE03686 | Scrapped/Junked |  | 3-860 | 1987 | AO SMITH | ELWH - Electric Water Heater | HWSD - Hot Water Dom/Potable | 11/30/2000
Apartment Building | 111 S 49th Ave | Omaha | NE | 68132-3522 | Douglas | NE07303 | Scrapped/Junked | N/A | TC-10 | 2006 | Peerless | CI - Cast Iron | STHT - Steam-Heat | 10/31/2009
Apartment Building | 111 S 49th Ave | Omaha | NE | 68132-3522 | Douglas | NE09299 | Out of Service | 118612 | 118612 | 2007 | AOSM | CHWH - ASME/Fired Water Heater | HWDP - Hotwater Heat & Dom Supply | 2/28/2010
Apartment Building | 111 S 49th Ave | Omaha | NE | 68132-3522 | Douglas | NE32774 | Scrapped/Junked |  | H1088WS | 1982 | WEIL MCLAIN |  | STHT - Steam-Heat | 10/31/2006
NOVAK & SONS INC | 111 S 49th Ave | Omaha | NE | 68132-3522 | Douglas | NE04347 | Inactive |  |  | 1920 | BIXBY | FT - Firetube Boiler | STHT - Steam-Heat | 11/30/1992
Urology Center PC | 111 S 90th St | Omaha | NE | 68114-3907 | Douglas | NE04827 | Scrapped/Junked | n/a | 211A4197-1188 | 1989 | Peerless | CI - Cast Iron | HWHT - Hot Water Heat | 3/31/2020
Urology Center PC | 111 S 90th St | Omaha | NE | 68114-3907 | Douglas | NE20682 | Exempt 1999 LB-66 |  | 86678 | 1989 | STATE INDUSTRIES | AHWH - ANSI/Fired Water Htr | HWSD - Hot Water Dom/Potable | 10/31/1999
Urology Center PC | 111 S 90th St | Omaha | NE | 68114-3907 | Douglas | NE28059 | Active | 99576 | 1924115245969 | 2019 | Lochinvar | WT - Water Tube Boiler | HWHT - Hot Water Heat | 3/31/2026
First Interstate Bank | 111 S Dewey St | North Platte | NE | 69101-5418 | Lincoln | NE08902 | Scrapped/Junked | 8635 | 90-42133 | 1990 | Ajax | WT - Water Tube Boiler | HWHT - Hot Water Heat | 2/28/2021
First Interstate Bank | 111 S Dewey St | North Platte | NE | 69101-5418 | Lincoln | NE41174 | Active | 501839 | 1202800039 | 2020 | Sermeta | COBL - Coil Type Boiler | HWHT - Hot Water Heat | 1/31/2026
First Interstate Bank | 111 S Dewey St | North Platte | NE | 69101-5418 | Lincoln | NE41175 | Active | 502219 | 21091233551127 | 2020 | Sermeta | COBL - Coil Type Boiler | HWHT - Hot Water Heat | 1/31/2026
Burlington Northern Santa Fe | 111 W 1st St | Alliance | NE | 69301-3706 | Box Butte | NE03899 | Scrapped/Junked |  | 730 D7772408 | 1979 | A. O. Smith | AHWH - ANSI/Fired Water Htr | HWSD - Hot Water Dom/Potable | 2/28/2009
Burlington Northern Santa Fe | 111 W 1st St | Alliance | NE | 69301-3706 | Box Butte | NE17474 | Scrapped/Junked | NA | 1 | 1992 | Weil-Mcclain | CI - Cast Iron | HWHT - Hot Water Heat | 2/28/2018
Burlington Northern Santa Fe | 111 W 1st St | Alliance | NE | 69301-3706 | Box Butte | NE25029 | Scrapped/Junked | 2843 | 7817069 | 1978 | Rite Engineering Corp | WT - Water Tube Boiler | HWHT - Hot Water Heat | 2/28/2021
Burlington Northern Santa Fe | 111 W 1st St | Alliance | NE | 69301-3706 | Box Butte | NE27332 | Active | 294761 | D114040027 | 2014 | Raypak | CPFT - Horiz Cpr Fin Boiler | HWHT - Hot Water Heat | 2/28/2026
Burlington Northern Santa Fe | 111 W 1st St | Alliance | NE | 69301-3706 | Box Butte | NE27333 | Active | 324151 | D1143900854 | 2014 | Raypak | CPFT - Horiz Cpr Fin Boiler | HWHT - Hot Water Heat | 2/28/2026
Beverly Health Care | 111 W 36Th | Scottsbluff | NE | 69361-4636 | SCOTTS BLUFF | NE23583 | Scrapped/Junked | 51603 |  | 1999 | A. O. Smith | CHWH - ASME/Fired Water Heater | HWSD - Hot Water Dom/Potable | 5/31/2003
Monument Healthcare | 111 W 36th St | Scottsbluff | NE | 69361-4636 | SCOTTS BLUFF | NE10438 | Scrapped/Junked | 73127 | 27069 | 2002 | AOSM | CHWH - ASME/Fired Water Heater | HWSD - Hot Water Dom/Potable | 5/31/2009
Monument Healthcare | 111 W 36th St | Scottsbluff | NE | 69361-4636 | SCOTTS BLUFF | NE15747 | Scrapped/Junked | 524 | 0849F704629 | 2008 | GSW | CHWH - ASME/Fired Water Heater | HWSD - Hot Water Dom/Potable | 3/31/2018
Monument Healthcare | 111 W 36th St | Scottsbluff | NE | 69361-4636 | SCOTTS BLUFF | NE16623 | Active | n/a | J15 | 1962 | Weil-Mcclain | CI - Cast Iron | HWHT - Hot Water Heat | 3/31/2026
Monument Healthcare | 111 W 36th St | Scottsbluff | NE | 69361-4636 | SCOTTS BLUFF | NE16788 | Scrapped/Junked | n/a | K14 | 1967 | Weil-Mcclain | CI - Cast Iron | HWHT - Hot Water Heat | 3/31/2021
Monument Healthcare | 111 W 36th St | Scottsbluff | NE | 69361-4636 | SCOTTS BLUFF | NE18189 | Scrapped/Junked |  | 0000000761 | 1994 | ANGWARD | AHWH - ANSI/Fired Water Htr | HWSD - Hot Water Dom/Potable | 5/31/2000
Monument Healthcare | 111 W 36th St | Scottsbluff | NE | 69361-4636 | SCOTTS BLUFF | NE18492 | Exempt 1999 LB-66 |  | 0000003172 | 1994 | VANGUARD | AHWH - ANSI/Fired Water Htr | HWSD - Hot Water Dom/Potable | 5/31/2000
Monument Healthcare | 111 W 36th St | Scottsbluff | NE | 69361-4636 | SCOTTS BLUFF | NE18493 | Exempt 1999 LB-66 |  | 0000000764 | 1992 | VANGUARD | AHWH - ANSI/Fired Water Htr | HWSD - Hot Water Dom/Potable | 5/31/2000
Monument Healthcare | 111 W 36th St | Scottsbluff | NE | 69361-4636 | SCOTTS BLUFF | NE18495 | Exempt 1999 LB-66 |  |  | 1995 | VANGUARD | AHWH - ANSI/Fired Water Htr | HWSD - Hot Water Dom/Potable | 5/31/2000
Monument Healthcare | 111 W 36th St | Scottsbluff | NE | 69361-4636 | SCOTTS BLUFF | NE21110 | Exempt 1999 LB-66 |  | 2251 | 1996 | VANGUARD | AHWH - ANSI/Fired Water Htr | HWSD - Hot Water Dom/Potable | 5/31/2000
Monument Healthcare | 111 W 36th St | Scottsbluff | NE | 69361-4636 | SCOTTS BLUFF | NE21132 | Scrapped/Junked | 39018 | n/a | 1997 | AOSM | CHWH - ASME/Fired Water Heater | HWSD - Hot Water Dom/Potable | 3/31/2014
Monument Healthcare | 111 W 36th St | Scottsbluff | NE | 69361-4636 | SCOTTS BLUFF | NE21133 | Scrapped/Junked | 39020 |  | 1997 | AO SMITH | CHWH - ASME/Fired Water Heater | HWSD - Hot Water Dom/Potable | 5/31/2006
Monument Healthcare | 111 W 36th St | Scottsbluff | NE | 69361-4636 | SCOTTS BLUFF | NE25356 | Scrapped/Junked | 131207 | URNG0612G01343 | 2012 | Rheem/Ruud | AHWH - ANSI/Fired Water Htr | HWSD - Hot Water Dom/Potable | 3/31/2024
Monument Healthcare | 111 W 36th St | Scottsbluff | NE | 69361-4636 | SCOTTS BLUFF | NE29140 | Scrapped/Junked | 176625 | 2112142038163422 | 2020 | NTI | COBL - Coil Type Boiler | HWHT - Hot Water Heat | 3/31/2024
Monument Healthcare | 111 W 36th St | Scottsbluff | NE | 69361-4636 | SCOTTS BLUFF | NE29141 | Scrapped/Junked | 176626 | 2112142038163421 | 2020 | NTI | COBL - Coil Type Boiler | HWHT - Hot Water Heat | 3/31/2024
Monument Healthcare | 111 W 36th St | Scottsbluff | NE | 69361-4636 | SCOTTS BLUFF | NE42217 | Active | 216129 | 21PG1202700016 | 2021 | NTI | COBL - Coil Type Boiler | HWHT - Hot Water Heat | 3/31/2023
Monument Healthcare | 111 W 36th St | Scottsbluff | NE | 69361-4636 | SCOTTS BLUFF | NE42218 | Active | 343781 | 22PG12000313 | 2021 | NTI | COBL - Coil Type Boiler | HWHT - Hot Water Heat | 3/31/2023
Clay County Courthouse | 111 W Fairfield St | Clay Center | NE | 68933-1400 | Clay | NE23633 | Active | 196962 | J11H10196962 | 2011 | Lochinvar/Giannoni | WTSS - Watertube SS Steel | HWHT - Hot Water Heat | 12/31/2026
Clay County Courthouse | 111 W Fairfield St | Clay Center | NE | 68933-1400 | Clay | NE23634 | Scrapped/Junked | 199056 | J11H10199056 | 2011 | Lochinvar/Giannoni | WTSS - Watertube SS Steel | HWHT - Hot Water Heat | 12/31/2020
Clay County Courthouse | 111 W Fairfield St | Clay Center | NE | 68933-1400 | Clay | NE23635 | Scrapped/Junked | 73065 | 797-0519 | 1995 | Trianco | COBL - Coil Type Boiler | HWHT - Hot Water Heat | 12/31/2014
Clay County Courthouse | 111 W Fairfield St | Clay Center | NE | 68933-1400 | Clay | NE25383 | Active | 317327 | I14H10317327 | 2011 | Lochinvar/Giannoni | WTSS - Watertube SS Steel | HWHT - Hot Water Heat | 12/31/2026
Clay County Courthouse | 111 W Fairfield St | Clay Center | NE | 68933-1400 | Clay | NE29113 | Active | 181007 | 2046121769774 | 2020 | Lochinvar | FTSS - Firetube Stainless Steel | HWHT - Hot Water Heat | 12/31/2026
Wastewater Treatment Plant | 1110 E Industry Dr | Lexington | NE | 68850-3857 | Dawson | NE02348 | Out of Service | 8430 | OL103451 | 2004 | Cleaver & Brooks | FT - Firetube Boiler | HWSP - Hot Water Non Potable Supply | 1/31/2016
Wastewater Treatment Plant | 1110 E Industry Dr | Lexington | NE | 68850-3857 | Dawson | NE05763 | Active | 42917 | 95517 | 1990 | Kewannee | FTFB - Firetube-Firebox Boiler | HWHT - Hot Water Heat | 1/31/2026
Demolished Vacant Lot | 1110 Fort Crook Rd S | Bellevue | NE | 68005-2937 | Sarpy | NE20681 | Scrapped/Junked | 23915 | 92D94-23915 | 1994 | AOSM | COBL - Coil Type Boiler | HWSD - Hot Water Dom/Potable | 12/31/2015
Demolished Vacant Lot | 1110 Fort Crook Rd S | Bellevue | NE | 68005-2937 | Sarpy | NE25950 | Scrapped/Junked | 204789 | 204789 | 2015 | AOSM | CHWH - ASME/Fired Water Heater | HWSD - Hot Water Dom/Potable | 12/31/2023
Demolished Vacant Lot | 1110 Fort Crook Rd S | Bellevue | NE | 68005-2937 | Sarpy | NE40799 | Scrapped/Junked |  | 32188107 | 1988 | PUREX TRITON | CPFT - Horiz Cpr Fin Boiler | OPHT - Outdoor Pool Heater | 5/31/2006
Demolished Vacant Lot | 1110 Fort Crook Rd S | Bellevue | NE | 68005-2937 | Sarpy | NE42178 | Scrapped/Junked | 301844 | 301844 | 2022 | AOSM | CHWH - ASME/Fired Water Heater | HWSD - Hot Water Dom/Potable | 3/31/2025
Aurora Coop Elevator Co | 1110 G St | Aurora | NE | 68818-2345 | Hamilton | NE08059 | Inactive | 1687 | 7856-80 | 1978 | Abco Industries | FTSM - FTS Marine Dry Back | PROC - Process Steam | 4/30/2009
NPPD COOPER NUCLEAR STA | 1110 M St | Auburn | NE | 68305-1559 | NEMAHA | NE32094 | Scrapped/Junked | 11349 |  | 1960 | AJAX BOILER INC | WT - Water Tube Boiler | HWHT - Hot Water Heat | 7/31/2004
Beatrice Community Hospital | 1110 N 10th St | Beatrice | NE | 68310-2039 | Gage | NE04131 | Inactive | 2663 |  | 1969 | MARKET FORGE INDUSTRIES | FT - Firetube Boiler | 0021 - Steam Supp Cooker/Kettle | 11/30/1990
Beatrice Community Hospital | 1110 N 10th St | Beatrice | NE | 68310-2039 | Gage | NE06354 | Out of Service | 52726 | 93321 | 2005 | BRYA | WT - Water Tube Boiler | PROC - Process Steam | 10/31/2013
Beatrice Community Hospital | 1110 N 10th St | Beatrice | NE | 68310-2039 | Gage | NE06355 | Out of Service | 52709 | 93304 | 2005 | BRYA | WT - Water Tube Boiler | PROC - Process Steam | 10/31/2013
Beatrice Community Hospital | 1110 N 10th St | Beatrice | NE | 68310-2039 | Gage | NE08497 | Scrapped/Junked | 18967 |  | 1957 | KEWANEE | FT - Firetube Boiler | BSUP - Bldg Heat & Process | 11/30/2005
Beatrice Community Hospital | 1110 N 10th St | Beatrice | NE | 68310-2039 | Gage | NE11955 | Inactive |  | 123495 | 1987 | COLUMBIA BOILER CO | WT - Water Tube Boiler | STHT - Steam-Heat | 11/30/1995
Beatrice Community Hospital | 1110 N 10th St | Beatrice | NE | 68310-2039 | Gage | NE11956 | Out of Service | 18965 | 18965 | 1968 | KEWA | FTSM - FTS Marine Dry Back | HWHT - Hot Water Heat | 10/31/2014
Beatrice Community Hospital | 1110 N 10th St | Beatrice | NE | 68310-2039 | Gage | NE11957 | Out of Service | N-8494 | N-8494 | 1968 | KEWA | FTSM - FTS Marine Dry Back | HWHT - Hot Water Heat | 10/31/2012
Beatrice Community Hospital | 1110 N 10th St | Beatrice | NE | 68310-2039 | Gage | NE11959 | Inactive | 12052 |  | 1986 | COLUMBIA BOILER CO | FT - Firetube Boiler | HWHT - Hot Water Heat | 11/30/1997
UNO PKI Aksarben | 1110 S 67th St | Omaha | NE | 68182-1100 | Douglas | NE25074 | Active | 9642 | 98E7011 | 1998 | Les Inc/Aldrich Co | FTVT - Firetube Vertical TB | HWHT - Hot Water Heat | 5/31/2026
UNO PKI Aksarben | 1110 S 67th St | Omaha | NE | 68182-1100 | Douglas | NE25075 | Active | 9646 | 98E7015 | 1998 | Les Inc/Aldrich Co | FTVT - Firetube Vertical TB | HWHT - Hot Water Heat | 5/31/2026
UNO PKI Aksarben | 1110 S 67th St | Omaha | NE | 68182-1100 | Douglas | NE25076 | Active | 9649 | 98-E7018 | 1998 | Les Inc/Aldrich Co | FTVT - Firetube Vertical TB | HWHT - Hot Water Heat | 5/31/2026
UNO PKI Aksarben | 1110 S 67th St | Omaha | NE | 68182-1100 | Douglas | NE25077 | Active | 9643 | 98-E7012 | 1998 | Les Inc/Aldrich Co | FTVT - Firetube Vertical TB | HWHT - Hot Water Heat | 5/31/2026
UNO PKI Aksarben | 1110 S 67th St | Omaha | NE | 68182-1100 | Douglas | NE25078 | Active | 9647 | 98-E7016 | 1998 | Les Inc/Aldrich Co | FTVT - Firetube Vertical TB | HWHT - Hot Water Heat | 5/31/2026
UNO PKI Aksarben | 1110 S 67th St | Omaha | NE | 68182-1100 | Douglas | NE25079 | Scrapped/Junked | 9338 | 15720 | 1998 | Precision | CHWH - ASME/Fired Water Heater | HWSD - Hot Water Dom/Potable | 5/31/2015
UNO PKI Aksarben | 1110 S 67th St | Omaha | NE | 68182-1100 | Douglas | NE25702 | Active | 49755 | 117960A | 2014 | PVI Industries | CHWH - ASME/Fired Water Heater | HWSD - Hot Water Dom/Potable | 5/31/2026
UNO PKI Aksarben | 1110 S 67th St | Omaha | NE | 68182-1100 | Douglas | NE25703 | Active | 50426 | 117959A | 2014 | PVI Industries | CHWH - ASME/Fired Water Heater | HWSD - Hot Water Dom/Potable | 5/31/2026
UNO PKI Aksarben | 1110 S 67th St | Omaha | NE | 68182-1100 | Douglas | NE42615 | Active | 9636 | 98E-6996 | 1998 | Aldrich | FTFB - Firetube-Firebox Boiler | HTEX - Heat Exchanger | 5/31/2024
Wing Stop | 1110 S 71st St Ste A | Omaha | NE | 68106-1165 | Douglas | NE18868 | Scrapped/Junked | 11712 | EMT03206 | 2010 | Noritz | CHWH - ASME/Fired Water Heater | HWSD - Hot Water Dom/Potable | 9/30/2022
Wing Stop | 1110 S 71st St Ste A | Omaha | NE | 68106-1165 | Douglas | NE18870 | Scrapped/Junked | 12382 | EMT03505 | 2010 | Noritz | CHWH - ASME/Fired Water Heater | HWSD - Hot Water Dom/Potable | 9/30/2022
Pacific Hills Lutheran Church | 1110 S 90th St | Omaha | NE | 68124-1202 | Douglas | NE10536 | Active | 11102 | 00E-8889 | 2000 | ALES | FTVT - Firetube Vertical TB | HWHT - Hot Water Heat | 10/31/2026
Pacific Hills Lutheran Church | 1110 S 90th St | Omaha | NE | 68124-1202 | Douglas | NE10537 | Active | 11095 | 00E-8881 | 2000 | ALES | FTVT - Firetube Vertical TB | HWHT - Hot Water Heat | 10/31/2026
Pacific Hills Lutheran Church | 1110 S 90th St | Omaha | NE | 68124-1202 | Douglas | NE37749 | Scrapped/Junked |  | M3354 | 1962 | KEWANEE | FTFB - Firetube-Firebox Boiler | HWHT - Hot Water Heat | 6/30/2001
Pacific Hills Lutheran Church | 1110 S 90th St | Omaha | NE | 68124-1202 | Douglas | NE37750 | Scrapped/Junked |  | 4369E6 | 1957 | RITE ENGINEERING | WT - Water Tube Boiler | HWHT - Hot Water Heat | 6/30/2001
Standing Bear High School | 11100 S 70th St | Lincoln | NE | 68516 | Lancaster | NE42464 | Active | 398591 | 23398591 | 2023 | Lochinvar | VTTB - Vertical Tube Bundle | IPHT - Indoor Pool Heater | 11/30/2026
Standing Bear High School | 11100 S 70th St | Lincoln | NE | 68516 | Lancaster | NE42465 | Active | 8171 | F10613658A | 2022 | Fulton | FTVT - Firetube Vertical TB | HWHT - Hot Water Heat | 11/30/2026
Standing Bear High School | 11100 S 70th St | Lincoln | NE | 68516 | Lancaster | NE42466 | Active | 8422 | F10614186A | 2022 | Fulton | FTVT - Firetube Vertical TB | HWHT - Hot Water Heat | 11/30/2026
Hamilton County Courthouse | 1111 13th St | Aurora | NE | 68818-2001 | Hamilton | NE15258 | Scrapped/Junked | 42151 | 95421 | 1989 | Kewanee | FTFB - Firetube-Firebox Boiler | HWHT - Hot Water Heat | 4/30/2011
Hamilton County Courthouse | 1111 13th St | Aurora | NE | 68818-2001 | Hamilton | NE22126 | Active | 18312 | 11F-56220 | 2011 | Les Inc/Aldrich Co | FTVT - Firetube Vertical TB | HWHT - Hot Water Heat | 2/28/2025
Sarpy County YMCA | 1111 E 1st St | Papillion | NE | 68046-7610 | Sarpy | NE05793 | Scrapped/Junked | 77293 | G978489 | 1997 | Lochinvar | CPFT - Horiz Cpr Fin Boiler | HWHT - Hot Water Heat | 12/31/2023
Sarpy County YMCA | 1111 E 1st St | Papillion | NE | 68046-7610 | Sarpy | NE05794 | Scrapped/Junked | 77263 | G978453 | 1997 | Lochinvar | CPFT - Horiz Cpr Fin Boiler | HWHT - Hot Water Heat | 12/31/2014
Sarpy County YMCA | 1111 E 1st St | Papillion | NE | 68046-7610 | Sarpy | NE05795 | Scrapped/Junked | 79849 | J973522 | 1997 | Loch | CPFT - Horiz Cpr Fin Boiler | HWSD - Hot Water Dom/Potable | 12/31/2011
Sarpy County YMCA | 1111 E 1st St | Papillion | NE | 68046-7610 | Sarpy | NE20996 | Active | 182471 | 091113855 | 2011 | CAMUS | WTSS - Watertube SS Steel | HWSD - Hot Water Dom/Potable | 12/31/2026
Sarpy County YMCA | 1111 E 1st St | Papillion | NE | 68046-7610 | Sarpy | NE42326 | Active | 396303 | 22396303 | 2022 | Lochinvar | CPPH - Ansi Cpr Fin Pool Heater | IPHT - Indoor Pool Heater | 12/31/2025
Kimball City Pool | 1111 E 6th St | Kimball | NE | 69145-1461 | Kimball | NE08345 | Scrapped/Junked | 185392 | COOPK1073 | 2001 | TELE | CPFT - Horiz Cpr Fin Boiler | OPHT - Outdoor Pool Heater | 5/31/2008
Kimball City Pool | 1111 E 6th St | Kimball | NE | 69145-1461 | Kimball | NE08346 | Scrapped/Junked | 185157 | COOPK0837 | 2001 | TELE | CPFT - Horiz Cpr Fin Boiler | OPHT - Outdoor Pool Heater | 5/31/2008
Kimball City Pool | 1111 E 6th St | Kimball | NE | 69145-1461 | Kimball | NE17095 | Scrapped/Junked | 243865 | J07PE0604 | 2007 | Teledyne Laars | CPFT - Horiz Cpr Fin Boiler | OPHT - Outdoor Pool Heater | 5/31/2011
Kimball City Pool | 1111 E 6th St | Kimball | NE | 69145-1461 | Kimball | NE17096 | Scrapped/Junked | 243876 | J07PE0716 | 2007 | Teledyne Laars | CPFT - Horiz Cpr Fin Boiler | OPHT - Outdoor Pool Heater | 5/31/2016
Kimball City Pool | 1111 E 6th St | Kimball | NE | 69145-1461 | Kimball | NE22149 | Scrapped/Junked | 249676 | D11ZE0274 | 2011 | Jandy - Zodiac | CPFH - Copper Fin Water Heater | OPHT - Outdoor Pool Heater | 5/31/2023
Kimball City Pool | 1111 E 6th St | Kimball | NE | 69145-1461 | Kimball | NE25853 | Scrapped/Junked | 381594 | 381594 | 2015 | Raypak | CPFT - Horiz Cpr Fin Boiler | OPHT - Outdoor Pool Heater | 5/31/2024
Kimball City Pool | 1111 E 6th St | Kimball | NE | 69145-1461 | Kimball | NE40606 | Scrapped/Junked | 136635 |  | 1996 | RAYPAK INC, CALIFORNIA | WT - Water Tube Boiler | HWHT - Hot Water Heat | 6/30/2001
Kimball City Pool | 1111 E 6th St | Kimball | NE | 69145-1461 | Kimball | NE40607 | Scrapped/Junked | N/A | RUN0681402373 | 1981 | 0001 | AHWH - ANSI/Fired Water Htr | HWSD - Hot Water Dom/Potable | 5/31/2019
Chief Ethanol Fuels | 1111 E Industry Dr | Lexington | NE | 68850-3857 | Dawson | NE01605 | Inactive | 5634 | 5634 | 1970 | SUPERIOR BOILERWORKS | FTSM - FTS Marine Dry Back | PROC - Process Steam | 4/30/2005
Chief Ethanol Fuels | 1111 E Industry Dr | Lexington | NE | 68850-3857 | Dawson | NE06826 | Active | 15776 | 15776 | 2005 | Superior Boiler Works | FTSM - FTS Marine Dry Back | PROC - Process Steam | 2/28/2027
Chief Ethanol Fuels | 1111 E Industry Dr | Lexington | NE | 68850-3857 | Dawson | NE06827 | Out of Service | 10388 | 10475-01 | 2005 | Johnston Boiler Co. | FTSM - FTS Marine Dry Back | PROC - Process Steam | 3/31/2018
Chief Ethanol Fuels | 1111 E Industry Dr | Lexington | NE | 68850-3857 | Dawson | NE07254 | Out of Service | 235 | 20-040-2 | 2001 | 0054 | WT - Water Tube Boiler | PROC - Process Steam | 4/30/2010
Chief Ethanol Fuels | 1111 E Industry Dr | Lexington | NE | 68850-3857 | Dawson | NE14118 | Inactive | 374 | 270052 | 2008 | English | WT - Water Tube Boiler | PROC - Process Steam | 2/28/2022
Chief Ethanol Fuels | 1111 E Industry Dr | Lexington | NE | 68850-3857 | Dawson | NE14119 | Out of Service | 6621 | 20077102-1 | 2007 | Kentube Engineered Products | ECON - Boiler Economizer | ECON - Boiler Economizer | 2/28/2022
Chief Ethanol Fuels | 1111 E Industry Dr | Lexington | NE | 68850-3857 | Dawson | NE41195 | Out of Service | 944 | W-1707 | 2014 | INDECK | WT - Water Tube Boiler | PROC - Process Steam | 2/28/2026
Chief Ethanol Fuels | 1111 E Industry Dr | Lexington | NE | 68850-3857 | Dawson | NE41196 | Out of Service | 1004 | W-1757 | 2019 | INDECK | WT - Water Tube Boiler | PROC - Process Steam | 11/30/2022
Chief Ethanol Fuels | 1111 E Industry Dr | Lexington | NE | 68850-3857 | Dawson | NE41197 | Out of Service | 184 | WS-1516B | 2016 | Phoenix industrial insulation Corp | ECON - Boiler Economizer | ECON - Boiler Economizer | 2/28/2026
Chief Ethanol Fuels | 1111 E Industry Dr | Lexington | NE | 68850-3857 | Dawson | NE41198 | Exempt | 185 | WS-1516C | 2016 | Phoenix industrial insulation Corp | ECON - Boiler Economizer | ECON - Boiler Economizer | 11/30/2022
Chief Ethanol Fuels | 1111 E Industry Dr | Lexington | NE | 68850-3857 | Dawson | NE41370 | Active | 269 | 734 | 2010 | Victory | WT - Water Tube Boiler | PROC - Process Steam | 2/28/2027
Chief Ethanol Fuels | 1111 E Industry Dr | Lexington | NE | 68850-3857 | Dawson | NE41371 | Exempt | 937 | 07645-K2 | 2008 | Victory | ECON - Boiler Economizer | ECON - Boiler Economizer | 2/28/2025
Chief Ethanol Fuels | 1111 E Industry Dr | Lexington | NE | 68850-3857 | Dawson | NE43140 | Active | 3030 | 23052 | 2023 | Economasters LLC | ECON - Boiler Economizer | ECON - Boiler Economizer | 2/28/2027
Chief Ethanol Fuels | 1111 E Industry Dr | Lexington | NE | 68850-3857 | Dawson | NE43303 | Active | 1290 | 20155 | 2024 | Victory | FTHT - Firetube Horizontal | POWR - Power Generation | 2/28/2027
Chief Ethanol Fuels | 1111 E Industry Dr | Lexington | NE | 68850-3857 | Dawson | NE43304 | Active | 1293 | 20155 E | 2024 | Victory | ECON - Boiler Economizer | ECON - Boiler Economizer | 2/28/2027
1111 Harney St Building | 1111 Harney St | Omaha | NE | 68102-1829 | Douglas | NE03470 | Scrapped/Junked |  |  | 1963 | CRANE |  | STHT - Steam-Heat | 1/31/1995
1111 Harney St Building | 1111 Harney St | Omaha | NE | 68102-1829 | Douglas | NE20366 | Scrapped/Junked | 33326 | ME01-0007690 | 1996 | AOSM | CHWH - ASME/Fired Water Heater | HWSD - Hot Water Dom/Potable | 2/28/2019
1111 Harney St Building | 1111 Harney St | Omaha | NE | 68102-1829 | Douglas | NE20367 | Scrapped/Junked | 62876 | D964363 | 1996 | Lochinvar | CPFT - Horiz Cpr Fin Boiler | HWHT - Hot Water Heat | 2/28/2020
1111 Harney St Building | 1111 Harney St | Omaha | NE | 68102-1829 | Douglas | NE41723 | Active | 228358 | PGT700.141.0142 | 2021 | Lochinvar | FT - Firetube Boiler | HWHT - Hot Water Heat | 2/28/2025
Westplex I | 1111 N 102nd Ct | Omaha | NE | 68114-2248 | Douglas | NE07068 | Active | 10686 | 040435197 | 2004 | RBI | WT - Water Tube Boiler | HWHT - Hot Water Heat | 11/30/2026
Westplex I | 1111 N 102nd Ct | Omaha | NE | 68114-2248 | Douglas | NE07069 | Active | 10687 | 040435198 | 2004 | RBI | WT - Water Tube Boiler | HWHT - Hot Water Heat | 11/30/2026
Mastercraft Building | 1111 N 13th St | Omaha | NE | 68102-4217 | Douglas | NE23938 | Active | 164799 | 9911164791 | 1999 | Raypak | WT - Water Tube Boiler | HWHT - Hot Water Heat | 10/31/2025
Siena Francis Center | 1111 N 17th St | Omaha | NE | 68102-4102 | Douglas | NE28883 | Active | 109291 | F0122004 | 2019 | PVI Industries | WT - Water Tube Boiler | HWDP - Hotwater Heat & Dom Supply | 8/31/2026
Siena Francis Center | 1111 N 17th St | Omaha | NE | 68102-4102 | Douglas | NE28884 | Active | 108868 | F012357 | 2019 | PVI Industries | WT - Water Tube Boiler | HWDP - Hotwater Heat & Dom Supply | 8/31/2026
Siena Francis Center | 1111 N 17th St | Omaha | NE | 68102-4102 | Douglas | NE28885 | Active | 107801 | F012091 | 2019 | PVI Industries | WT - Water Tube Boiler | HWDP - Hotwater Heat & Dom Supply | 8/31/2026
Siena Francis Center | 1111 N 17th St | Omaha | NE | 68102-4102 | Douglas | NE28886 | Active | 110015 | F012298 | 2019 | PVI Industries | WT - Water Tube Boiler | HWDP - Hotwater Heat & Dom Supply | 8/31/2026
SGH Concepts | 1111 Papillion Pkwy | Omaha | NE | 68154-1620 | Douglas | NE43506 | Active | 18318 | 21-HE168472021 | 2021 | Riello | WTSS - Watertube SS Steel | HWHF - Hot Water Heat-Floor | 5/31/2026
SGH Concepts | 1111 Papillion Pkwy | Omaha | NE | 68154-1620 | Douglas | NE43507 | Active | 18315 | 21-HE168442021 | 2021 | Riello | WTSS - Watertube SS Steel | HWHF - Hot Water Heat-Floor | 5/31/2026
SGH Concepts | 1111 Papillion Pkwy | Omaha | NE | 68154-1620 | Douglas | NE43508 | Active | 18286 | 21-HE168152021 | 2021 | Riello | WTSS - Watertube SS Steel | HWHF - Hot Water Heat-Floor | 5/31/2026
SGH Concepts | 1111 Papillion Pkwy | Omaha | NE | 68154-1620 | Douglas | NE43509 | Active | 18284 | 21-HE168132021 | 2021 | Riello | WTSS - Watertube SS Steel | HWHF - Hot Water Heat-Floor | 5/31/2026
Simmer Down | 1111 Riverside Blvd | Norfolk | NE | 68701-2844 | Madison | NE01755 | Scrapped/Junked | 1493 | V61-150-284M | 2003 | HURS | FTNT - FT Vertical Tubeless | PROC - Process Steam | 5/31/2010
Simmer Down | 1111 Riverside Blvd | Norfolk | NE | 68701-2844 | Madison | NE17416 | Scrapped/Junked | 43752 | 79511 | 1993 | PM LATTNER MFR COMPANY | FTVT - Firetube Vertical TB | PROC - Process Steam | 4/30/2004
Simmer Down | 1111 Riverside Blvd | Norfolk | NE | 68701-2844 | Madison | NE17554 | Scrapped/Junked | 54981 | 93218 | 2010 | Lattner Boiler Co | VTNT - Vertical Tubeless | PROC - Process Steam | 1/31/2020
Simmer Down | 1111 Riverside Blvd | Norfolk | NE | 68701-2844 | Madison | NE28304 | Inactive | 58680 | 97555 | 2019 | Lattner Boiler Co | VTNT - Vertical Tubeless | PROC - Process Steam | 9/30/2023
Northern Natural Gas | 1111 S 103rd St | Omaha | NE | 68124-1072 | Douglas | NE16839 | Scrapped/Junked | 43090 | 96539 | 1990 | Kewanee | FTFB - Firetube-Firebox Boiler | HWHT - Hot Water Heat | 9/30/2023
Northern Natural Gas | 1111 S 103rd St | Omaha | NE | 68124-1072 | Douglas | NE16840 | Scrapped/Junked | 35993 |  | 1990 | A. O. Smith | CHWH - ASME/Fired Water Heater | HWSD - Hot Water Dom/Potable | 9/30/2006
Northern Natural Gas | 1111 S 103rd St | Omaha | NE | 68124-1072 | Douglas | NE17831 | Active | 9848 | 0 | 1990 | R & R Metal Fabricators | ELBL - Electric Boiler | SAUN - Sauna Steam Room Heat | 9/30/2025
Northern Natural Gas | 1111 S 103rd St | Omaha | NE | 68124-1072 | Douglas | NE17832 | Active | 9850 | 0 | 1990 | R & R Metal Fabricators | ELBL - Electric Boiler | SAUN - Sauna Steam Room Heat | 9/30/2025
Northern Natural Gas | 1111 S 103rd St | Omaha | NE | 68124-1072 | Douglas | NE25611 | Scrapped/Junked | 90442 | 0 | 1998 | Lochinvar | CPFT - Horiz Cpr Fin Boiler | HWHT - Hot Water Heat | 9/30/2023
Northern Natural Gas | 1111 S 103rd St | Omaha | NE | 68124-1072 | Douglas | NE25612 | Scrapped/Junked | 90118 | 0 | 1998 | Lochinvar | CPFT - Horiz Cpr Fin Boiler | HWHT - Hot Water Heat | 9/30/2023
Northern Natural Gas | 1111 S 103rd St | Omaha | NE | 68124-1072 | Douglas | NE42511 | Active | 1774 | 22-HE017824622 | 2022 | Riello | WT - Water Tube Boiler | HWHT - Hot Water Heat | 12/31/2025
Northern Natural Gas | 1111 S 103rd St | Omaha | NE | 68124-1072 | Douglas | NE42512 | Active | 1751 | 22-HE017594522 | 2022 | Riello | WT - Water Tube Boiler | HWHT - Hot Water Heat | 12/31/2025
Northern Natural Gas | 1111 S 103rd St | Omaha | NE | 68124-1072 | Douglas | NE42513 | Active | 1746 | 22-HE017544522 | 2022 | Riello | WT - Water Tube Boiler | HWHT - Hot Water Heat | 12/31/2025
Northern Natural Gas | 1111 S 103rd St | Omaha | NE | 68124-1072 | Douglas | NE42514 | Active | 1767 | 22-HE017754622 | 2022 | Riello | WT - Water Tube Boiler | HWHT - Hot Water Heat | 12/31/2025
Northern Natural Gas | 1111 S 103rd St | Omaha | NE | 68124-1072 | Douglas | NE42515 | Active | 1750 | 22-HE017584522 | 2022 | Riello | WT - Water Tube Boiler | HWHT - Hot Water Heat | 12/31/2025
Northern Natural Gas | 1111 S 103rd St | Omaha | NE | 68124-1072 | Douglas | NE42516 | Active | 1816 | 22-HE018244622 | 2022 | Riello | WT - Water Tube Boiler | HWHT - Hot Water Heat | 12/31/2025
Northern Natural Gas | 1111 S 103rd St | Omaha | NE | 68124-1072 | Douglas | NE42517 | Active | 1754 | 22-HE0117624522 | 2022 | Riello | WT - Water Tube Boiler | HWHT - Hot Water Heat | 12/31/2025
Northern Natural Gas | 1111 S 103rd St | Omaha | NE | 68124-1072 | Douglas | NE42518 | Active | 1812 | 22-HE0118204622 | 2022 | Riello | WT - Water Tube Boiler | HWHT - Hot Water Heat | 12/31/2025
Northern Natural Gas | 1111 S 103rd St | Omaha | NE | 68124-1072 | Douglas | NE42519 | Active | 178 | 22-HE00187622 | 2022 | Riello | WT - Water Tube Boiler | HWHT - Hot Water Heat | 12/31/2025
Northern Natural Gas | 1111 S 103rd St | Omaha | NE | 68124-1072 | Douglas | NE42520 | Active | 1277 | 22-HE012853922 | 2022 | Riello | WT - Water Tube Boiler | HWHT - Hot Water Heat | 12/31/2025
Northern Natural Gas | 1111 S 103rd St | Omaha | NE | 68124-1072 | Douglas | NE42521 | Active | 179 | 22-HE001882622 | 2022 | Riello | WT - Water Tube Boiler | HWHT - Hot Water Heat | 12/31/2025
Northern Natural Gas | 1111 S 103rd St | Omaha | NE | 68124-1072 | Douglas | NE42522 | Active | 1274 | 22-HE012823922 | 2022 | Riello | WT - Water Tube Boiler | HWHT - Hot Water Heat | 12/31/2025
Northern Natural Gas | 1111 S 103rd St | Omaha | NE | 68124-1072 | Douglas | NE42523 | Active | 175 | 22-HE001842622 | 2022 | Riello | WT - Water Tube Boiler | HWHT - Hot Water Heat | 12/31/2025
Northern Natural Gas | 1111 S 103rd St | Omaha | NE | 68124-1072 | Douglas | NE42524 | Active | 1275 | 22-HE012833922 | 2022 | Riello | WT - Water Tube Boiler | HWHT - Hot Water Heat | 12/31/2025
Northern Natural Gas | 1111 S 103rd St | Omaha | NE | 68124-1072 | Douglas | NE42525 | Active | 1260 | 22-HE012683922 | 2022 | Riello | WT - Water Tube Boiler | HWHT - Hot Water Heat | 12/31/2025
Northern Natural Gas | 1111 S 103rd St | Omaha | NE | 68124-1072 | Douglas | NE42526 | Active | 1269 | 22-HE012773922 | 2022 | Riello | WT - Water Tube Boiler | HWHT - Hot Water Heat | 12/31/2025
Heritage at Sterling Ridge | 1111 Sterling Ridge Dr | Omaha | NE | 68144 | Douglas | NE24891 | Active | 49535 | 13WHTX1130488 | 2013 | PVI Industries | COND - Condenser | HWSD - Hot Water Dom/Potable | 2/28/2027
Heritage at Sterling Ridge | 1111 Sterling Ridge Dr | Omaha | NE | 68144 | Douglas | NE24892 | Active | 49749 | 13WHTX1130512 | 2013 | PVI Industries | COND - Condenser | HWSD - Hot Water Dom/Potable | 2/28/2027
Heritage at Sterling Ridge | 1111 Sterling Ridge Dr | Omaha | NE | 68144 | Douglas | NE24893 | Active | 49781 | 13WHTX1130544 | 2013 | PVI Industries | COND - Condenser | HWSD - Hot Water Dom/Potable | 2/28/2027
Maverik #5154 | 11111 Emmet St | Omaha | NE | 68164-2916 | Douglas | NE01704 | Active | 218369 | 043218369 | 2004 | Raypak | CPFT - Horiz Cpr Fin Boiler | HWFG - Hotwater Heat Floor-Glycl | 12/31/2021
CHI/Midlands Hospital | 11111 S 84th St | Papillion | NE | 68046-4122 | Sarpy | NE04005 | Active | 43 | 10554 | 1974 | MURR | WT - Water Tube Boiler | PROC - Process Steam | 8/31/2026
CHI/Midlands Hospital | 11111 S 84th St | Papillion | NE | 68046-4122 | Sarpy | NE04006 | Active | 42 | 10553 | 1974 | MURR | WT - Water Tube Boiler | PROC - Process Steam | 8/31/2026
Sidney Library | 1112 12th Ave | Sidney | NE | 69162-2008 | Cheyenne | NE16791 | Scrapped/Junked |  | 571812 | 1992 | SLANT FIN |  | HWHT - Hot Water Heat | 2/28/2005
Sidney Library | 1112 12th Ave | Sidney | NE | 69162-2008 | Cheyenne | NE16792 | Scrapped/Junked |  | 57813 | 1992 | Slant Fin Corp | CI - Cast Iron | HWHT - Hot Water Heat | 2/28/2005
Mory's Haven | 1112 15th St | Columbus | NE | 68601-5304 | Platte | NE40201 | Scrapped/Junked | 38639 | LC970637359964 | 1997 | AOSM | CHWH - ASME/Fired Water Heater | HWSD - Hot Water Dom/Potable | 2/28/2010
Mory's Haven | 1112 15th St | Columbus | NE | 68601-5304 | Platte | NE40279 | Scrapped/Junked | 41592 | LL97-0692687970 | 1997 | AOSM | CHWH - ASME/Fired Water Heater | HWSD - Hot Water Dom/Potable | 2/28/2013
Dakota Spotless Car Wash | 1112 Dakota Ave | South Sioux City | NE | 68776-2336 | Dakota | NE41062 | Active | 221937 | G12H10221937 | 2012 | Lochinvar | WTSS - Watertube SS Steel | HWFP - Floor Heat & Nonpotable | 1/31/2026
MAIN STREET LAUNDRY | 1112 Main Ave | Crete | NE | 68333-2258 | SALINE | NE21580 | Inactive | 36965 | 932C9636965 | 1997 | AO SMITH | WT - Water Tube Boiler | HWSP - Hot Water Non Potable Supply | 3/31/2005
MBC Building | 11128 John Galt Blvd | Omaha | NE | 68137-6309 | Douglas | NE18337 | Scrapped/Junked | 2445 | 7689 | 1978 | Precision | ELBL - Electric Boiler | HWHT - Hot Water Heat | 4/30/2026
MBC Building | 11128 John Galt Blvd | Omaha | NE | 68137-6309 | Douglas | NE43573 | Active | 60508 | 99579 | 2025 | Lattner Boiler Co | ELBL - Electric Boiler | HWHT - Hot Water Heat | 7/31/2026
Alliance Middle School | 1113 Laramie Ave | Alliance | NE | 69301-2535 | Box Butte | NE06585 | Scrapped/Junked | n/a | 64735715 | 2004 | Burnham | CI - Cast Iron | STHT - Steam-Heat | 2/28/2024
Alliance Middle School | 1113 Laramie Ave | Alliance | NE | 69301-2535 | Box Butte | NE06586 | Scrapped/Junked | n/a | 64735717 | 2004 | Burnham | CI - Cast Iron | STHT - Steam-Heat | 2/28/2024
Alliance Middle School | 1113 Laramie Ave | Alliance | NE | 69301-2535 | Box Butte | NE21136 | Exempt 1999 LB-66 |  | 1109 | 1997 | RHEEM MANUFACTURING CO | AHWH - ANSI/Fired Water Htr | HWSD - Hot Water Dom/Potable | 7/31/2000
Alliance Middle School | 1113 Laramie Ave | Alliance | NE | 69301-2535 | Box Butte | NE23559 | Exempt 1999 LB-66 |  | 0116 | 1998 | RHEEM MANUFACTURING CO | AHWH - ANSI/Fired Water Htr | HWSD - Hot Water Dom/Potable | 7/31/2000
Alliance Middle School | 1113 Laramie Ave | Alliance | NE | 69301-2535 | Box Butte | NE31667 | Scrapped/Junked |  | 2066 | 1950 | NATL BOILER |  | STHT - Steam-Heat | 7/31/2005
Alliance Middle School | 1113 Laramie Ave | Alliance | NE | 69301-2535 | Box Butte | NE42841 | Active | 539248 | 2214128609979 | 2021 | Lochinvar | FT - Firetube Boiler | HWSD - Hot Water Dom/Potable | 2/28/2026
Alliance Middle School | 1113 Laramie Ave | Alliance | NE | 69301-2535 | Box Butte | NE42842 | Active | 540205 | 2214128609982 | 2021 | Lochinvar | FT - Firetube Boiler | HWSD - Hot Water Dom/Potable | 2/28/2026
Alliance Middle School | 1113 Laramie Ave | Alliance | NE | 69301-2535 | Box Butte | NE42843 | Active | 540208 | 2214128609978 | 2021 | Lochinvar | FT - Firetube Boiler | HWSD - Hot Water Dom/Potable | 2/28/2026
CLAYTON PRICE & SONS | 1113 Nicholas St | Omaha | NE | 68102-4208 | Douglas | NE10916 | Inactive | 25386 |  | 1966 | PM LATTNER MFR COMPANY | FT - Firetube Boiler | PROC - Process Steam | 7/31/1996
Apartment Building | 1113 S 10th St | Omaha | NE | 68108-3232 | Douglas | NE05013 | Scrapped/Junked |  | 64364-0392 | 1992 | PEER | CI - Cast Iron | STHT - Steam-Heat | 8/31/2009
Apartment Building | 1113 S 10th St | Omaha | NE | 68108-3232 | Douglas | NE05014 | Scrapped/Junked |  | 63493-1191 | 1992 | PEER | CI - Cast Iron | STHT - Steam-Heat | 8/31/2009
Apartment Building | 1113 S 10th St | Omaha | NE | 68108-3232 | Douglas | NE05589 | Exempt 1999 LB-66 |  | H89661069 | 1989 | STATE INDUSTRIES | AHWH - ANSI/Fired Water Htr | HWSD - Hot Water Dom/Potable | 10/31/1999
Apartment Building | 1113 S 10th St | Omaha | NE | 68108-3232 | Douglas | NE05590 | Exempt 1999 LB-66 |  | 84905 | 1972 | Ruud-Rheem | AHWH - ANSI/Fired Water Htr | HWSD - Hot Water Dom/Potable | 10/31/1999
Apartment Building | 1113 S 10th St | Omaha | NE | 68108-3232 | Douglas | NE07772 | Scrapped/Junked |  | 62-12 | 1998 | PEER | CI - Cast Iron | STHT - Steam-Heat | 8/31/2009
Howard County Medical Center | 1113 Sherman St | St Paul | NE | 68873-1546 | Howard | NE00088 | Active | 4292 | BT006877 | 1999 | Cleaver Brooks | WT - Water Tube Boiler | HWHT - Hot Water Heat | 2/28/2026
Howard County Medical Center | 1113 Sherman St | St Paul | NE | 68873-1546 | Howard | NE03513 | Scrapped/Junked | 18010 | 5X | 1954 | KEWANEE | FTSM - FTS Marine Dry Back | PROC - Process Steam | 9/30/2007
Howard County Medical Center | 1113 Sherman St | St Paul | NE | 68873-1546 | Howard | NE03514 | Scrapped/Junked | 18009 | H-1169 | 1954 | KEWANEE | FTSM - FTS Marine Dry Back | PROC - Process Steam | 6/30/2007
Howard County Medical Center | 1113 Sherman St | St Paul | NE | 68873-1546 | Howard | NE08704 | Inactive |  |  | 1985 | RUUD | ELWH - Electric Water Heater | 0034 - Booster Htr Water Supply | 6/30/2003
Howard County Medical Center | 1113 Sherman St | St Paul | NE | 68873-1546 | Howard | NE10131 | Out of Service | 26351 | 2006-04-0005 | 2006 | Giannoni/Lochinvar | COBL - Coil Type Boiler | HWHT - Hot Water Heat | 2/28/2017
Howard County Medical Center | 1113 Sherman St | St Paul | NE | 68873-1546 | Howard | NE10132 | Scrapped/Junked | 18442 | 2006-22-0012 | 2006 | Giannoni/Lochinvar | COBL - Coil Type Boiler | HWHT - Hot Water Heat | 2/28/2016
Howard County Medical Center | 1113 Sherman St | St Paul | NE | 68873-1546 | Howard | NE10133 | Scrapped/Junked | 19576 | 2006-25-0032 | 2006 | Giannoni/Lochinvar | COBL - Coil Type Boiler | HWHT - Hot Water Heat | 2/28/2015
Howard County Medical Center | 1113 Sherman St | St Paul | NE | 68873-1546 | Howard | NE10134 | Scrapped/Junked | 27748 | 2006-46-0121 | 2006 | Giannoni/Lochinvar | COBL - Coil Type Boiler | HWHT - Hot Water Heat | 2/28/2013
Howard County Medical Center | 1113 Sherman St | St Paul | NE | 68873-1546 | Howard | NE10135 | Out of Service | 19575 | 2006-25-0029 | 2006 | GIANNONI | COBL - Coil Type Boiler | HWHT - Hot Water Heat | 2/28/2017
Howard County Medical Center | 1113 Sherman St | St Paul | NE | 68873-1546 | Howard | NE10136 | Scrapped/Junked | 27674 | 2006460047 | 2006 | Giannoni/Lochinvar | COBL - Coil Type Boiler | HWHT - Hot Water Heat | 2/28/2014
Howard County Medical Center | 1113 Sherman St | St Paul | NE | 68873-1546 | Howard | NE10137 | Scrapped/Junked | 19583 | 2006250037 | 2006 | Giannani/Lochinvar | COBL - Coil Type Boiler | HWSD - Hot Water Dom/Potable | 2/28/2020
Howard County Medical Center | 1113 Sherman St | St Paul | NE | 68873-1546 | Howard | NE10138 | Scrapped/Junked | 17281 | 2006-19-0017 | 2006 | GIANNONI | COBL - Coil Type Boiler | HWSD - Hot Water Dom/Potable | 2/28/2020
Howard County Medical Center | 1113 Sherman St | St Paul | NE | 68873-1546 | Howard | NE10147 | Out of Service | 54412 | 95016 | 2007 | Bryan | WT - Water Tube Boiler | PROC - Process Steam | 2/28/2025
Howard County Medical Center | 1113 Sherman St | St Paul | NE | 68873-1546 | Howard | NE23783 | Scrapped/Junked | 234420 | J12H234420 | 2012 | Gianonni/Lochinvar | WTSS - Watertube SS Steel | HWHT - Hot Water Heat | 2/28/2022
Howard County Medical Center | 1113 Sherman St | St Paul | NE | 68873-1546 | Howard | NE23784 | Scrapped/Junked | 234347 | J12H10234347 | 2012 | Gianonni/Lochinvar | WTSS - Watertube SS Steel | HWHT - Hot Water Heat | 2/28/2021
Howard County Medical Center | 1113 Sherman St | St Paul | NE | 68873-1546 | Howard | NE24934 | Active | 103230 | L13H0103230 | 2013 | Lochinvar/AIC Tuchcom | FTSS - Firetube Stainless Steel | HWHS - Hotwater Heat Sidewalks | 2/28/2026
Howard County Medical Center | 1113 Sherman St | St Paul | NE | 68873-1546 | Howard | NE25828 | Inactive | 327521 | L14H327521 | 2014 | Lochinvar | COBL - Coil Type Boiler | HWHT - Hot Water Heat | 2/28/2025
Howard County Medical Center | 1113 Sherman St | St Paul | NE | 68873-1546 | Howard | NE26491 | Inactive | 372169 | 1614102797940 | 2016 | Lochinvar | COBL - Coil Type Boiler | HWHT - Hot Water Heat | 2/28/2025
Howard County Medical Center | 1113 Sherman St | St Paul | NE | 68873-1546 | Howard | NE29172 | Active | 132467 | ESA1254930-1122 | 2022 | SUSSMAN | ELBL - Electric Boiler | 0020 - Supp to Sterlizer/Autoclave | 2/28/2025
Howard County Medical Center | 1113 Sherman St | St Paul | NE | 68873-1546 | Howard | NE41166 | Active | 502006 | 1202900006 | 2020 | Lochinvar | COBL - Coil Type Boiler | HWHT - Hot Water Heat | 2/28/2026
Howard County Medical Center | 1113 Sherman St | St Paul | NE | 68873-1546 | Howard | NE41176 | Active | 528273 | 1212200084 | 2020 | Lochinvar | COBL - Coil Type Boiler | HWHT - Hot Water Heat | 2/28/2026
Howard County Medical Center | 1113 Sherman St | St Paul | NE | 68873-1546 | Howard | NE41307 | Active | 531096 | 1212600187 | 2021 | Lochinvar | COBL - Coil Type Boiler | HWHT - Hot Water Heat | 2/28/2026
Howard County Medical Center | 1113 Sherman St | St Paul | NE | 68873-1546 | Howard | NE41308 | Inactive | 530526 | 1212600007 | 2021 | Lochinvar | COBL - Coil Type Boiler | HWHT - Hot Water Heat | 2/28/2025
Howard County Medical Center | 1113 Sherman St | St Paul | NE | 68873-1546 | Howard | NE43195 | Active | 619386 | N1.24.30.00029 | 2024 | Lochinvar | COBL - Coil Type Boiler | HWHT - Hot Water Heat | 2/28/2026
Howard County Medical Center | 1113 Sherman St | St Paul | NE | 68873-1546 | Howard | NE43196 | Active | 592716 | N1.23.22.00025. | 2023 | Lochinvar | COBL - Coil Type Boiler | HWHT - Hot Water Heat | 2/28/2026
Howard County Medical Center | 1113 Sherman St | St Paul | NE | 68873-1546 | Howard | NE43197 | Active | 545788 | N1.23.22.00100 | 2024 | Lochinvar | COBL - Coil Type Boiler | HWHT - Hot Water Heat | 2/28/2026
Howard County Medical Center | 1113 Sherman St | St Paul | NE | 68873-1546 | Howard | NE43860 | Active | 60630 | 99472 | 2025 | Lattner Boiler Co | FT - Firetube Boiler | STMG - Steam Generator | 2/28/2026
JHD LLC | 1114 Howard St | Omaha | NE | 68102-2817 | Douglas | NE04819 | Inactive | n/a | 21015 | 1941 | Pacific | FT - Firetube Boiler | STHT - Steam-Heat | 9/30/2011
Apartment Building | 1114 Jones St | Omaha | NE | 68102-3229 | Douglas | NE12998 | Exempt | na | 2086V00663 | 1983 | bryant-dunkirk | CI - Cast Iron | HWHT - Hot Water Heat | 9/30/2019
Apartment Building | 1114 Jones St | Omaha | NE | 68102-3229 | Douglas | NE12999 | Exempt | na | 0185V00101 | 1986 | bryant-dunkirk | CI - Cast Iron | HWHT - Hot Water Heat | 9/30/2019
MACS SHORTSTOP | 1114 N Adams St | Lexington | NE | 68850-1663 | DAWSON | NE40281 | Inactive | 18463 |  | 1980 | RAYPAK INC, CALIFORNIA | WT - Water Tube Boiler | HWHT - Hot Water Heat | 3/31/2000
MACS SHORTSTOP | 1114 N Adams St | Lexington | NE | 68850-1663 | DAWSON | NE40306 | Inactive |  | RN0892D08997 | 1989 | RHEEM MANUFACTURING CO | AHWH - ANSI/Fired Water Htr | HWSP - Hot Water Non Potable Supply | 3/31/2000
Alma City Pool | 1115 2nd Street | Alma | NE | 68920 | Harlan | NE25860 | Inactive | 361541 | 1370361541 | 2013 | Raypak | CPPH - Ansi Cpr Fin Pool Heater | OPHT - Outdoor Pool Heater | 6/30/2022
Apartment Building - Woods | 1115 H St | Lincoln | NE | 68508-3256 | Lancaster | NE09777 | Scrapped/Junked | N/A | 7FDA-2611 | 1975 | Peerless | CI - Cast Iron | HWHT - Hot Water Heat | 2/28/2019
Apartment Building - Woods | 1115 H St | Lincoln | NE | 68508-3256 | Lancaster | NE09778 | Scrapped/Junked |  | F90482351 | 1990 | STATE INDUSTRIES | AHWH - ANSI/Fired Water Htr | HWSD - Hot Water Dom/Potable | 4/30/2004
Apartment Building - Woods | 1115 H St | Lincoln | NE | 68508-3256 | Lancaster | NE27979 | Active | 91768 | 19PGT500.112.1062 | 2018 | Lochinvar | FTVT - Firetube Vertical TB | HWHT - Hot Water Heat | 2/28/2026
Apartment Building - Woods | 1115 H St | Lincoln | NE | 68508-3256 | Lancaster | NE27980 | Active | 268400 | PGT550112.0722 | 2017 | Lochinvar | FTVT - Firetube Vertical TB | HWHT - Hot Water Heat | 2/28/2026
Hansen Apartments | 1115 N Lexington Ave | Hastings | NE | 68901-3868 | Adams | NE19405 | Active | NA | G-1161 | 1995 | Peerless | CI - Cast Iron | HWHT - Hot Water Heat | 11/30/2026
Paulsen Inc | 1116 E Hwy 30 | Cozad | NE | 69130-2236 | Dawson | NE18486 | Active | 946 | 96-946 | 1995 | Sioux | COBL - Coil Type Boiler | HWSD - Hot Water Dom/Potable | 3/31/2025
Paulsen Inc | 1116 E Hwy 30 | Cozad | NE | 69130-2236 | Dawson | NE20299 | Scrapped/Junked | 8648 | 96-E5583 | 1996 | Les Inc/Aldrich Co | FTVT - Firetube Vertical TB | HWHT - Hot Water Heat | 3/31/2024
Paulsen Inc | 1116 E Hwy 30 | Cozad | NE | 69130-2236 | Dawson | NE35424 | Inactive |  | G-406 | 1978 | American Standard | CI - Cast Iron | STHT - Steam-Heat | 2/28/2004
Paulsen Inc | 1116 E Hwy 30 | Cozad | NE | 69130-2236 | Dawson | NE43163 | Active | 21599 | 24F-9507 | 2024 | Aldrich | FTVT - Firetube Vertical TB | HWHT - Hot Water Heat | 3/31/2026
Brickway Brewering & Distilling | 1116 Jackson St | Omaha | NE | 68102-2825 | Douglas | NE23983 | Active | 17218 | 31446 | 2013 | Rite Eng | WT - Water Tube Boiler | PROC - Process Steam | 1/31/2026
First Baptist Church | 1116 K St | Tekamah | NE | 68061-1420 | Burt | NE01768 | Active | N/A | C0005897 | 2000 | Slant Fin | CI - Cast Iron | HWFS - HW Heat - Floor & Sidewalk | 1/31/2026
Arborview Apartments | 1116 S 2nd St | Nebraska City | NE | 68410-3661 | Otoe | NE24156 | Active | 47020 | 47020 | 1995 | Ajax | COBL - Coil Type Boiler | HWSD - Hot Water Dom/Potable | 8/31/2026
Arborview Apartments | 1116 S 2nd St | Nebraska City | NE | 68410-3661 | Otoe | NE24157 | Active | 47019 | 47019 | 1995 | Ajax | COBL - Coil Type Boiler | HWSD - Hot Water Dom/Potable | 8/31/2025
THE HASTINGS HOMESTEAD | 1116 Sycamore Ave | Hastings | NE | 68901-3399 | ADAMS | NE30979 | Scrapped/Junked |  | RN0597G00937 | 1997 | RHEEM MANUFACTURING CO | AHWH - ANSI/Fired Water Htr | HWSD - Hot Water Dom/Potable | 7/31/2000
THE HASTINGS HOMESTEAD | 1116 Sycamore Ave | Hastings | NE | 68901-3399 | ADAMS | NE40005 | Exempt 1999 LB-66 |  | RN0597G00936 | 1997 | RHEEM MANUFACTURING CO | AHWH - ANSI/Fired Water Htr | HWSD - Hot Water Dom/Potable | 7/31/2000
THE HASTINGS HOMESTEAD | 1116 Sycamore Ave | Hastings | NE | 68901-3399 | ADAMS | NE40006 | Exempt 1999 LB-66 |  | RN0497G03817 | 1997 | RHEEM MANUFACTURING CO | AHWH - ANSI/Fired Water Htr | HWSD - Hot Water Dom/Potable | 7/31/2000
RICHLAND PARK APARTMENTS | 11162 BURT ST | OMAHA | NE | 68154 | Douglas | NE24484 | Exempt 1999 LB-66 |  | MM93-028054880 | 1993 | AO SMITH | AHWH - ANSI/Fired Water Htr | HWSD - Hot Water Dom/Potable | 1/31/2000
A1 Automotive | 1117 L St | Lincoln | NE | 68508-2118 | LANCASTER | NE06735 | Active | n/a | 250500153 | 2005 | Dunkirk | CALU - Cast Aluminum | HWHT - Hot Water Heat | 12/31/2025
A1 Automotive | 1117 L St | Lincoln | NE | 68508-2118 | LANCASTER | NE24331 | Inactive |  | 60-14022 | 1964 | PEERLESS HEATER COMPANY |  | HWHT - Hot Water Heat | 10/31/2005
Siena Francis House | 1117 N 17th St | Omaha | NE | 68102-4102 | Douglas | NE06467 | Scrapped/Junked | 93459 | 93459/A05M004916 | 2005 | AOSC | CHWH - ASME/Fired Water Heater | HWSD - Hot Water Dom/Potable | 8/31/2016
Siena Francis House | 1117 N 17th St | Omaha | NE | 68102-4102 | Douglas | NE06468 | Scrapped/Junked | 93476 | 93476/A05M004928 | 2005 | AOSC | CHWH - ASME/Fired Water Heater | HWSD - Hot Water Dom/Potable | 8/31/2020
Siena Francis House | 1117 N 17th St | Omaha | NE | 68102-4102 | Douglas | NE26623 | Scrapped/Junked | 215246 | 215246 | 2016 | AOSC | CHWH - ASME/Fired Water Heater | HWSD - Hot Water Dom/Potable | 8/31/2020
Siena Francis House | 1117 N 17th St | Omaha | NE | 68102-4102 | Douglas | NE28100 | Active | 94062 | F009934 | 2018 | PVI Industries | WT - Water Tube Boiler | HWSD - Hot Water Dom/Potable | 8/31/2026
Siena Francis House | 1117 N 17th St | Omaha | NE | 68102-4102 | Douglas | NE28526 | Active | 84217 | F009895 | 2017 | PVI Industries | WT - Water Tube Boiler | HWSD - Hot Water Dom/Potable | 8/31/2026
Siena Francis House | 1117 N 17th St | Omaha | NE | 68102-4102 | Douglas | NE28527 | Active | 96274 | F009974 | 2018 | PVI Industries | WT - Water Tube Boiler | HWSD - Hot Water Dom/Potable | 8/31/2026
Siena Francis House | 1117 N 17th St | Omaha | NE | 68102-4102 | Douglas | NE28528 | Active | 86133 | F009993 | 2017 | PVI Industries | WT - Water Tube Boiler | HWSD - Hot Water Dom/Potable | 8/31/2026
Dudek's Clothing Store | 1117-1119 A St | Schuyler | NE | 68661 | Colfax | NE17272 | Inactive | N/A | 2237 | 1930 | United Radiator | CI - Cast Iron | STHT - Steam-Heat | 1/31/2011
Saint Paul United Methodist | 1118 M St # 1144 | Lincoln | NE | 68508-2123 | Lancaster | NE05238 | Scrapped/Junked |  | 7FD2674 | 1971 | Peerless | CI - Cast Iron | STHT - Steam-Heat | 3/31/2007
RETAIL BUILDING | 1118 O St | Lincoln | NE | 68508-3612 | LANCASTER | NE14790 | Scrapped/Junked |  | 211-1914-G | 1980 | PEERLESS HEATER COMPANY |  | STHT - Steam-Heat | 12/31/1997
CenturyLink | 1119 N 90th St | Omaha | NE | 68114-2707 | Douglas | NE11463 | Scrapped/Junked | 9999 | 9915 | 1973 | Kewanee | FTFB - Firetube-Firebox Boiler | HWHT - Hot Water Heat | 9/30/2011
Speedie Car Wash | 112 E Enterprise Dr | Gretna | NE | 68028-7972 | Sarpy | NE01757 | Scrapped/Junked | N/A | 95-04-004606 | 1995 | PALO | COWH - Coil Type Water Heater | HWHF - Hot Water Heat-Floor | 4/30/2013
Speedie Car Wash | 112 E Enterprise Dr | Gretna | NE | 68028-7972 | Sarpy | NE01758 | Scrapped/Junked | N/A | 95-03-004526 | 1995 | PALO | COWH - Coil Type Water Heater | HWHF - Hot Water Heat-Floor | 4/30/2013
Brady Public Schools | 112 E Popleton Ave | Brady | NE | 69123-2752 | Lincoln | NE09153 | Scrapped/Junked | 46936 | G-07-0465 | 2007 | Aerco International | FTVT - Firetube Vertical TB | HWHT - Hot Water Heat | 8/31/2022
Brady Public Schools | 112 E Popleton Ave | Brady | NE | 69123-2752 | Lincoln | NE18929 | Exempt 1999 LB-66 |  | 1192D06744 | 1992 | RHEEM MANUFACTURING CO | AHWH - ANSI/Fired Water Htr | HWSD - Hot Water Dom/Potable | 8/31/1999
Brady Public Schools | 112 E Popleton Ave | Brady | NE | 69123-2752 | Lincoln | NE33606 | Scrapped/Junked |  | 7FDA1878 | 1980 | PEERLESS HEATER COMPANY |  | STHT - Steam-Heat | 8/31/2007
Brady Public Schools | 112 E Popleton Ave | Brady | NE | 69123-2752 | Lincoln | NE41305 | Active | 532152 | N1212800047 | 2021 | Sermeta | COBL - Coil Type Boiler | HWHT - Hot Water Heat | 12/31/2026
Brady Public Schools | 112 E Popleton Ave | Brady | NE | 69123-2752 | Lincoln | NE41306 | Active | 531121 | N212600212 | 2021 | Sermeta | COBL - Coil Type Boiler | HWHT - Hot Water Heat | 12/31/2026
PEET'S FEEDS | 112 FRAISER | BEEMER | NE | 68716 | CUMING | NE12463 | Inactive | 450 |  | 1952 | NEBRASKA BOILER | WT - Water Tube Boiler | PROC - Process Steam | 1/31/2005
Tekamah-Herman Schools | 112 N 13th St | Tekamah | NE | 68061-1044 | Burt | NE24706 | Scrapped/Junked | 9747 | 98E-7151 | 1998 | Aldrich | FT - Firetube Boiler | STHT - Steam-Heat | 10/31/2017
Tekamah-Herman Schools | 112 N 13th St | Tekamah | NE | 68061-1044 | Burt | NE24707 | Scrapped/Junked | 9743 | 98E7147 | 1998 | Aldrich | FT - Firetube Boiler | STHT - Steam-Heat | 10/31/2017
Tekamah-Herman Schools | 112 N 13th St | Tekamah | NE | 68061-1044 | Burt | NE31980 | Inactive |  |  | 1932 | KEWANEE | FT - Firetube Boiler | STHT - Steam-Heat | 8/31/1998
Tekamah-Herman Schools | 112 N 13th St | Tekamah | NE | 68061-1044 | Burt | NE31981 | Inactive |  |  | 1932 | KEWANEE | FT - Firetube Boiler | STHT - Steam-Heat | 8/31/1998
Tekamah-Herman Schools | 112 N 13th St | Tekamah | NE | 68061-1044 | Burt | NE31982 | Scrapped/Junked |  |  | 1955 | FITZGIBBONS | FT - Firetube Boiler | HWHT - Hot Water Heat | 8/31/1998
ONE HOUR MARTINIZING | 112 N 18th St | Omaha | NE | 68102-4904 | Douglas | NE02988 | Scrapped/Junked | 43021 |  | 1983 | FULTON BOILERWORKS | FT - Firetube Boiler | PROC - Process Steam | 5/31/1989
WAUNETA ROLLER MILLS | 112 N Arapahoe | Wauneta | NE | 69045-6587 | CHASE | NE02047 | Inactive | 2800 |  | 1953 | BRYAN STEAM LLC | WT - Water Tube Boiler | PROC - Process Steam | 4/30/2005
CTF Service Inc | 112 N Madison St | Brainard | NE | 68626-3511 | Butler | NE24323 | Scrapped/Junked | N/A | MI-115251-0997 | 1997 | Peerless | CI - Cast Iron | HWHF - Hot Water Heat-Floor | 2/28/2023
CTF Service Inc | 112 N Madison St | Brainard | NE | 68626-3511 | Butler | NE43185 | Active | 313633 | 22.VC45.377.0411 | 2022 | NTI | FTSS - Firetube Stainless Steel | HWHT - Hot Water Heat | 3/31/2026
Wheeler St Partnership | 112 N Wheeler Ave | Grand Island | NE | 68801-6015 | Hall | NE19114 | Scrapped/Junked | n/a | 2B-JI | 1962 | American Standard | CI - Cast Iron | HWHT - Hot Water Heat | 1/31/2012
Wheeler St Partnership | 112 N Wheeler Ave | Grand Island | NE | 68801-6015 | Hall | NE22153 | Inactive | 2659 | 100909718 | 2009 | CAMUS | CPFT - Horiz Cpr Fin Boiler | HWHT - Hot Water Heat | 3/31/2016
J & J CLEANERS | 112 Norris Ave | McCook | NE | 69001-3778 | RED WILLOW | NE01257 | Inactive |  | 2202 | 1960 | WEBER | WT - Water Tube Boiler | PROC - Process Steam | 3/31/1986
ALLIANCE PUBLISHING | 112-24 E 4TH ST | ALLIANCE | NE | 69301-3402 | BOX BUTTE | NE14340 | Inactive |  | 8822 | 1973 | CRANE |  | HWHT - Hot Water Heat | 8/31/1994
ALLIANCE PUBLISHING | 112-24 E 4TH ST | ALLIANCE | NE | 69301-3402 | BOX BUTTE | NE14341 | Inactive |  | 8823 | 1973 | CRANE |  | HWHT - Hot Water Heat | 8/31/1996
ALLIANCE PUBLISHING | 112-24 E 4TH ST | ALLIANCE | NE | 69301-3402 | BOX BUTTE | NE14342 | Inactive |  | 8750 | 1973 | CRANE |  | HWHT - Hot Water Heat | 8/31/1996
Hauff Sporting Goods Co | 1120 Capitol Ave | Omaha | NE | 68102-1113 | Douglas | NE15452 | Scrapped/Junked | 4895 |  | 1960 | KEWA | FTFB - Firetube-Firebox Boiler | STHT - Steam-Heat | 6/30/2009
Geneva Senior Center | 1120 F St | Geneva | NE | 68361-2637 | Fillmore | NE17457 | Active | 17892 | LH92-0017892880 | 1993 | AOSM | CHWH - ASME/Fired Water Heater | HWSD - Hot Water Dom/Potable | 9/30/2026
Geneva Senior Center | 1120 F St | Geneva | NE | 68361-2637 | Fillmore | NE34586 | Active | N/A | G406 | 1975 | AMST | CI - Cast Iron | HWHT - Hot Water Heat | 9/30/2026
Jun Kaneko | 1120 Jones St | Omaha | NE | 68102-3205 | Douglas | NE12864 | Active | 0 | 2689V00904 | 1990 | Dunkirk Radiator Corporation | CI - Cast Iron | HWHT - Hot Water Heat | 1/31/2027
Jun Kaneko | 1120 Jones St | Omaha | NE | 68102-3205 | Douglas | NE12865 | Active | 0 | 1890V00640 | 1990 | Dunkirk Radiator Corporation | CI - Cast Iron | HWHT - Hot Water Heat | 1/31/2027
Ft Calhoun Elem Schl | 1120 Monroe St | Fort Calhoun | NE | 68023-2530 | WASHINGTON | NE14131 | Active | 58245 | I08H10058245 | 2008 | LOCHINVAR | SSCH - SS Coil Water Heater | HWHT - Hot Water Heat | 9/30/2026
Ft Calhoun Elem Schl | 1120 Monroe St | Fort Calhoun | NE | 68023-2530 | WASHINGTON | NE14132 | Active | 61799 | I08H10061799 | 2008 | LOCHINVAR | SSCH - SS Coil Water Heater | HWHT - Hot Water Heat | 9/30/2026
Ft Calhoun Elem Schl | 1120 Monroe St | Fort Calhoun | NE | 68023-2530 | WASHINGTON | NE22785 | Active | 4015 | 10004015 | 2011 | Rinnai/ATAG | WTHW - Watertube Wtr Heater | HHHP - Hotwater Heat & Heat Pump | 9/30/2026
Ft Calhoun Elem Schl | 1120 Monroe St | Fort Calhoun | NE | 68023-2530 | WASHINGTON | NE31534 | Scrapped/Junked |  | M-3168 | 1962 | KEWANEE | FTFB - Firetube-Firebox Boiler | HWHT - Hot Water Heat | 8/31/2008
Westplex III | 1120 N 103rd Plaza | Omaha | NE | 68114-1114 | Douglas | NE14856 | Active | 22009 | 070850465 | 2008 | RBI | CPFT - Horiz Cpr Fin Boiler | HWHT - Hot Water Heat | 11/30/2026
Westplex III | 1120 N 103rd Plaza | Omaha | NE | 68114-1114 | Douglas | NE14857 | Active | 22010 | 070850466 | 2008 | RBI | CPFT - Horiz Cpr Fin Boiler | HWHT - Hot Water Heat | 11/30/2026
MADISON HOUSE | 1120 N 1st St | Norfolk | NE | 68701-0904 | MADISON | NE21267 | Exempt 1999 LB-66 |  | M96-980673 | 1996 | STATE INDUSTRIES | AHWH - ANSI/Fired Water Htr | HWSD - Hot Water Dom/Potable | 11/30/1999
MADISON HOUSE | 1120 N 1st St | Norfolk | NE | 68701-0904 | MADISON | NE21268 | Exempt 1999 LB-66 |  | M96-980671 | 1996 | STATE INDUSTRIES | AHWH - ANSI/Fired Water Htr | HWSD - Hot Water Dom/Potable | 11/30/1999
APARTMENT BLDG | 1120 N 45th St | Omaha | NE | 68132-1754 | Douglas | NE12858 | Scrapped/Junked |  | 61-21133 | 1983 | PEERLESS HEATER COMPANY |  | STHT - Steam-Heat | 1/31/2006
COTTONWOOD APARTMENTS | 1120 N 47th Ave | Omaha | NE | 68132-1724 | Douglas | NE24454 | Exempt 1999 LB-66 |  | MJ89-0045253 | 1989 | AO SMITH | AHWH - ANSI/Fired Water Htr | HWSD - Hot Water Dom/Potable | 1/31/2000
COTTONWOOD APARTMENTS | 1120 N 47th Ave | Omaha | NE | 68132-1724 | Douglas | NE24455 | Exempt 1999 LB-66 |  | 1270-77157 | 1985 | RUUD | AHWH - ANSI/Fired Water Htr | HWSD - Hot Water Dom/Potable | 1/31/2000
COTTONWOOD APARTMENTS | 1120 N 47th Ave | Omaha | NE | 68132-1724 | Douglas | NE24456 | Exempt 1999 LB-66 |  | K96368585 | 1996 | STATE INDUSTRIES | AHWH - ANSI/Fired Water Htr | HWSD - Hot Water Dom/Potable | 1/31/2000
Cottonwood Apartments | 1120 N 47Yh Ave | Omaha | NE |  | Sarpy | NE24457 | Exempt 1999 LB-66 |  | A8317642 | 1980 | State Ind. | AHWH - ANSI/Fired Water Htr | HWSD - Hot Water Dom/Potable | 1/31/2000
Security National Bank | 1120 S 101st St | Omaha | NE | 68124-1967 | Douglas | NE09930 | Scrapped/Junked | 11850 | 02E9753 | 2002 | ALES | FTVT - Firetube Vertical TB | HWHT - Hot Water Heat | 1/31/2023
Security National Bank | 1120 S 101st St | Omaha | NE | 68124-1967 | Douglas | NE09931 | Scrapped/Junked | 11849 | 02E9753 | 2002 | ALES | FTVT - Firetube Vertical TB | HWHT - Hot Water Heat | 1/31/2023
Security National Bank | 1120 S 101st St | Omaha | NE | 68124-1967 | Douglas | NE41940 | Active | 18039 | 21-HE16521821 | 2021 | Riello | WT - Water Tube Boiler | HWHT - Hot Water Heat | 1/31/2027
Security National Bank | 1120 S 101st St | Omaha | NE | 68124-1967 | Douglas | NE41941 | Active | 18037 | 21-HE16521821 | 2021 | Riello | WT - Water Tube Boiler | HWHT - Hot Water Heat | 1/31/2027
Security National Bank | 1120 S 101st St | Omaha | NE | 68124-1967 | Douglas | NE41942 | Active | 18028 | 21-HE16521821 | 2021 | Riello | WT - Water Tube Boiler | HWHT - Hot Water Heat | 1/31/2027
Security National Bank | 1120 S 101st St | Omaha | NE | 68124-1967 | Douglas | NE41943 | Active | 18029 | 21-HE16521821 | 2021 | Riello | WT - Water Tube Boiler | HWHT - Hot Water Heat | 1/31/2027
Security National Bank | 1120 S 101st St | Omaha | NE | 68124-1967 | Douglas | NE41944 | Active | 18032 | 21-HE16521821 | 2021 | Riello | WT - Water Tube Boiler | HWHT - Hot Water Heat | 1/31/2027
Security National Bank | 1120 S 101st St | Omaha | NE | 68124-1967 | Douglas | NE41945 | Active | 18033 | 21-HE16521821 | 2021 | Riello | WT - Water Tube Boiler | HWHT - Hot Water Heat | 1/31/2027
Vacant Building | 1120 Walnut St | North Bend | NE | 68649-5012 | Dodge | NE06910 | Scrapped/Junked | 78442 | LF032508800110 | 2003 | AOSC | CHWH - ASME/Fired Water Heater | HWSD - Hot Water Dom/Potable | 6/30/2011
Vacant Building | 1120 Walnut St | North Bend | NE | 68649-5012 | Dodge | NE16780 | Inactive | 17440 | 17440 | 1987 | Burnham | FTFB - Firetube-Firebox Boiler | HWHT - Hot Water Heat | 6/30/2019
Vacant Building | 1120 Walnut St | North Bend | NE | 68649-5012 | Dodge | NE16782 | Scrapped/Junked | 14427 | 760F8114427 | 1981 | AOSM | COBL - Coil Type Boiler | HWSD - Hot Water Dom/Potable | 6/30/2009
Vacant Building | 1120 Walnut St | North Bend | NE | 68649-5012 | Dodge | NE20566 | Scrapped/Junked | 136103 | 136103 | 2009 | A O Smith | CHWH - ASME/Fired Water Heater | HWSD - Hot Water Dom/Potable | 6/30/2018
Vacant Building | 1120 Walnut St | North Bend | NE | 68649-5012 | Dodge | NE24418 | Scrapped/Junked | 46027 | 0767905 | 1998 | AO SMITH | CHWH - ASME/Fired Water Heater | HWSD - Hot Water Dom/Potable | 3/31/2006
Vacant Building | 1120 Walnut St | North Bend | NE | 68649-5012 | Dodge | NE27238 | Inactive | 227652 | 227652 | 2017 | A O Smith | CHWH - ASME/Fired Water Heater | HWSD - Hot Water Dom/Potable | 6/30/2019
IMPERIAL PALACE | 11201 Davenport St | Omaha | NE | 68154-2627 | Douglas | NE12866 | Scrapped/Junked | 22824 |  | 1987 | STATE INDUSTRIES | CHWH - ASME/Fired Water Heater | HWSD - Hot Water Dom/Potable | 2/29/2000
IMPERIAL PALACE | 11201 Davenport St | Omaha | NE | 68154-2627 | Douglas | NE12867 | Scrapped/Junked | 22820 |  | 1987 | STATE INDUSTRIES | CHWH - ASME/Fired Water Heater | HWSD - Hot Water Dom/Potable | 2/29/2000
Hampton Inn | 11201 Davenport St | Omaha | NE | 68154-2627 | Douglas | NE24836 | Inactive | 17932 | 13W0777 | 2013 | PENTAIR | WT - Water Tube Boiler | IPHT - Indoor Pool Heater | 6/30/2019
Hampton Inn | 11201 Davenport St | Omaha | NE | 68154-2627 | Douglas | NE24837 | Inactive | 16792 | 13W0033 | 2013 | PENTAIR | WT - Water Tube Boiler | IPHT - Indoor Pool Heater | 6/30/2019
Bennington Middle School | 11201 N 168th St | Bennington | NE | 68007-5545 | Douglas | NE28801 | Active | 143746 | 143746 | 2016 | PVI Industries | CHWH - ASME/Fired Water Heater | HWSD - Hot Water Dom/Potable | 10/31/2026
DPC Industries | 11202 S 25th St | Bellevue | NE | 68123-5019 | Sarpy | NE06935 | Active | 76681 | 76681 | 1996 | Fulton Boilerworks | FTNT - FT Vertical Tubeless | PROC - Process Steam | 3/31/2026
ELEMENTARY SCHOOL | 1121 8th St | Fairbury | NE | 68352-2121 | JEFFERSON | NE33685 | Scrapped/Junked |  | 1482 | 1961 | KEWANEE | FT - Firetube Boiler | HWHT - Hot Water Heat | 6/30/1997
ELEMENTARY SCHOOL | 1121 8th St | Fairbury | NE | 68352-2121 | JEFFERSON | NE33687 | Scrapped/Junked |  | 00000L4853 | 1961 | KEWANEE | FT - Firetube Boiler | HWHT - Hot Water Heat | 6/30/1997
OLD HIGH SCHOOL | 1121 8th St | Fairbury | NE | 68352-2121 | JEFFERSON | NE33646 | Scrapped/Junked | 498 |  | 1963 | VULCAN-HART | FT - Firetube Boiler | 0021 - Steam Supp Cooker/Kettle | 6/30/1990
OLD HIGH SCHOOL | 1121 8th St | Fairbury | NE | 68352-2121 | JEFFERSON | NE33688 | Scrapped/Junked |  | 93562 | 1952 | FITZGIBBONS | FT - Firetube Boiler | STHT - Steam-Heat | 6/30/1988
OLD HIGH SCHOOL | 1121 8th St | Fairbury | NE | 68352-2121 | JEFFERSON | NE33689 | Inactive |  | 103030 | 1947 | PACIFIC | FT - Firetube Boiler | STHT - Steam-Heat | 6/30/1989
OLD HIGH SCHOOL | 1121 8th St | Fairbury | NE | 68352-2121 | JEFFERSON | NE33690 | Inactive |  | 103031 | 1947 | PACIFIC | FT - Firetube Boiler | STHT - Steam-Heat | 6/30/1989
OLD HIGH SCHOOL | 1121 8th St | Fairbury | NE | 68352-2121 | JEFFERSON | NE33692 | Scrapped/Junked |  | 80849 | 1929 | US RADIATOR |  | STHT - Steam-Heat | 3/31/1988
NEBCO Landmark Center | 1121 Lincoln Mall | Lincoln | NE | 68508-2815 | Lancaster | NE42451 | Active | 383891 | 22383891 | 2022 | Lochinvar | FTVT - Firetube Vertical TB | HWHT - Hot Water Heat | 10/31/2026
NEBCO Landmark Center | 1121 Lincoln Mall | Lincoln | NE | 68508-2815 | Lancaster | NE42452 | Active | 383027 | 22383027 | 2022 | Lochinvar | FTVT - Firetube Vertical TB | HWHT - Hot Water Heat | 10/31/2026
NEBCO Landmark Center | 1121 Lincoln Mall | Lincoln | NE | 68508-2815 | Lancaster | NE42453 | Active | 382112 | 22382112 | 2022 | Lochinvar | FTVT - Firetube Vertical TB | HWHT - Hot Water Heat | 10/31/2026
NEBCO Landmark Center | 1121 Lincoln Mall | Lincoln | NE | 68508-2815 | Lancaster | NE42454 | Active | 394849 | 22394849 | 2022 | Lochinvar | FTVT - Firetube Vertical TB | HWHT - Hot Water Heat | 10/31/2026
NEBCO Landmark Center | 1121 Lincoln Mall | Lincoln | NE | 68508-2815 | Lancaster | NE42455 | Active | 395083 | 22395083 | 2022 | Lochinvar | FTVT - Firetube Vertical TB | HWHT - Hot Water Heat | 10/31/2026
Westplex II | 1121 N 102nd Ct | Omaha | NE | 68114-1948 | Douglas | NE07050 | Active | 180431 | I05H00180431 | 2005 | Lochinvar | CPFT - Horiz Cpr Fin Boiler | HWHT - Hot Water Heat | 11/30/2026
Westplex II | 1121 N 102nd Ct | Omaha | NE | 68114-1948 | Douglas | NE07051 | Active | 180432 | I05H00180432 | 2005 | Lochinvar | CPFT - Horiz Cpr Fin Boiler | HWHT - Hot Water Heat | 11/30/2026
Double T Apartments | 1121 N 28th St | Lincoln | NE | 68503-1817 | Lancaster | NE27999 | Active | 253793 | 253793 | 2019 | A O Smith | CHWH - ASME/Fired Water Heater | HWSD - Hot Water Dom/Potable | 5/31/2027
RUSSELL SPEEDER'S CARWASH | 11212 Wright Cir | Omaha | NE | 68144-4737 | Douglas | NE21797 | Inactive | 73754 |  | 1990 | RAYPAK INC, CALIFORNIA | CPFT - Horiz Cpr Fin Boiler | HWSP - Hot Water Non Potable Supply | 12/31/2005
Century Plaza | 11213 Davenport St | Omaha | NE | 68154-2604 | Douglas | NE37305 | Scrapped/Junked | 56900 | 8590426 | 1986 | TELE | WT - Water Tube Boiler | HWHT - Hot Water Heat | 2/28/2022
Century Plaza | 11213 Davenport St | Omaha | NE | 68154-2604 | Douglas | NE37306 | Scrapped/Junked | 56888 | 8590414 | 1986 | TELE | WT - Water Tube Boiler | HWHT - Hot Water Heat | 2/28/2022
Century Plaza | 11213 Davenport St | Omaha | NE | 68154-2604 | Douglas | NE41711 | Active | NA | 35641 | 2019 | Aerco | CALU - Cast Aluminum | HWHT - Hot Water Heat | 1/31/2027
Oak Leaf Place | 11218 John Galt Blvd | Omaha | NE | 68137-2358 | Douglas | NE05367 | Active | 8445 | 95E5276 | 1995 | ALES | FTVT - Firetube Vertical TB | HWHT - Hot Water Heat | 9/30/2026
Sidney Middle School | 1122 19th Ave | Sidney | NE | 69162-1930 | CHEYENNE | NE07363 | Active | 255246 | 0608223098 | 2006 | Raypak | CPFH - Copper Fin Water Heater | HWSD - Hot Water Dom/Potable | 10/31/2026
Sidney Middle School | 1122 19th Ave | Sidney | NE | 69162-1930 | CHEYENNE | NE09676 | Active | n/a | 371132-200109 | 2001 | Peerless | CI - Cast Iron | HWHT - Hot Water Heat | 10/31/2026
Sidney Middle School | 1122 19th Ave | Sidney | NE | 69162-1930 | CHEYENNE | NE15750 | Active | 56823 | 79169-1EE-0300 | 2009 | Crown | KETT - Fired Kettle | COOK - Cooker/Kettle | 10/31/2026
Sidney Middle School | 1122 19th Ave | Sidney | NE | 69162-1930 | CHEYENNE | NE22437 | Active | n/a | 211A-13274-0398 | 1998 | Peerless | CI - Cast Iron | HWHT - Hot Water Heat | 10/31/2026
Sidney Middle School | 1122 19th Ave | Sidney | NE | 69162-1930 | CHEYENNE | NE31387 | Scrapped/Junked | 6822 | G-6822 | 1965 | AMERICAN STANDARD |  | STHT - Steam-Heat | 3/31/2005
Sidney Middle School | 1122 19th Ave | Sidney | NE | 69162-1930 | CHEYENNE | NE31388 | Scrapped/Junked | 6022 | G-6022 | 1965 | AMERICAN STANDARD |  | STHT - Steam-Heat | 3/31/2005
Vishay Electronics HQ | 1122 23rd St | Columbus | NE | 68601-3647 | Platte | NE01596 | Out of Service | 85408 | n/a | 2000 | RHEEM | CHWH - ASME/Fired Water Heater | HWSD - Hot Water Dom/Potable | 4/30/2021
Vishay Electronics HQ | 1122 23rd St | Columbus | NE | 68601-3647 | Platte | NE01597 | Inactive | 79840 |  | 1999 | RHEE | CHWH - ASME/Fired Water Heater | HWSD - Hot Water Dom/Potable | 4/30/2009
Vishay Electronics HQ | 1122 23rd St | Columbus | NE | 68601-3647 | Platte | NE16020 | Scrapped/Junked |  | 0090546859 | 1990 | STATE INDUSTRIES | CHWH - ASME/Fired Water Heater | HWSD - Hot Water Dom/Potable | 3/31/2000
Apartment Building - Century | 1122 F St | Lincoln | NE | 68508-3184 | Lancaster | NE10521 | Scrapped/Junked | 74245 | LA032167157110 | 2002 | A O Smith | CHWH - ASME/Fired Water Heater | HWSD - Hot Water Dom/Potable | 3/31/2017
Apartment Building - Century | 1122 F St | Lincoln | NE | 68508-3184 | Lancaster | NE26927 | Active | 219175 | 219175 | 2016 | A O Smith | CHWH - ASME/Fired Water Heater | HWSD - Hot Water Dom/Potable | 6/30/2026
Meyer Apartments | 1122 Park Ave | Omaha | NE | 68105-2228 | Douglas | NE19290 | Exempt 1999 LB-66 |  | MJ950462727-930 | 1995 | AO SMITH | AHWH - ANSI/Fired Water Htr | HWSD - Hot Water Dom/Potable | 5/31/2000
Meyer Apartments | 1122 Park Ave | Omaha | NE | 68105-2228 | Douglas | NE35334 | Inactive | n/a | 2116947 | 1983 | Peerless | CI - Cast Iron | STHT - Steam-Heat | 2/28/2015
Joslyn Elementary | 11220 Blondo St | Omaha | NE | 68164-3820 | Douglas | NE26658 | Active | 75027 | G-16-1547 | 2016 | Aerco | COND - Condenser | HWHT - Hot Water Heat | 12/31/2025
Joslyn Elementary | 11220 Blondo St | Omaha | NE | 68164-3820 | Douglas | NE26659 | Active | 75028 | G-16-1548 | 2016 | Aerco | COND - Condenser | HWHT - Hot Water Heat | 12/31/2025
Joslyn Elementary | 11220 Blondo St | Omaha | NE | 68164-3820 | Douglas | NE30986 | Scrapped/Junked | 36063 | n/a | 1982 | Kewanee | FTFB - Firetube-Firebox Boiler | STHT - Steam-Heat | 12/31/2016
Joslyn Elementary | 11220 Blondo St | Omaha | NE | 68164-3820 | Douglas | NE30987 | Scrapped/Junked | 36006 | n/a | 1982 | Kewanee | FTFB - Firetube-Firebox Boiler | STHT - Steam-Heat | 12/31/2016
Thomas Elementary | 11221 Northridge Dr | Gretna | NE | 68028-6935 | Sarpy | NE01969 | Active | 40050 | G-04-0083 | 2004 | Aerco International | FTVT - Firetube Vertical TB | HWHT - Hot Water Heat | 7/31/2026
Thomas Elementary | 11221 Northridge Dr | Gretna | NE | 68028-6935 | Sarpy | NE01970 | Active | 40058 | G-04-0084 | 2004 | Aerco International | FTVT - Firetube Vertical TB | HWHT - Hot Water Heat | 7/31/2026
Thomas Elementary | 11221 Northridge Dr | Gretna | NE | 68028-6935 | Sarpy | NE01971 | Scrapped/Junked | 112668 | 0404112668 | 2004 | Pvi | CHWH - ASME/Fired Water Heater | HWSD - Hot Water Dom/Potable | 7/31/2021
Thomas Elementary | 11221 Northridge Dr | Gretna | NE | 68028-6935 | Sarpy | NE01972 | Scrapped/Junked | 104814 | 104814 | 2004 | Cleveland Range | FTVT - Firetube Vertical TB | 0021 - Steam Supp Cooker/Kettle | 7/31/2019
Thomas Elementary | 11221 Northridge Dr | Gretna | NE | 68028-6935 | Sarpy | NE01973 | Active | 72194 | WT6635-04C-01 | 2004 | Cleveland Range | FTVT - Firetube Vertical TB | COOK - Cooker/Kettle | 7/31/2026
Thomas Elementary | 11221 Northridge Dr | Gretna | NE | 68028-6935 | Sarpy | NE27860 | Scrapped/Junked | 125201 | 125201 | 2017 | Cleveland Range | FTVT - Firetube Vertical TB | 0021 - Steam Supp Cooker/Kettle | 7/31/2023
Thomas Elementary | 11221 Northridge Dr | Gretna | NE | 68028-6935 | Sarpy | NE41021 | Active | 168342 | 20.WHTX.188.0249 | 2020 | Pvi | CHWH - ASME/Fired Water Heater | HWSD - Hot Water Dom/Potable | 7/31/2026
Cohere Beauty | 11222 I St | Omaha | NE | 68137-1238 | Douglas | NE04204 | Inactive | 37334 |  | 1985 | PM LATTNER MFR COMPANY | FT - Firetube Boiler | PROC - Process Steam | 3/31/1991
Cohere Beauty | 11222 I St | Omaha | NE | 68137-1238 | Douglas | NE04975 | Scrapped/Junked | 10577 | 10577 | 1989 | SUPR | FT - Firetube Boiler | PROC - Process Steam | 2/28/2010
Cohere Beauty | 11222 I St | Omaha | NE | 68137-1238 | Douglas | NE19471 | Active | 9075 | 47S492713 | 2009 | Miura | WT - Water Tube Boiler | PROC - Process Steam | 5/31/2026
Cohere Beauty | 11222 I St | Omaha | NE | 68137-1238 | Douglas | NE41793 | Active | 3727 | 235909 | 2022 | Miura | WT - Water Tube Boiler | PROC - Process Steam | 8/31/2026
BISHOPS BUFFET | 11226 Chicago Cir | Omaha | NE | 68154-2611 | Douglas | NE11646 | Scrapped/Junked | 21437 |  | 1982 | AO SMITH | CHWH - ASME/Fired Water Heater | HWSD - Hot Water Dom/Potable | 3/31/1994
BISHOPS BUFFET | 11226 Chicago Cir | Omaha | NE | 68154-2611 | Douglas | NE11647 | Scrapped/Junked | 21466 |  | 1982 | AO SMITH | CHWH - ASME/Fired Water Heater | HWSD - Hot Water Dom/Potable | 3/31/1994
BISHOPS BUFFET | 11226 Chicago Cir | Omaha | NE | 68154-2611 | Douglas | NE11648 | Scrapped/Junked | 21114 |  | 1982 | AO SMITH | CHWH - ASME/Fired Water Heater | HWSD - Hot Water Dom/Potable | 3/31/1994
Schuyler City Library | 1123 A St | Schuyler | NE | 68661-1929 | Colfax | NE19608 | Inactive | n/a | 6167333-1292 | 1992 | Peerless | CI - Cast Iron | STHT - Steam-Heat | 4/30/2013
Apartment Building - Chinda | 1123 F St | Lincoln | NE | 68508-3186 | LANCASTER | NE01752 | Scrapped/Junked |  | MM030013646 | 2003 | AO SMITH | AHWH - ANSI/Fired Water Htr | HWDP - Hotwater Heat & Dom Supply | 1/1/1900
Apartment Building - Chinda | 1123 F St | Lincoln | NE | 68508-3186 | LANCASTER | NE03382 | Scrapped/Junked |  | 0288400881 | 1988 | RUDD | AHWH - ANSI/Fired Water Htr | HWSD - Hot Water Dom/Potable | 6/30/2000
Apartment Building - Chinda | 1123 F St | Lincoln | NE | 68508-3186 | LANCASTER | NE17985 | Active | 50528 | BOH10050528 | 2007 | Lochinvar | WTSS - Watertube SS Steel | HWDP - Hotwater Heat & Dom Supply | 1/31/2025
Benedictine Mission House | 1123 Rd I | Schuyler | NE | 68661-6216 | Colfax | NE23044 | Active | 9904 | 98E-7330 | 1998 | ALES | FTVT - Firetube Vertical TB | HWHT - Hot Water Heat | 10/31/2026
Benedictine Mission House | 1123 Rd I | Schuyler | NE | 68661-6216 | Colfax | NE23045 | Active | 9910 | 98E-7336 | 1998 | ALES | FTVT - Firetube Vertical TB | HWHT - Hot Water Heat | 10/31/2026
Benedictine Mission House | 1123 Rd I | Schuyler | NE | 68661-6216 | Colfax | NE23046 | Active | 9911 | 98E-7337 | 1998 | ALES | FTVT - Firetube Vertical TB | HWHT - Hot Water Heat | 10/31/2026
BENEDICTINE MISSION HOUSE | 1123 RD I | SCHUYLER | NE | 68661-6216 | COLFAX | NE04183 | Scrapped/Junked | 30002 |  | 1977 | KEWANEE | FT - Firetube Boiler | HWHT - Hot Water Heat | 8/31/1998
Norfolk Auto Center | 1123 S 20th St | Norfolk | NE | 68701-4634 | Madison | NE08705 | Active | n/a | 7FD-4830 | 1979 | Peerless | CI - Cast Iron | HWHT - Hot Water Heat | 12/31/2026
Apfel-Butler-Gerdes Inc | 1123 W 2nd St | Grand Island | NE | 68801-5823 | Hall | NE05225 | Out of Service |  | M9540 | 1964 | KEWA | FT - Firetube Boiler | HWHT - Hot Water Heat | 1/31/2004
DEMMA FRUIT COMPANY | 11235 John Galt Blvd | Omaha | NE | 68137-2247 | Douglas | NE17328 | Inactive |  | 40018880 | 1992 | CLEAVER BROOKS | WT - Water Tube Boiler | STHT - Steam-Heat | 1/31/2001
Ansley Public Schools | 1124 Cameron St. | Ansley | NE | 68814 | Custer | NE34836 | Scrapped/Junked | N/A | 2BT3G606 | 1972 | Weil-Mcclain | CI - Cast Iron | HWHT - Hot Water Heat | 1/31/2022
Ansley Public Schools | 1124 Cameron St. | Ansley | NE | 68814 | Custer | NE41172 | Active | 6448 | 19HE050290319 | 2019 | Riello | COBL - Coil Type Boiler | HWHT - Hot Water Heat | 12/31/2025
Ansley Public Schools | 1124 Cameron St. | Ansley | NE | 68814 | Custer | NE41173 | Active | 6449 | 19HE050300319 | 2019 | Riello | COBL - Coil Type Boiler | HWHT - Hot Water Heat | 12/31/2025
COMFORT INN | 1124 E 4th St | Ainsworth | NE | 69210-1223 | BROWN | NE40142 | Exempt 1999 LB-66 |  | B98654834 | 1998 | STATE INDUSTRIES | AHWH - ANSI/Fired Water Htr | HWSD - Hot Water Dom/Potable | 3/31/2000
COMFORT INN | 1124 E 4th St | Ainsworth | NE | 69210-1223 | BROWN | NE40143 | Exempt 1999 LB-66 |  | B98525718 | 1998 | STATE INDUSTRIES | AHWH - ANSI/Fired Water Htr | HWSD - Hot Water Dom/Potable | 3/31/2000
COMFORT INN | 1124 E 4th St | Ainsworth | NE | 69210-1223 | BROWN | NE40144 | Exempt |  | 00297036 | 1997 | PUREX TRITON | CPPH - Ansi Cpr Fin Pool Heater | IPHT - Indoor Pool Heater | 3/31/1999
Apartment Building - 1124 Garfield - Lehmann | 1124 Garfield St | Lincoln | NE | 68502-2236 | Lancaster | NE09670 | Active | N/A | 60-6273 | 1962 | Peerless | CI - Cast Iron | HWHT - Hot Water Heat | 3/31/2026
Latsch Building | 1124 O St | Lincoln | NE | 68508-3612 | Lancaster | NE15643 | Scrapped/Junked |  | 0409400509 | 1994 | DUNK | CI - Cast Iron | STHT - Steam-Heat | 10/31/2003
Everett Elementary School | 1125 C St | Lincoln | NE | 68502-1256 | Lancaster | NE17307 | Scrapped/Junked | 43556 | 827271 | 1991 | Kewanee | FTFB - Firetube-Firebox Boiler | HWHT - Hot Water Heat | 4/30/2023
Everett Elementary School | 1125 C St | Lincoln | NE | 68502-1256 | Lancaster | NE17308 | Scrapped/Junked | 43555 | 827271 | 1991 | Kewanee | FTFB - Firetube-Firebox Boiler | HWHT - Hot Water Heat | 4/30/2023
Everett Elementary School | 1125 C St | Lincoln | NE | 68502-1256 | Lancaster | NE17309 | Scrapped/Junked | 74080 | 0089174080 | 1991 | PVI INDUSTRIES | CHWH - ASME/Fired Water Heater | HWSD - Hot Water Dom/Potable | 6/30/2003
Everett Elementary School | 1125 C St | Lincoln | NE | 68502-1256 | Lancaster | NE17310 | Scrapped/Junked | 74081 | 89174081 | 1991 | PVI INDUSTRIES | CHWH - ASME/Fired Water Heater | HWSD - Hot Water Dom/Potable | 6/30/2003
Platte County Detention Facility | 1125 E 17th St | Columbus | NE | 68601-3737 | Platte | NE10408 | Scrapped/Junked | 68854 | F0268854 | 2002 | AOSM | COBL - Coil Type Boiler | HWSD - Hot Water Dom/Potable | 12/31/2017
Platte County Detention Facility | 1125 E 17th St | Columbus | NE | 68601-3737 | Platte | NE10409 | Scrapped/Junked | 69050 | G0269050 | 2002 | AOSM | COBL - Coil Type Boiler | HWSD - Hot Water Dom/Potable | 12/31/2019
Platte County Detention Facility | 1125 E 17th St | Columbus | NE | 68601-3737 | Platte | NE27287 | Active | 310716 | 17310716 | 2017 | AOSM | COWH - Coil Type Water Heater | HWSD - Hot Water Dom/Potable | 12/31/2026
Platte County Detention Facility | 1125 E 17th St | Columbus | NE | 68601-3737 | Platte | NE28513 | Active | 336726 | 19336726 | 2002 | AOSM | COBL - Coil Type Boiler | HWSD - Hot Water Dom/Potable | 12/31/2026
York College | 1125 E 8th St | York | NE | 68467-3200 | York | NE01585 | Active | 21894 | 69850-6 | 1993 | Burnham | FTFB - Firetube-Firebox Boiler | STHT - Steam-Heat | 7/31/2026
York College | 1125 E 8th St | York | NE | 68467-3200 | York | NE05846 | Active | 75074 | N/A | 1997 | Lochinvar | CPFT - Horiz Cpr Fin Boiler | HWSD - Hot Water Dom/Potable | 7/31/2026
York College | 1125 E 8th St | York | NE | 68467-3200 | York | NE05857 | Active | 78119 | 03591 | 1998 | Ruud-Rheem | CHWH - ASME/Fired Water Heater | HWSD - Hot Water Dom/Potable | 7/31/2026
York College | 1125 E 8th St | York | NE | 68467-3200 | York | NE05924 | Out of Service | 67375 | 67375 | 2001 | WEBJ | COBL - Coil Type Boiler | HWSD - Hot Water Dom/Potable | 8/31/2010
York College | 1125 E 8th St | York | NE | 68467-3200 | York | NE10115 | Active | N/A | 584603-200710 | 2007 | Peerless | CI - Cast Iron | STHT - Steam-Heat | 7/31/2026
York College | 1125 E 8th St | York | NE | 68467-3200 | York | NE20138 | Exempt 1999 LB-66 |  | 0000A9112500096 | 1991 | DAYTON | AHWH - ANSI/Fired Water Htr | HWSD - Hot Water Dom/Potable | 7/31/1999
York College | 1125 E 8th St | York | NE | 68467-3200 | York | NE20139 | Exempt 1999 LB-66 |  | MD93026937 | 1993 | AO SMITH | AHWH - ANSI/Fired Water Htr | HWSD - Hot Water Dom/Potable | 7/31/1999
York College | 1125 E 8th St | York | NE | 68467-3200 | York | NE20140 | Exempt 1999 LB-66 |  | 0590D03699 | 1990 | RHEEM MANUFACTURING CO | AHWH - ANSI/Fired Water Htr | HWSD - Hot Water Dom/Potable | 7/31/1998
York College | 1125 E 8th St | York | NE | 68467-3200 | York | NE26231 | Active | 159968 | 14753 | 2015 | NTI | FTVT - Firetube Vertical TB | HWHT - Hot Water Heat | 7/31/2026
York College | 1125 E 8th St | York | NE | 68467-3200 | York | NE26232 | Active | 104299 | 6892 | 2013 | NTI | FTVT - Firetube Vertical TB | HWHT - Hot Water Heat | 7/31/2026
York College | 1125 E 8th St | York | NE | 68467-3200 | York | NE31491 | Scrapped/Junked |  | 5291 | 1958 | PACIFIC | FTFB - Firetube-Firebox Boiler | STHT - Steam-Heat | 8/31/2008
York College | 1125 E 8th St | York | NE | 68467-3200 | York | NE32373 | Scrapped/Junked | N/A | 8066 | 1972 | Kewanee | FTFB - Firetube-Firebox Boiler | STHT - Steam-Heat | 8/31/2012
York College | 1125 E 8th St | York | NE | 68467-3200 | York | NE32374 | Scrapped/Junked | N/A | 6832 | 1971 | Kewanee | FTFB - Firetube-Firebox Boiler | HWHT - Hot Water Heat | 7/31/2016
York College | 1125 E 8th St | York | NE | 68467-3200 | York | NE32375 | Active | 3229 | N/A | 1972 | Sellers Engineering | FT - Firetube Boiler | HWSD - Hot Water Dom/Potable | 7/31/2026
York College | 1125 E 8th St | York | NE | 68467-3200 | York | NE33893 | Inactive |  |  | 1931 | KEWANEE | FTFB - Firetube-Firebox Boiler | STHT - Steam-Heat | 8/31/2001
York College | 1125 E 8th St | York | NE | 68467-3200 | York | NE33899 | Active | N/A | 6312 | 1963 | Kewanee | FTFB - Firetube-Firebox Boiler | HWHT - Hot Water Heat | 7/31/2026
York College | 1125 E 8th St | York | NE | 68467-3200 | York | NE33920 | Active | N/A | 8009 | 1968 | Kewanee | FTFB - Firetube-Firebox Boiler | HWHT - Hot Water Heat | 7/31/2026
York College | 1125 E 8th St | York | NE | 68467-3200 | York | NE34490 | Active | 6290 | 6290 | 1973 | superior | FT - Firetube Boiler | HWHT - Hot Water Heat | 7/31/2026
York College | 1125 E 8th St | York | NE | 68467-3200 | York | NE40132 | Scrapped/Junked | 79806 | 9999 | 1998 | RHEEM | CHWH - ASME/Fired Water Heater | HWSD - Hot Water Dom/Potable | 8/31/2012
Wells Fargo Center | 1125 P St | Lincoln | NE | 68508-3620 | Lancaster | NE14714 | Inactive |  | 49A43696 | 1970 | Bryant Boiler | CI - Cast Iron | STHT - Steam-Heat | 2/29/2000
One Pacific Place | 1125 S 103rd St | Omaha | NE | 68124-1076 | Douglas | NE11907 | Scrapped/Junked | 40337 | 93007 | 1987 | Kewanee | FTFB - Firetube-Firebox Boiler | HWHT - Hot Water Heat | 1/31/2022
One Pacific Place | 1125 S 103rd St | Omaha | NE | 68124-1076 | Douglas | NE11908 | Scrapped/Junked | 40352 | 93712 | 1987 | Kewanee | FTFB - Firetube-Firebox Boiler | HWHT - Hot Water Heat | 1/31/2022
One Pacific Place | 1125 S 103rd St | Omaha | NE | 68124-1076 | Douglas | NE41781 | Active | 14687 | 20-HE132995020 | 2020 | Riello | WT - Water Tube Boiler | HWHT - Hot Water Heat | 8/31/2026
One Pacific Place | 1125 S 103rd St | Omaha | NE | 68124-1076 | Douglas | NE41782 | Active | 14655 | 20-HE132674920 | 2020 | Riello | WT - Water Tube Boiler | HWHT - Hot Water Heat | 8/31/2026
One Pacific Place | 1125 S 103rd St | Omaha | NE | 68124-1076 | Douglas | NE41783 | Active | 14650 | 20-HE132624920 | 2020 | Riello | WT - Water Tube Boiler | HWHT - Hot Water Heat | 8/31/2026
One Pacific Place | 1125 S 103rd St | Omaha | NE | 68124-1076 | Douglas | NE41784 | Active | 14660 | 20-HE132724920 | 2020 | Riello | WT - Water Tube Boiler | HWHT - Hot Water Heat | 8/31/2026
One Pacific Place | 1125 S 103rd St | Omaha | NE | 68124-1076 | Douglas | NE41785 | Active | 14623 | 20-HE13254920 | 2020 | Riello | WT - Water Tube Boiler | HWHT - Hot Water Heat | 8/31/2026
One Pacific Place | 1125 S 103rd St | Omaha | NE | 68124-1076 | Douglas | NE41786 | Active | 14614 | 20-HE132624920 | 2020 | Riello | WT - Water Tube Boiler | HWHT - Hot Water Heat | 8/31/2026
One Pacific Place | 1125 S 103rd St | Omaha | NE | 68124-1076 | Douglas | NE41787 | Active | 15386 | 21-HE139940121 | 2020 | Riello | WT - Water Tube Boiler | HWHT - Hot Water Heat | 8/31/2026
One Pacific Place | 1125 S 103rd St | Omaha | NE | 68124-1076 | Douglas | NE41788 | Active | 15377 | 21-HE139850121 | 2020 | Riello | WT - Water Tube Boiler | HWHT - Hot Water Heat | 8/31/2026
One Pacific Place | 1125 S 103rd St | Omaha | NE | 68124-1076 | Douglas | NE41789 | Active | 15385 | 21-HE139930121 | 2020 | Riello | WT - Water Tube Boiler | HWHT - Hot Water Heat | 8/31/2026
One Pacific Place | 1125 S 103rd St | Omaha | NE | 68124-1076 | Douglas | NE41790 | Active | 15384 | 21-HE139920121 | 2020 | Riello | WT - Water Tube Boiler | HWHT - Hot Water Heat | 8/31/2026
One Pacific Place | 1125 S 103rd St | Omaha | NE | 68124-1076 | Douglas | NE41791 | Active | 15383 | 21-HE139910121 | 2020 | Riello | WT - Water Tube Boiler | HWHT - Hot Water Heat | 8/31/2026
One Pacific Place | 1125 S 103rd St | Omaha | NE | 68124-1076 | Douglas | NE41792 | Active | 15380 | 21-HE1399880121 | 2020 | Riello | WT - Water Tube Boiler | HWHT - Hot Water Heat | 8/31/2026
LAKE FOREST APARTMENTS | 11255 Evans St | Omaha | NE | 68164-2878 | Douglas | NE21718 | Exempt 1999 LB-66 |  | 1185403165 | 1985 | RUUD | AHWH - ANSI/Fired Water Htr | HWSD - Hot Water Dom/Potable | 11/30/1999
1126 Apartments | 1126 F St | Lincoln | NE | 68508-3187 | Lancaster | NE09732 | Scrapped/Junked | 31979 | 940E9631979 | 1996 | AOSM | COBL - Coil Type Boiler | HWSD - Hot Water Dom/Potable | 3/31/2010
1126 Apartments | 1126 F St | Lincoln | NE | 68508-3187 | Lancaster | NE09733 | Scrapped/Junked | 22205 | LH930022205880 | 1993 | AO SMITH | CHWH - ASME/Fired Water Heater | HWSD - Hot Water Dom/Potable | 3/31/2004
St Benedict Center | 1126 Rd I | Schuyler | NE | 68661-6216 | Colfax | NE22346 | Active | 8373 | 95-E5130 | 1995 | ALES | FTVT - Firetube Vertical TB | HWHT - Hot Water Heat | 10/31/2026
St Benedict Center | 1126 Rd I | Schuyler | NE | 68661-6216 | Colfax | NE22347 | Active | 8369 | 95-E5126 | 1995 | ALES | FTVT - Firetube Vertical TB | HWHT - Hot Water Heat | 10/31/2026
St Benedict Center | 1126 Rd I | Schuyler | NE | 68661-6216 | Colfax | NE22501 | Active | 8370 | 95-E5127 | 1995 | ALES | FTVT - Firetube Vertical TB | HWHT - Hot Water Heat | 10/31/2026
St Benedict Center | 1126 Rd I | Schuyler | NE | 68661-6216 | Colfax | NE22502 | Active | 8372 | 95-E5129 | 1995 | ALES | FTVT - Firetube Vertical TB | HWHT - Hot Water Heat | 10/31/2026
St Benedict Center | 1126 Rd I | Schuyler | NE | 68661-6216 | Colfax | NE22503 | Active | 8374 | 95-E5131 | 1995 | ALES | FTVT - Firetube Vertical TB | HWHT - Hot Water Heat | 10/31/2026
St Benedict Center | 1126 Rd I | Schuyler | NE | 68661-6216 | Colfax | NE22504 | Active | 50839 | A954181 | 1995 | Lochinvar | CPFT - Horiz Cpr Fin Boiler | HWSD - Hot Water Dom/Potable | 10/31/2026
St Benedict Center | 1126 Rd I | Schuyler | NE | 68661-6216 | Colfax | NE22505 | Active | 50838 | A954180 | 1995 | Lochinvar | CPFT - Horiz Cpr Fin Boiler | HWSD - Hot Water Dom/Potable | 10/31/2026
LAKE FOREST APARTMENTS | 11265 Evans St | Omaha | NE | 68164-2879 | Douglas | NE21717 | Exempt 1999 LB-66 |  |  | 1986 | AO SMITH | AHWH - ANSI/Fired Water Htr | HWSD - Hot Water Dom/Potable | 11/30/1999
Apartment Building | 1127 Washington St | Lincoln | NE | 68502-2264 | Lancaster | NE10393 | Active | n/a | 60-9941 | 1964 | Peerless | CI - Cast Iron | HWHT - Hot Water Heat | 12/31/2025
HUMBOLDT HEALTHCARE | 1128 Grand Ave | Humboldt | NE | 68376-6019 | RICHARDSON | NE04108 | Inactive | 5528 |  | 1966 | BURNHAM COMM/INDUST | FT - Firetube Boiler | STHT - Steam-Heat | 7/31/2002
HUMBOLDT HEALTHCARE | 1128 Grand Ave | Humboldt | NE | 68376-6019 | RICHARDSON | NE04109 | Inactive | 5529 |  | 1966 | BURNHAM COMM/INDUST | FT - Firetube Boiler | STHT - Steam-Heat | 7/31/2002
HUMBOLDT HEALTHCARE | 1128 Grand Ave | Humboldt | NE | 68376-6019 | RICHARDSON | NE11304 | Inactive | 2830 |  | 1967 | AMSCO | ELBL - Electric Boiler | 0020 - Supp to Sterlizer/Autoclave | 7/31/2002
HUMBOLDT HEALTHCARE | 1128 Grand Ave | Humboldt | NE | 68376-6019 | RICHARDSON | NE20502 | Inactive | 139519 |  | 1996 | LAARS HEATING SYSTEMS CO | COBL - Coil Type Boiler | HWSD - Hot Water Dom/Potable | 7/31/2002
Landmark III | 1128 Lincoln Mall | Lincoln | NE | 68508-2824 | Lancaster | NE24965 | Active | 258278 | L13258278 | 2013 | Lochinvar | FTVT - Firetube Vertical TB | HWHT - Hot Water Heat | 11/30/2026
Landmark III | 1128 Lincoln Mall | Lincoln | NE | 68508-2824 | Lancaster | NE24966 | Active | 258090 | L13258090 | 2013 | Lochinvar | FTVT - Firetube Vertical TB | HWHT - Hot Water Heat | 11/30/2026
Landmark III | 1128 Lincoln Mall | Lincoln | NE | 68508-2824 | Lancaster | NE24967 | Active | 258524 | L13258524 | 2013 | Lochinvar | FTVT - Firetube Vertical TB | HWHT - Hot Water Heat | 11/30/2026
Landmark III | 1128 Lincoln Mall | Lincoln | NE | 68508-2824 | Lancaster | NE25693 | Active | 258281 | B14H00258281 | 2014 | Lochinvar | FTFB - Firetube-Firebox Boiler | HWHT - Hot Water Heat | 11/30/2026
Landmark III | 1128 Lincoln Mall | Lincoln | NE | 68508-2824 | Lancaster | NE25694 | Active | 258092 | B14H99258029 | 2014 | Lochinvar | FTFB - Firetube-Firebox Boiler | HWHT - Hot Water Heat | 11/30/2026
Indian Trails Country Clb | 1128 River Rd | Beemer | NE | 68716-4005 | Cuming | NE25565 | Exempt 1999 LB-66 |  | K849009113 | 1999 | State Ind. | AHWH - ANSI/Fired Water Htr | HWSP - Hot Water Non Potable Supply | 1/1/1900
York Armory | 1129 E 6th St | York | NE | 68467-3213 | YORK | NE30078 | Scrapped/Junked |  | A712S01BJ1 | 1956 | AMERICAN STANDARD |  | STHT - Steam-Heat | 12/31/2004
EDLA APARTMENTS | 1129 Plum St | Lincoln | NE | 68502-2245 | LANCASTER | NE09791 | Inactive |  | 1G-9 | 1950 | AMERICAN STANDARD |  | HWHT - Hot Water Heat | 4/30/2005
Rebensdorf Apt Building | 113 Blaine St | Wayne | NE | 68787-1748 | Wayne | NE08677 | Scrapped/Junked | N/A | G-760W-S | 1980 | Peerless | CI - Cast Iron | HWHT - Hot Water Heat | 10/31/2023
Rebensdorf Apt Building | 113 Blaine St | Wayne | NE | 68787-1748 | Wayne | NE42550 | Active | 397994 | 22VC60.338.13456 | 2022 | Lochinvar | FTVT - Firetube Vertical TB | HWHT - Hot Water Heat | 1/31/2025
Lichty Tubach Sikora Inc Agency | 113 E 17th St | Falls City | NE | 68355-2639 | Richardson | NE02192 | Inactive | n/a | n/a | 1961 | Weil-Mcclain | CI - Cast Iron | STHT - Steam-Heat | 3/31/2017
Pioneer Industrial Corp | 113 S Lincoln Ave | Hastings | NE | 68901-6053 | Adams | NE15773 | Scrapped/Junked | 6915 | 19287 | 1972 | VAPOWER | COBL - Coil Type Boiler | PROC - Process Steam | 2/28/2016
Pioneer Industrial Corp | 113 S Lincoln Ave | Hastings | NE | 68901-6053 | Adams | NE17526 | Active | N/A | 28908 | 1993 | Grall Products | HTNK - Horizontal UFPV | STOR - Storage Vessel | 2/28/2027
Pioneer Industrial Corp | 113 S Lincoln Ave | Hastings | NE | 68901-6053 | Adams | NE17527 | Active | N/A | P-60234 | 1996 | Conner Machine and Welding | HTNK - Horizontal UFPV | STOR - Storage Vessel | 2/28/2027
Pioneer Industrial Corp | 113 S Lincoln Ave | Hastings | NE | 68901-6053 | Adams | NE25874 | Active | 10736 | 24121 | 2015 | VAPOWER | COBL - Coil Type Boiler | PROC - Process Steam | 9/30/2026
Pioneer House | 1130 H St | Lincoln | NE | 68508-3274 | Lancaster | NE02591 | Scrapped/Junked | 114853 | E07M003969 | 2007 | AOSM | CHWH - ASME/Fired Water Heater | HWSD - Hot Water Dom/Potable | 8/31/2013
Pioneer House | 1130 H St | Lincoln | NE | 68508-3274 | Lancaster | NE16562 | Scrapped/Junked | n/a | M4655 | 1963 | Kewanee | FTFB - Firetube-Firebox Boiler | STHT - Steam-Heat | 8/31/2016
Pioneer House | 1130 H St | Lincoln | NE | 68508-3274 | Lancaster | NE16563 | Out of Service | n/a | M4657 | 1963 | Kewanee | FTFB - Firetube-Firebox Boiler | STHT - Steam-Heat | 11/30/2021
Pioneer House | 1130 H St | Lincoln | NE | 68508-3274 | Lancaster | NE16564 | Scrapped/Junked | 47533 | E8362127 | 1983 | STATE INDUSTRIES | CHWH - ASME/Fired Water Heater | HWSD - Hot Water Dom/Potable | 8/31/2007
Pioneer House | 1130 H St | Lincoln | NE | 68508-3274 | Lancaster | NE24175 | Scrapped/Junked | 119098 | 119098 | 2007 | AO SMITH | CHWH - ASME/Fired Water Heater | HWSD - Hot Water Dom/Potable | 11/30/2022
Pioneer House | 1130 H St | Lincoln | NE | 68508-3274 | Lancaster | NE26526 | Active | 221 | 120087B | 2016 | Les Inc/Aldrich Co | FTFB - Firetube-Firebox Boiler | STHT - Steam-Heat | 11/30/2026
Pioneer House | 1130 H St | Lincoln | NE | 68508-3274 | Lancaster | NE26527 | Active | 220 | 120087A | 2016 | Les Inc/Aldrich Co | FTFB - Firetube-Firebox Boiler | STHT - Steam-Heat | 11/30/2026
Pioneer House | 1130 H St | Lincoln | NE | 68508-3274 | Lancaster | NE41483 | Active | 278393 | 278393 | 2021 | AO SMITH | CHWH - ASME/Fired Water Heater | HWSD - Hot Water Dom/Potable | 11/30/2026
CIVIC CENTER MICROTEL | 1130 M St | Gering | NE | 69341-2836 | SCOTTS BLUFF | NE40078 | Exempt 1999 LB-66 |  | M97610388 | 1997 | STATE INDUSTRIES | AHWH - ANSI/Fired Water Htr | HWSD - Hot Water Dom/Potable | 2/29/2000
CIVIC CENTER MICROTEL | 1130 M St | Gering | NE | 69341-2836 | SCOTTS BLUFF | NE40079 | Exempt 1999 LB-66 |  | M97610392 | 1997 | State Ind. | AHWH - ANSI/Fired Water Htr | HWSD - Hot Water Dom/Potable | 2/29/2000
CIVIC CENTER MICROTEL | 1130 M St | Gering | NE | 69341-2836 | SCOTTS BLUFF | NE40080 | Exempt 1999 LB-66 |  | K97716558 | 1997 | State Ind. | AHWH - ANSI/Fired Water Htr | HWSD - Hot Water Dom/Potable | 2/29/2000
Power Wash USA - Blair | 1130 S Hwy 30 | Blair | NE | 68008-2303 | Washington | NE27660 | Active | 230175 | 011117F2001409 | 2016 | Heat Transfer Products Inc. | FTVT - Firetube Vertical TB | GLFH - Glycol Floor Heat System | 3/31/2026
Power Wash USA - Blair | 1130 S Hwy 30 | Blair | NE | 68008-2303 | Washington | NE40122 | Scrapped/Junked | N/A | 64031028 | 1998 | Burnham | CI - Cast Iron | GLFH - Glycol Floor Heat System | 3/31/2018
Ponca Elementary School | 11300 N Post Rd | Omaha | NE | 68112-1219 | Douglas | NE05328 | Exempt 1999 LB-66 |  | 0007950581 | 1979 | AO SMITH | AHWH - ANSI/Fired Water Htr | HWSD - Hot Water Dom/Potable | 6/30/2000
Ponca Elementary School | 11300 N Post Rd | Omaha | NE | 68112-1219 | Douglas | NE31140 | Scrapped/Junked | n/a | M3472 | 1962 | Kewanee | FTFB - Firetube-Firebox Boiler | STHT - Steam-Heat | 12/31/2015
Ponca Elementary School | 11300 N Post Rd | Omaha | NE | 68112-1219 | Douglas | NE31141 | Scrapped/Junked | n/a | M3473 | 1962 | Kewanee | FTFB - Firetube-Firebox Boiler | STHT - Steam-Heat | 12/31/2015
Ponca Elementary School | 11300 N Post Rd | Omaha | NE | 68112-1219 | Douglas | NE41250 | Active | 35702 | 1545102180677 | 2015 | Lochinvar | FT - Firetube Boiler | HWHT - Hot Water Heat | 12/31/2025
Ponca Elementary School | 11300 N Post Rd | Omaha | NE | 68112-1219 | Douglas | NE41251 | Active | 35700 | 1545102180678 | 2015 | Lochinvar | FT - Firetube Boiler | HWHT - Hot Water Heat | 12/31/2025
LAKE FOREST APARTMENTS | 11305 Evans St | Omaha | NE | 68164-2778 | Douglas | NE21712 | Exempt 1999 LB-66 |  | B236920 | 1978 | PRESTIGE | AHWH - ANSI/Fired Water Htr | HWSD - Hot Water Dom/Potable | 11/30/1999
LAKE FOREST APARTMENTS | 11305 Pratt St | Omaha | NE | 68164-2792 | Douglas | NE21724 | Exempt 1999 LB-66 |  | 0288401586 | 1988 | RUUD | AHWH - ANSI/Fired Water Htr | HWSD - Hot Water Dom/Potable | 11/30/1999
LAKE FOREST APARTMENTS | 11306 Birch Plz | Omaha | NE | 68164-2776 | Douglas | NE21710 | Exempt 1999 LB-66 |  | J93883601 | 1993 | STATE INDUSTRIES | AHWH - ANSI/Fired Water Htr | HWSD - Hot Water Dom/Potable | 11/30/1999
LAKE FOREST APARTMENTS | 11306 Evans St | Omaha | NE | 68164-2779 | Douglas | NE21727 | Exempt 1999 LB-66 |  | 0488403286 | 1988 | RUUD | AHWH - ANSI/Fired Water Htr | HWSD - Hot Water Dom/Potable | 11/30/1999
Wheat Belt Public Power | 11306 Road 32 | Sidney | NE | 69162-3134 | Cheyenne | NE26218 | Active | 21196 | 21196 | 2016 | Precision Boilers Inc | ELBL - Electric Boiler | HWHF - Hot Water Heat-Floor | 11/30/2026
Wheat Belt Public Power | 11306 Road 32 | Sidney | NE | 69162-3134 | Cheyenne | NE26219 | Active | 21197 | 21197 | 2016 | Precision Boilers Inc | ELBL - Electric Boiler | HWHF - Hot Water Heat-Floor | 11/30/2026
STERLING HOUSE | 11308 Blondo St | Omaha | NE | 68164-3822 | Douglas | NE21871 | Exempt 1999 LB-66 |  | 0667998 | 1997 | AO SMITH | AHWH - ANSI/Fired Water Htr | HWSD - Hot Water Dom/Potable | 1/31/2000
STERLING HOUSE | 11308 Blondo St | Omaha | NE | 68164-3822 | Douglas | NE21872 | Exempt 1999 LB-66 |  | 0666414 | 1997 | AO SMITH | AHWH - ANSI/Fired Water Htr | HWSD - Hot Water Dom/Potable | 1/31/2000
STERLING HOUSE | 11308 Blondo St | Omaha | NE | 68164-3822 | Douglas | NE21873 | Exempt 1999 LB-66 |  | 0570709 | 1996 | AO SMITH | AHWH - ANSI/Fired Water Htr | HWSD - Hot Water Dom/Potable | 1/31/2000
Landmark Implement | 1131 Highway 74 | Fairfield | NE | 68938-2764 | Clay | NE25892 | Active | 138729 | J14H30138729 | 2014 | Lochinvar | FT - Firetube Boiler | GLFH - Glycol Floor Heat System | 11/30/2026
Landmark Implement | 1131 Highway 74 | Fairfield | NE | 68938-2764 | Clay | NE25893 | Active | 138732 | J14H30138732 | 2014 | Lochinvar | FT - Firetube Boiler | GLFH - Glycol Floor Heat System | 11/30/2026
Old Mill Rehabilitation | 1131 Papillion Pkwy | Omaha | NE | 68154-1620 | Douglas | NE23989 | Active | 186965 | 186965 | 2013 | AO SMITH | CHWH - ASME/Fired Water Heater | HWSD - Hot Water Dom/Potable | 2/28/2026
Old Mill Rehabilitation | 1131 Papillion Pkwy | Omaha | NE | 68154-1620 | Douglas | NE23990 | Active | 186967 | 186937 | 2013 | AO SMITH | CHWH - ASME/Fired Water Heater | HWSD - Hot Water Dom/Potable | 2/28/2026
Old Mill Rehabilitation | 1131 Papillion Pkwy | Omaha | NE | 68154-1620 | Douglas | NE23991 | Active | 186474 | 186474 | 2013 | AO SMITH | CHWH - ASME/Fired Water Heater | HWSD - Hot Water Dom/Potable | 2/28/2026
LAKE FOREST APARTMENTS | 11315 Evans St | Omaha | NE | 68164-2780 | Douglas | NE21711 | Exempt 1999 LB-66 |  | 832800497 | 1978 | PRESTIGE | AHWH - ANSI/Fired Water Htr | HWSD - Hot Water Dom/Potable | 11/30/1999
LAKE FOREST APARTMENTS | 11315 Pratt St | Omaha | NE | 68164-2793 | Douglas | NE21723 | Exempt 1999 LB-66 |  | 0987403987 | 1987 | RUUD | AHWH - ANSI/Fired Water Htr | HWSD - Hot Water Dom/Potable | 11/30/1999
LAKE FOREST APARTMENTS | 11316 Birch Plz | Omaha | NE | 68164-2777 | Douglas | NE21709 | Exempt 1999 LB-66 |  | 0986402376 | 1986 | RUUD | AHWH - ANSI/Fired Water Htr | HWSD - Hot Water Dom/Potable | 11/30/1999
LAKE FOREST APARTMENTS | 11316 Evans St | Omaha | NE | 68164-2781 | Douglas | NE21728 | Exempt 1999 LB-66 |  | 1093600363 | 1993 | RUUD | AHWH - ANSI/Fired Water Htr | HWSD - Hot Water Dom/Potable | 11/30/1999
JERRY RYAN INC | 11325 Davenport St | Omaha | NE | 68154-2629 | Douglas | NE35342 | Scrapped/Junked | 88696 |  | 1987 | PM LATTNER MFR COMPANY | ELBL - Electric Boiler | PROC - Process Steam | 11/30/2000
Baymont Inn & Suites | 1133 Belmont Ave | Lincoln | NE | 68521-2239 | LANCASTER | NE09669 | Scrapped/Junked | 55727 | LF000941867 | 2000 | AO SMITH | CHWH - ASME/Fired Water Heater | HWSD - Hot Water Dom/Potable | 2/29/2008
Baymont Inn & Suites | 1133 Belmont Ave | Lincoln | NE | 68521-2239 | LANCASTER | NE10213 | Scrapped/Junked | 109160 | 109160 | 2008 | AOSM | CHWH - ASME/Fired Water Heater | HWSD - Hot Water Dom/Potable | 3/31/2014
Baymont Inn & Suites | 1133 Belmont Ave | Lincoln | NE | 68521-2239 | LANCASTER | NE40342 | Scrapped/Junked | 28625 | LB95-0413395930 | 1995 | AO SMITH | CHWH - ASME/Fired Water Heater | HWSD - Hot Water Dom/Potable | 2/28/2002
Baymont Inn & Suites | 1133 Belmont Ave | Lincoln | NE | 68521-2239 | LANCASTER | NE40343 | Scrapped/Junked | 27538 | LL94-0387142930 | 1994 | AO SMITH | CHWH - ASME/Fired Water Heater | HWSD - Hot Water Dom/Potable | 2/28/2002
Apartment Building - Concorde | 1133 G St | Lincoln | NE | 68508-3253 | Lancaster | NE08322 | Active | na | GWP-5 | 1974 | AMST | CI - Cast Iron | HWHT - Hot Water Heat | 3/31/2026
Belle Terrace | 1133 N 3rd St | Tecumseh | NE | 68450-2069 | Johnson | NE11953 | Scrapped/Junked | 53578 | 3J72-53578 | 1973 | NATIONAL CRANE | AHWH - ANSI/Fired Water Htr | HWSD - Hot Water Dom/Potable | 11/30/2019
Belle Terrace | 1133 N 3rd St | Tecumseh | NE | 68450-2069 | Johnson | NE11954 | Scrapped/Junked | 53579 | 3J72-53579 | 1973 | NATIONAL CRANE | AHWH - ANSI/Fired Water Htr | HWSD - Hot Water Dom/Potable | 11/30/2019
Belle Terrace | 1133 N 3rd St | Tecumseh | NE | 68450-2069 | Johnson | NE15652 | Scrapped/Junked | 49740 | 095250819 | 1995 | STAT | CHWH - ASME/Fired Water Heater | HWSD - Hot Water Dom/Potable | 11/30/2015
Belle Terrace | 1133 N 3rd St | Tecumseh | NE | 68450-2069 | Johnson | NE26042 | Out of Service | 193341 | 193341 | 2014 | A O Smith | CHWH - ASME/Fired Water Heater | HWSD - Hot Water Dom/Potable | 11/30/2020
Belle Terrace | 1133 N 3rd St | Tecumseh | NE | 68450-2069 | Johnson | NE28777 | Out of Service | 484294 | D1.19.47.00523 | 2019 | Lochinvar | COBL - Coil Type Boiler | HWSD - Hot Water Dom/Potable | 11/30/2020
TYRRELLS FLOWERS INC | 1133 N Cotner Blvd | Lincoln | NE | 68505-1835 | LANCASTER | NE37202 | Scrapped/Junked | 58956 |  | 1955 | AMES | FTSM - FTS Marine Dry Back | STHT - Steam-Heat | 6/30/2001
Applebee's Bar & Grill | 1133 Q St | Lincoln | NE | 68508-1427 | Lancaster | NE00270 | Scrapped/Junked | 106447 | I991108 | 1999 | LOCHINVAR | CPFT - Horiz Cpr Fin Boiler | HWSD - Hot Water Dom/Potable | 7/31/2006
Applebee's Bar & Grill | 1133 Q St | Lincoln | NE | 68508-1427 | Lancaster | NE07090 | Inactive | n/a | 1205GO1181 | 2005 | RHEEM | AHWH - ANSI/Fired Water Htr | HWSP - Hot Water Non Potable Supply | 1/31/2014
Gretna High School | 11335 S 204th St | Gretna | NE | 68028-7871 | Sarpy | NE06081 | Active | 14365 | B030695 | 2004 | Precision | ELWH - Electric Water Heater | HWSD - Hot Water Dom/Potable | 7/31/2026
Gretna High School | 11335 S 204th St | Gretna | NE | 68028-7871 | Sarpy | NE20619 | Scrapped/Junked | 130422 | 9603130422 | 1996 | Raypak | CPFT - Horiz Cpr Fin Boiler | HWHT - Hot Water Heat | 7/31/2016
Gretna High School | 11335 S 204th St | Gretna | NE | 68028-7871 | Sarpy | NE20620 | Scrapped/Junked | 130421 | 9603130421 | 1996 | Raypak | CPFT - Horiz Cpr Fin Boiler | HWHT - Hot Water Heat | 7/31/2022
Gretna High School | 11335 S 204th St | Gretna | NE | 68028-7871 | Sarpy | NE21270 | Scrapped/Junked | 86854 | 129586854 | 1995 | PVI Industries | CHWH - ASME/Fired Water Heater | HWSD - Hot Water Dom/Potable | 7/31/2019
Gretna High School | 11335 S 204th St | Gretna | NE | 68028-7871 | Sarpy | NE26574 | Active | 75080 | G-16-1597 | 2016 | Aerco | FTVT - Firetube Vertical TB | HWHT - Hot Water Heat | 7/31/2026
Gretna High School | 11335 S 204th St | Gretna | NE | 68028-7871 | Sarpy | NE26577 | Active | 62586 | G-12-1367 | 2012 | Aerco | FTVT - Firetube Vertical TB | HWHT - Hot Water Heat | 7/31/2026
Gretna High School | 11335 S 204th St | Gretna | NE | 68028-7871 | Sarpy | NE26578 | Active | 62587 | G-12-1398 | 2012 | Aerco | FTVT - Firetube Vertical TB | HWHT - Hot Water Heat | 7/31/2026
Gretna High School | 11335 S 204th St | Gretna | NE | 68028-7871 | Sarpy | NE27955 | Active | 81585 | F008928 | 2018 | PVI Industries | CHWH - ASME/Fired Water Heater | HWSD - Hot Water Dom/Potable | 7/31/2026
Gretna High School | 11335 S 204th St | Gretna | NE | 68028-7871 | Sarpy | NE41833 | Active | 91936 | G-22-0183 | 2022 | Aerco | FTVT - Firetube Vertical TB | HWHT - Hot Water Heat | 7/31/2026
AKSARBEN BREWING CO | 11337 Davenport St | Omaha | NE | 68154-2629 | Douglas | NE06706 | Inactive | 182015 | K05H00182015 | 2005 | LOCHINVAR | CPFT - Horiz Cpr Fin Boiler | HWSD - Hot Water Dom/Potable | 1/31/2008
WELLS & FROST CO | 1134-38 O ST | LINCOLN | NE | 68508-3612 | LANCASTER | NE37596 | Scrapped/Junked |  | IGB-9 | 1987 | WEIL MCLAIN |  | STHT - Steam-Heat | 4/30/2003
Duet | 11340 Blondo St | Omaha | NE | 68164-3815 | Douglas | NE06132 | Active | 146585 | C04H05553 | 2004 | Laars | CPFT - Horiz Cpr Fin Boiler | HWHT - Hot Water Heat | 3/31/2026
Duet | 11340 Blondo St | Omaha | NE | 68164-3815 | Douglas | NE12925 | Scrapped/Junked | 32615 | D933957 | 1993 | LOCHINVAR | CPFT - Horiz Cpr Fin Boiler | HWHT - Hot Water Heat | 4/30/2005
Duet | 11340 Blondo St | Omaha | NE | 68164-3815 | Douglas | NE12926 | Active | 32616 | D933958 | 1993 | Lochinvar | CPFT - Horiz Cpr Fin Boiler | HWHT - Hot Water Heat | 3/31/2026
North Park Elementary School | 1135 N H St | Broken Bow | NE | 68822-1262 | Custer | NE20226 | Exempt 1999 LB-66 |  | 2898 | 1982 | RHEEM MANUFACTURING CO | AHWH - ANSI/Fired Water Htr | HWSD - Hot Water Dom/Potable | 7/31/1999
North Park Elementary School | 1135 N H St | Broken Bow | NE | 68822-1262 | Custer | NE25353 | Active | 5065 | 011316775 | 2013 | CAMUS | COND - Condenser | HWHT - Hot Water Heat | 3/31/2026
North Park Elementary School | 1135 N H St | Broken Bow | NE | 68822-1262 | Custer | NE25354 | Active | 5066 | 011316774 | 2013 | CAMUS | COND - Condenser | HWHT - Hot Water Heat | 3/31/2026
North Park Elementary School | 1135 N H St | Broken Bow | NE | 68822-1262 | Custer | NE30254 | Out of Service | NA | HSBA372 | 1952 | Fitzgibbons | FT - Firetube Boiler | STHT - Steam-Heat | 3/31/2012
LAKE FOREST APARTMENTS | 11355 Evans St | Omaha | NE | 68164-2782 | Douglas | NE21708 | Exempt 1999 LB-66 |  | 06920000920 | 1992 | RUUD | AHWH - ANSI/Fired Water Htr | HWSD - Hot Water Dom/Potable | 11/30/1999
Apartment Building - Concorde | 1136 G St | Lincoln | NE | 68508-3266 | Lancaster | NE08323 | Scrapped/Junked | n/a | 074700 | 1978 | Weil-Mcclain | CI - Cast Iron | HWHT - Hot Water Heat | 3/31/2021
Apartment Building - Concorde | 1136 G St | Lincoln | NE | 68508-3266 | Lancaster | NE29044 | Active | 143129 | 19.PG80.95.3116 | 2019 | Lochinvar | FTVT - Firetube Vertical TB | HWHT - Hot Water Heat | 3/31/2026
APARTMENT BUILDING | 1136 Park Ave | Omaha | NE | 68105-2230 | Douglas | NE04354 | Inactive |  | G107 | 1942 | AMERICAN RADIATOR |  | STHT - Steam-Heat | 3/31/2008
THE DEAN PLACE APARTMENTS | 1136 Park Ave | Omaha | NE | 68105-2230 | Douglas | NE19254 | Exempt 1999 LB-66 |  | 0000100858 | 1980 | AO SMITH | AHWH - ANSI/Fired Water Htr | HWSD - Hot Water Dom/Potable | 3/31/1997
LAKE FOREST APARTMENTS | 11363 Evans St | Omaha | NE | 68164-2707 | Douglas | NE21703 | Exempt 1999 LB-66 |  | 0788403768 | 1988 | RHEEM MANUFACTURING CO | AHWH - ANSI/Fired Water Htr | HWSD - Hot Water Dom/Potable | 11/30/1999
LAKE FOREST APARTMENTS | 11365 Evans St | Omaha | NE | 68164-2783 | Douglas | NE21707 | Exempt 1999 LB-66 |  | MA119-10080 | 1978 | PRESTIGE | AHWH - ANSI/Fired Water Htr | HWSD - Hot Water Dom/Potable | 11/30/1999
LAKE FOREST APARTMENTS | 11375 Evans St | Omaha | NE | 68164-2784 | Douglas | NE21706 | Exempt 1999 LB-66 |  | 257164 | 1978 | PRESTIGE | AHWH - ANSI/Fired Water Htr | HWSD - Hot Water Dom/Potable | 11/30/1999
Apartment Building | 1138 S 32nd St | Omaha | NE | 68105-2042 | Douglas | NE04430 | Scrapped/Junked | na | 61-13792 | 1981 | PEER | CI - Cast Iron | STHT - Steam-Heat | 4/30/2011
Apartment Building | 1138 S 32nd St | Omaha | NE | 68105-2042 | Douglas | NE19459 | Active | n/a | 610206-200811 | 2008 | Peerless | CI - Cast Iron | HWHT - Hot Water Heat | 4/30/2026
LAKE FOREST APARTMENTS | 11381 Evans St | Omaha | NE | 68164-2785 | Douglas | NE21705 | Exempt 1999 LB-66 |  | 0185403481 | 1985 | RUUD | AHWH - ANSI/Fired Water Htr | HWSD - Hot Water Dom/Potable | 11/30/1999
LAKE FOREST APARTMENTS | 11387 Evans St | Omaha | NE | 68164-2786 | Douglas | NE21704 | Exempt 1999 LB-66 |  | 1289402993 | 1989 | RHEEM MANUFACTURING CO | AHWH - ANSI/Fired Water Htr | HWSD - Hot Water Dom/Potable | 11/30/1999
PAXAR CORP | 1139 W US Highway 6 | Holdrege | NE | 68949-3122 | PHELPS | NE15497 | Exempt | 44278 | 46026 | 1992 | REIMERS ELECTRA STEAM | ELBL - Electric Boiler | PROC - Process Steam | 7/31/1998
PAXAR CORP | 1139 W US Highway 6 | Holdrege | NE | 68949-3122 | PHELPS | NE40460 | Scrapped/Junked |  | 524129 | 1979 | SLANT FIN |  | HWHT - Hot Water Heat | 6/30/2003
Nutrien Ag Solutions | 11398 719 Rd | Alma | NE | 68920-2543 | Harlan | NE41180 | Scrapped/Junked | 67206 | C41A21E420044001450020 | 2020 | Heat Transfer Products Inc. | COBL - Coil Type Boiler | GLFH - Glycol Floor Heat System | 12/31/2022
Nutrien Ag Solutions | 11398 719 Rd | Alma | NE | 68920-2543 | Harlan | NE41622 | Active | 60744 | C41A21E420044006740019 | 2019 | Heat Transfer Products Inc. | COBL - Coil Type Boiler | GLFH - Glycol Floor Heat System | 12/31/2025
Nutrien Ag Solutions | 11398 719 Rd | Alma | NE | 68920-2543 | Harlan | NE41623 | Scrapped/Junked | 56972 | C41A21E420044008840018 | 2018 | Heat Transfer Products Inc. | COBL - Coil Type Boiler | GLFH - Glycol Floor Heat System | 12/31/2022
Nutrien Ag Solutions | 11398 719 Rd | Alma | NE | 68920-2543 | Harlan | NE41624 | Active | 54566 | C41A21E420044005340018 | 2018 | Heat Transfer Products Inc. | COBL - Coil Type Boiler | GLFH - Glycol Floor Heat System | 12/31/2022
Nutrien Ag Solutions | 11398 719 Rd | Alma | NE | 68920-2543 | Harlan | NE43398 | Active | 23650 | C41A21E420042013430016 | 2022 | Heat Transfer Products Inc. | COBL - Coil Type Boiler | GLFH - Glycol Floor Heat System | 12/31/2024
KNIGHTS OF COLUMBUS | 114 E 3rd St | Hastings | NE | 68901-5220 | ADAMS | NE40206 | Scrapped/Junked |  | RN0387403893 | 1987 | RHEEM MANUFACTURING CO | CHWH - ASME/Fired Water Heater | HWSD - Hot Water Dom/Potable | 11/30/2000
Kimball County Courthouse | 114 E 3rd St | Kimball | NE | 69145-1456 | Kimball | NE15263 | Scrapped/Junked | n/a | 7FDA660608 | 1989 | Peerless | CI - Cast Iron | HWHT - Hot Water Heat | 10/31/2023
Kimball County Courthouse | 114 E 3rd St | Kimball | NE | 69145-1456 | Kimball | NE42498 | Active | 540202 | N.21.43.00022 | 2021 | Lochinvar | WT - Water Tube Boiler | HWHT - Hot Water Heat | 12/31/2026
Kimball County Courthouse | 114 E 3rd St | Kimball | NE | 69145-1456 | Kimball | NE42499 | Active | 540194 | N!.21.43.00014 | 2021 | Lochinvar | WT - Water Tube Boiler | HWHT - Hot Water Heat | 12/31/2026
APARTMENT BUILDING | 114 E C St | McCook | NE | 69001-3701 | RED WILLOW | NE04704 | Inactive |  | G49 | 1965 | AMERICAN STANDARD |  | STHT - Steam-Heat | 3/31/2003
Vinton Apartments | 114 N 32nd Ave | Omaha | NE | 68131-2572 | Douglas | NE12869 | Active | n/a | n/a | 1988 | Weil-Mcclain | CI - Cast Iron | HWHT - Hot Water Heat | 11/30/2026
KANNE APARTMENTS | 114 N 34th St | Omaha | NE | 68131-2504 | Douglas | NE12860 | Exempt |  | 85-1340810 | 1990 | PEERLESS HEATER COMPANY |  | HWHT - Hot Water Heat | 1/31/2000
Mead High School | 114 N Vine St | Mead | NE | 68041-3206 | Saunders | NE02578 | Scrapped/Junked | 65430 | 158C | 1973 | GROE | COOK - Fired Cooker | COOK - Cooker/Kettle | 12/31/2017
Mead High School | 114 N Vine St | Mead | NE | 68041-3206 | Saunders | NE18340 | Scrapped/Junked | n/a | 172119880 | 1990 | AO SMITH | AHWH - ANSI/Fired Water Htr | HWSD - Hot Water Dom/Potable | 12/31/2014
Mead High School | 114 N Vine St | Mead | NE | 68041-3206 | Saunders | NE18341 | Scrapped/Junked | 24402 | 311102880 | 1993 | AO SMITH | CHWH - ASME/Fired Water Heater | HWSD - Hot Water Dom/Potable | 12/31/2014
Mead High School | 114 N Vine St | Mead | NE | 68041-3206 | Saunders | NE27460 | Active | 125916 | 170523053466 | 2017 | Cleveland | COOK - Fired Cooker | COOK - Cooker/Kettle | 12/31/2026
75 Mart | 114 Rock Bluff Rd | Plattsmouth | NE | 68048-9288 | Cass | NE13406 | Inactive | N/A | 070700119 | 2007 | DUNKIRK | CI - Cast Iron | HWHF - Hot Water Heat-Floor | 2/28/2019
75 Mart | 114 Rock Bluff Rd | Plattsmouth | NE | 68048-9288 | Cass | NE15085 | Scrapped/Junked |  | OLV-1299 | 1990 | HYDR | CI - Cast Iron | HWHF - Hot Water Heat-Floor | 2/28/2009
Raymond Central Ceresco Elementary School | 114 S 3rd St | Ceresco | NE | 68017-4080 | Saunders | NE00065 | Scrapped/Junked | 106209 | 700-1086 | 1999 | Teledyne Laars | CPFT - Horiz Cpr Fin Boiler | HWHT - Hot Water Heat | 7/31/2015
Raymond Central Ceresco Elementary School | 114 S 3rd St | Ceresco | NE | 68017-4080 | Saunders | NE25661 | Active | 308015 | E14H10308015 | 2014 | Lochinvar | WTSS - Watertube SS Steel | HWHT - Hot Water Heat | 7/31/2026
ELEMENTARY SCHOOL | 114 S 3RD ST | CERESCO | NE | 68017-4080 | SAUNDERS | NE32767 | Inactive | 37175 |  | 1983 | KEWANEE | FT - Firetube Boiler | STHT - Steam-Heat | 7/31/2000
ELEMENTARY SCHOOL | 114 S 3RD ST | CERESCO | NE | 68017-4080 | SAUNDERS | NE32768 | Inactive | 37176 |  | 1983 | KEWANEE | FT - Firetube Boiler | STHT - Steam-Heat | 7/31/2000
LEXINGTON NEWSPAPER | 114 W 5th St | Lexington | NE | 68850-1903 | DAWSON | NE35448 | Inactive |  | 10-BJ-11 | 1950 | AMERICAN STANDARD |  | HWHT - Hot Water Heat | 4/30/1994
Midwest Bank | 114 W Main St | Pierce | NE | 68767-1247 | Pierce | NE27290 | Active | 403512 | 1.17.19.00171 | 2017 | Lochinvar | WTSS - Watertube SS Steel | HWHT - Hot Water Heat | 11/30/2026
Midwest Bank | 114 W Main St | Pierce | NE | 68767-1247 | Pierce | NE27291 | Active | 405260 | 1.17.22.00577 | 2017 | Lochinvar | WTSS - Watertube SS Steel | HWHT - Hot Water Heat | 11/30/2026
Midwest Bank | 114 W Main St | Pierce | NE | 68767-1247 | Pierce | NE40626 | Scrapped/Junked | 81567 | 798-0459 | 1998 | Trianco | COBL - Coil Type Boiler | HWHT - Hot Water Heat | 11/30/2017
Midwest Bank | 114 W Main St | Pierce | NE | 68767-1247 | Pierce | NE40627 | Scrapped/Junked | 81559 | 798-0460 | 1998 | Trianco | COBL - Coil Type Boiler | HWHT - Hot Water Heat | 11/30/2017
Midwest Bank | 114 W Main St | Pierce | NE | 68767-1247 | Pierce | NE40628 | Scrapped/Junked | 81816 | 798-0561 | 1998 | Trianco | COBL - Coil Type Boiler | HWHT - Hot Water Heat | 11/30/2017
Days Inn South | 1140 Calvert St | Lincoln | NE | 68502-4433 | Lancaster | NE40536 | Scrapped/Junked | 70233 | 46782 | 1995 | Ace-Buehler | COBL - Coil Type Boiler | HWSD - Hot Water Dom/Potable | 12/31/2017
AURORA COOP ELEVATOR CO | 1140 S Lincoln Ave | Grand Island | NE | 68801-6675 | HALL | NE03543 | Scrapped/Junked | 2100 | 3886 | 1967 | SUPERIOR BOILERWORKS | FTSM - FTS Marine Dry Back | PROC - Process Steam | 6/30/2003
AURORA COOP ELEVATOR CO | 1140 S Lincoln Ave | Grand Island | NE | 68801-6675 | HALL | NE12108 | Inactive | 7518 | H-2151 | 2003 | MCKENNA BOILER WORKS | FTSM - FTS Marine Dry Back | PROC - Process Steam | 4/30/2006
AURORA COOP ELEVATOR CO | 1140 S Lincoln Ave | Grand Island | NE | 68801-6675 | HALL | NE18187 | Scrapped/Junked | 404 |  | 1959 | SUPERIOR BOILERWORKS | FT - Firetube Boiler | PROC - Process Steam | 6/30/1988
Econolodge | 1140 W Cornhusker Hwy | Lincoln | NE | 68521-3407 | Lancaster | NE08508 | Scrapped/Junked | 63894 | B99387267 | 1999 | STAT | CHWH - ASME/Fired Water Heater | HWSD - Hot Water Dom/Potable | 4/30/2009
Econolodge | 1140 W Cornhusker Hwy | Lincoln | NE | 68521-3407 | Lancaster | NE30904 | Scrapped/Junked |  | LK92-0018746880 | 1992 | AO SMITH | AHWH - ANSI/Fired Water Htr | HWSD - Hot Water Dom/Potable | 6/30/2001
Econolodge | 1140 W Cornhusker Hwy | Lincoln | NE | 68521-3407 | Lancaster | NE30905 | Exempt 1999 LB-66 |  | MM96-0607179964 | 1996 | AO SMITH | AHWH - ANSI/Fired Water Htr | HWSD - Hot Water Dom/Potable | 6/30/2000
NE Operating Engineers Local 571 | 11404 N 72nd St | Omaha | NE | 68122-4067 | Douglas | NE00136 | Active | n/a | 61978321299 | 1999 | Peerless | CI - Cast Iron | GLYC - Glycol Bldg Heat Sys | 3/31/2026
First National Plaza | 11404 W Dodge Rd | Omaha | NE | 68154-2511 | Douglas | NE03486 | Scrapped/Junked | 6212 | 89-1768 | 1989 | ALES | FTVT - Firetube Vertical TB | HWHT - Hot Water Heat | 2/28/2017
First National Plaza | 11404 W Dodge Rd | Omaha | NE | 68154-2511 | Douglas | NE03487 | Scrapped/Junked | 6213 | 89-1769 | 1989 | ALES | FTVT - Firetube Vertical TB | HWHT - Hot Water Heat | 2/28/2017
First National Plaza | 11404 W Dodge Rd | Omaha | NE | 68154-2511 | Douglas | NE03488 | Scrapped/Junked | 6214 | 89-1770 | 1989 | ALES | FTVT - Firetube Vertical TB | HWHT - Hot Water Heat | 2/28/2017
First National Plaza | 11404 W Dodge Rd | Omaha | NE | 68154-2511 | Douglas | NE03489 | Scrapped/Junked | 6197 | 89-1744 | 1989 | ALES | FTVT - Firetube Vertical TB | HWHT - Hot Water Heat | 2/28/2017
First National Plaza | 11404 W Dodge Rd | Omaha | NE | 68154-2511 | Douglas | NE03490 | Scrapped/Junked | 6196 | 89-1743 | 1989 | ALES | FTVT - Firetube Vertical TB | HWHT - Hot Water Heat | 2/28/2017
First National Plaza | 11404 W Dodge Rd | Omaha | NE | 68154-2511 | Douglas | NE03491 | Scrapped/Junked | 6198 | 89-1745 | 1989 | ALES | FTVT - Firetube Vertical TB | HWHT - Hot Water Heat | 2/28/2017
First National Plaza | 11404 W Dodge Rd | Omaha | NE | 68154-2511 | Douglas | NE03492 | Scrapped/Junked | 6215 | 89-1771 | 1989 | ALES | FTVT - Firetube Vertical TB | HWHT - Hot Water Heat | 2/28/2017
First National Plaza | 11404 W Dodge Rd | Omaha | NE | 68154-2511 | Douglas | NE03493 | Scrapped/Junked | 6201 | 89-1749 | 1989 | ALES | FTVT - Firetube Vertical TB | HWHT - Hot Water Heat | 2/28/2017
First National Plaza | 11404 W Dodge Rd | Omaha | NE | 68154-2511 | Douglas | NE26929 | Active | 226294 | 16.PGT700.110.0296 | 2016 | Lochinvar | FTSS - Firetube Stainless Steel | HWHT - Hot Water Heat | 2/28/2026
First National Plaza | 11404 W Dodge Rd | Omaha | NE | 68154-2511 | Douglas | NE26930 | Active | 226302 | 16.PGT700.110.0340 | 2016 | Lochinvar | FTSS - Firetube Stainless Steel | HWHT - Hot Water Heat | 2/28/2026
First National Plaza | 11404 W Dodge Rd | Omaha | NE | 68154-2511 | Douglas | NE26931 | Active | 222845 | 16.PGT700.110.0226 | 2016 | Lochinvar | FTSS - Firetube Stainless Steel | HWHT - Hot Water Heat | 2/28/2026
First National Plaza | 11404 W Dodge Rd | Omaha | NE | 68154-2511 | Douglas | NE26932 | Active | 226300 | 16.PGT700.110.0302 | 2016 | Lochinvar | FTSS - Firetube Stainless Steel | HWHT - Hot Water Heat | 2/28/2026
Kabredlos Properties | 1141 D St | Lincoln | NE | 68502-1287 | Lancaster | NE24255 | Inactive | N/A | 129955 | 1930 | CAPI | CI - Cast Iron | STHT - Steam-Heat | 10/31/2017
PAUL SHYKEN | 1141 S 30th Ave | Omaha | NE | 68105-2125 | Douglas | NE04662 | Inactive |  | 2114182 | 1979 | PEERLESS HEATER COMPANY |  | STHT - Steam-Heat | 8/31/1992
Terrace Plaza | 11414 W Center Rd | Omaha | NE | 68144-4486 | Douglas | NE20358 | Active | 0 | 09451 | 1973 | Kewanee | FTFB - Firetube-Firebox Boiler | HWHT - Hot Water Heat | 12/31/2025
Holdrege Public Schools-R 6 | 11419 736 Rd/N Hwy 183 | Holdrege | NE | 68949 | Phelps | NE04692 | Exempt |  | 507853 | 1988 | Slant Fin Corp | CI - Cast Iron | HWHT - Hot Water Heat | 11/30/2006
Holdrege Public Schools-R 6 | 11419 736 Rd/N Hwy 183 | Holdrege | NE | 68949 | Phelps | NE04693 | Exempt |  | 516496 | 1988 | Slant Fin Corp | CI - Cast Iron | HWHT - Hot Water Heat | 11/30/2007
Holdrege Public Schools-R 6 | 11419 736 Rd/N Hwy 183 | Holdrege | NE | 68949 | Phelps | NE22324 | Exempt |  | 628606 | 1996 | Slant Fin Corp | CI - Cast Iron | HWHT - Hot Water Heat | 11/30/2007
City Laundry | 1142 Cornhusker Hwy | Lincoln | NE | 68521-2336 | LANCASTER | NE06178 | Scrapped/Junked | 71550 | 71550 | 2005 | WEBEN JARCO | COBL - Coil Type Boiler | HWSP - Hot Water Non Potable Supply | 3/31/2011
City Laundry | 1142 Cornhusker Hwy | Lincoln | NE | 68521-2336 | LANCASTER | NE08387 | Scrapped/Junked | 64096 | 64096 | 1999 | WEBEN JARCO | COBL - Coil Type Boiler | HWSP - Hot Water Non Potable Supply | 4/30/2005
11422 MH Property | 11422 Miracle Hills Dr | Omaha | NE | 68154-5310 | Douglas | NE24918 | Scrapped/Junked | 5748 | 85-19974 | 1985 | Rite | WT - Water Tube Boiler | HWHT - Hot Water Heat | 4/30/2018
11422 MH Property | 11422 Miracle Hills Dr | Omaha | NE | 68154-5310 | Douglas | NE27152 | Active | 1576 | 17-HE012310317 | 2017 | Riello | WT - Water Tube Boiler | HWHT - Hot Water Heat | 12/31/2026
11422 MH Property | 11422 Miracle Hills Dr | Omaha | NE | 68154-5310 | Douglas | NE27153 | Active | 1577 | 17-HE012320317 | 2017 | Riello | WT - Water Tube Boiler | HWHT - Hot Water Heat | 12/31/2026
11422 MH Property | 11422 Miracle Hills Dr | Omaha | NE | 68154-5310 | Douglas | NE27154 | Active | 1575 | 17-HE0-12300312 | 2017 | Riello | WT - Water Tube Boiler | HWHT - Hot Water Heat | 12/31/2026
11422 MH Property | 11422 Miracle Hills Dr | Omaha | NE | 68154-5310 | Douglas | NE27155 | Active | 1560 | 17-HE012150217 | 2017 | Riello | WT - Water Tube Boiler | HWHT - Hot Water Heat | 12/31/2026
City Utility Plant | 1143 N Webster St | Red Cloud | NE | 68970-2100 | Webster | NE22900 | Scrapped/Junked | 94136 | D09H10094136 | 2008 | Lochinvar | WTSS - Watertube SS Steel | HWHT - Hot Water Heat | 4/30/2020
City Utility Plant | 1143 N Webster St | Red Cloud | NE | 68970-2100 | Webster | NE30392 | Scrapped/Junked | n/a | 211A5717-0890 | 1990 | Peerless | CI - Cast Iron | HWHT - Hot Water Heat | 2/28/2013
St Paul United Methodist Church-BMIC#460282 | 1144 M St | Lincoln | NE | 68508-2123 | Lancaster | NE05240 | Scrapped/Junked |  | RN07874016 | 1985 | RHEEM MANUFACTURING CO | AHWH - ANSI/Fired Water Htr | HWSD - Hot Water Dom/Potable | 10/31/1999
St Paul United Methodist Church-BMIC#460282 | 1144 M St | Lincoln | NE | 68508-2123 | Lancaster | NE07698 | Active | na | 6484439 | 2006 | Burnham | CI - Cast Iron | STHT - Steam-Heat | 3/31/2026
St Paul United Methodist Church-BMIC#460282 | 1144 M St | Lincoln | NE | 68508-2123 | Lancaster | NE24120 | Active | 211511 | G12-211511 | 2012 | Laars | WTSS - Watertube SS Steel | HWHT - Hot Water Heat | 3/31/2026
St Paul United Methodist Church-BMIC#460282 | 1144 M St | Lincoln | NE | 68508-2123 | Lancaster | NE40663 | Active | 9555 | 98E-6842 | 1997 | ALES | FTVT - Firetube Vertical TB | HWHT - Hot Water Heat | 3/31/2026
St Paul United Methodist Church-BMIC#460282 | 1144 M St | Lincoln | NE | 68508-2123 | Lancaster | NE40664 | Active | 9550 | 98E-6837 | 1997 | ALES | FTVT - Firetube Vertical TB | HWHT - Hot Water Heat | 3/31/2026
OHARCO | 1144 N 11th St | Omaha | NE | 68102-4228 | Douglas | NE12810 | Scrapped/Junked | 93570 | 93570 | 1988 | TELEDYNE LAARS | CPFT - Horiz Cpr Fin Boiler | HWHT - Hot Water Heat | 1/31/2000
OHARCO | 1144 N 11th St | Omaha | NE | 68102-4228 | Douglas | NE25528 | Inactive |  | CP3713643 | 1999 | WEIL MCLAIN |  | HWHT - Hot Water Heat | 2/28/2003
Holley Apartments | 1144 S 11th St | Lincoln | NE | 68502-1231 | LANCASTER | NE40534 | Out of Service | N/A | W3609-9B | 1945 | IDEL | CI - Cast Iron | HWHT - Hot Water Heat | 3/31/2019
Holley Apartments | 1144 S 11th St | Lincoln | NE | 68502-1231 | LANCASTER | NE40535 | Exempt 1999 LB-66 |  | MD95-0426739930 | 1995 | AO SMITH | AHWH - ANSI/Fired Water Htr | HWSD - Hot Water Dom/Potable | 5/31/2000
Albion City Pool | 1144 South 8th St | Albion | NE | 68620 | Boone | NE25200 | Active | 372132 | 1402372132 | 2014 | Raypak | CPPH - Ansi Cpr Fin Pool Heater | OPHT - Outdoor Pool Heater | 6/30/2026
Prairie Lane Elementary | 11444 Hascall St | Omaha | NE | 68144-4507 | Douglas | NE16047 | Active | 53339 | G-09-0619 | 2009 | Aerco | FTVT - Firetube Vertical TB | HWHT - Hot Water Heat | 7/30/2026
Prairie Lane Elementary | 11444 Hascall St | Omaha | NE | 68144-4507 | Douglas | NE16048 | Active | 53338 | G-09-0618 | 2009 | Aerco | FTVT - Firetube Vertical TB | HWHT - Hot Water Heat | 7/30/2026
Prairie Lane Elementary | 11444 Hascall St | Omaha | NE | 68144-4507 | Douglas | NE16905 | Scrapped/Junked | 18835 | AJH35.2989 | 1993 | WEBEN JARCO | COBL - Coil Type Boiler | HWSD - Hot Water Dom/Potable | 7/31/2019
Prairie Lane Elementary | 11444 Hascall St | Omaha | NE | 68144-4507 | Douglas | NE32142 | Inactive | 1266 |  | 1968 | MARKET FORGE INDUSTRIES | FT - Firetube Boiler | 0021 - Steam Supp Cooker/Kettle | 8/31/1990
Prairie Lane Elementary | 11444 Hascall St | Omaha | NE | 68144-4507 | Douglas | NE33363 | Scrapped/Junked |  | 311867 | 1962 | Weil-Mcclain | CI - Cast Iron | HWHT - Hot Water Heat | 7/31/2009
Prairie Lane Elementary | 11444 Hascall St | Omaha | NE | 68144-4507 | Douglas | NE33385 | Scrapped/Junked |  | 311867 | 1968 | Weil-Mcclain | CI - Cast Iron | HWHT - Hot Water Heat | 7/31/2009
SABAH Inc | 1145 Furnas Ave | Lincoln | NE | 68521-2259 | Lancaster | NE00054 | Scrapped/Junked | N/A | 6BN-J5 | 1977 | American Standard | CI - Cast Iron | HWHT - Hot Water Heat | 11/30/2018
BARKER CLEANERS | 1145 Jackson St | Sidney | NE | 69162-1657 | CHEYENNE | NE11189 | Scrapped/Junked | 260 | 1371 | 1946 | CYCLOTHERM | FTSM - FTS Marine Dry Back | PROC - Process Steam | 5/31/2005
BARKER CLEANERS | 1145 Jackson St | Sidney | NE | 69162-1657 | CHEYENNE | NE13881 | Inactive | 17612 |  | 1971 | PARKER BOILER CO | WT - Water Tube Boiler | PROC - Process Steam | 8/31/1994
Liberty House Wahoo | 1145 N Laurel St | Wahoo | NE | 68066-1244 | Saunders | NE39158 | Scrapped/Junked | 7608 | M-7608 | 1964 | KEWANEE | FTFB - Firetube-Firebox Boiler | HWHT - Hot Water Heat | 6/30/2007
Liberty House Wahoo | 1145 N Laurel St | Wahoo | NE | 68066-1244 | Saunders | NE39195 | Scrapped/Junked | 79 | JH4780 | 1983 | WEBJ | COBL - Coil Type Boiler | HWSD - Hot Water Dom/Potable | 6/30/2009
HAVEN HOUSE | 1145 N Laurel St | Wahoo | NE | 68066-1244 | SAUNDERS | NE05563 | Exempt 1999 LB-66 |  | 188873 | 1991 | AO SMITH | AHWH - ANSI/Fired Water Htr | HWSD - Hot Water Dom/Potable | 8/31/2000
HAVEN HOUSE | 1145 N Laurel St | Wahoo | NE | 68066-1244 | SAUNDERS | NE05568 | Exempt 1999 LB-66 |  | 0362427 | 1994 | AO SMITH | AHWH - ANSI/Fired Water Htr | HWSD - Hot Water Dom/Potable | 8/31/2000
Apartment Building | 1145 S 11th St | Lincoln | NE | 68502-1215 | Lancaster | NE10379 | Inactive | N/A | 60-14181 | 1964 | Peerless | CI - Cast Iron | HWHT - Hot Water Heat | 2/28/2011
St Francis Of Assisi Church | 1145 South St | Lincoln | NE | 68502-2253 | Lancaster | NE09208 | Active | N/A | E07H10038990 | 2007 | Lochinvar | WTSS - Watertube SS Steel | HWHT - Hot Water Heat | 6/30/2026
Lloyd Waller Feedyard | 11483 738 Rd | Holdrege | NE | 68949-4083 | Phelps | NE26205 | Active | 18127 | 18127 | 2016 | Superior Boiler Works | FTSM - FTS Marine Dry Back | PROC - Process Steam | 5/31/2026
Apartment Building | 1149 E St | Lincoln | NE | 68508-3586 | Lancaster | NE21066 | Scrapped/Junked | 151928 | 1136M001505 | 2011 | State Industries | CHWH - ASME/Fired Water Heater | HWSD - Hot Water Dom/Potable | 12/31/2023
Spot Free Wash | 115 1st St | Hampton | NE | 68843-9312 | HAMILTON | NE40754 | Exempt 1999 LB-66 |  | 747389 | 1997 | CLM AQUASTAR | AHWH - ANSI/Fired Water Htr | HWSP - Hot Water Non Potable Supply | 1/1/1900
Spot Free Wash | 115 1st St | Hampton | NE | 68843-9312 | HAMILTON | NE40755 | Exempt 1999 LB-66 |  | 747438 | 1997 | CLM AQUASTAR | AHWH - ANSI/Fired Water Htr | HWSP - Hot Water Non Potable Supply | 1/1/1900
Spot Free Wash | 115 1st St | Hampton | NE | 68843-9312 | HAMILTON | NE40756 | Scrapped/Junked | 139015 | 9704139015 | 1997 | RAYP | WT - Water Tube Boiler | HWHT - Hot Water Heat | 2/28/2023
Cabela's Inc | 115 Cabela Dr | Sidney | NE | 69162-3032 | Cheyenne | NE15429 | Scrapped/Junked | 43202 | n/a | 1990 | Kewanee | FTFB - Firetube-Firebox Boiler | HWHT - Hot Water Heat | 1/31/2019
Cabela's Inc | 115 Cabela Dr | Sidney | NE | 69162-3032 | Cheyenne | NE15430 | Scrapped/Junked | 43201 | n/a | 1990 | Kewanee | FTFB - Firetube-Firebox Boiler | HWHT - Hot Water Heat | 1/31/2019
Cabela's Inc | 115 Cabela Dr | Sidney | NE | 69162-3032 | Cheyenne | NE27845 | Active | 330860 | 184611 | 2018 | Lochinvar | VTWT - Vert Watertube | HWHT - Hot Water Heat | 1/31/2027
Cabela's Inc | 115 Cabela Dr | Sidney | NE | 69162-3032 | Cheyenne | NE27846 | Active | 330859 | 18330859 | 2018 | Lochinvar | VTWT - Vert Watertube | HWHT - Hot Water Heat | 1/31/2027
Prairie Pride Brewing | 115 E South Front St Ste 1 | Grand Island | NE | 68801-5917 | Hall | NE26463 | Active | N/A | CROW24000615620 | 2016 | Crown Boiler Co. | CI - Cast Iron | PROC - Process Steam | 9/30/2025
THE DIAL CORPORATION | 115 Hickory St | Omaha | NE | 68108-3761 | Douglas | NE11388 | Inactive |  | 35956 | 1930 | BADENHAUSEN | WT - Water Tube Boiler | PROC - Process Steam | 5/31/1993
THE DIAL CORPORATION | 115 Hickory St | Omaha | NE | 68108-3761 | Douglas | NE13088 | Inactive | 3100 |  | 1953 | UNION IRON WORKS | WT - Water Tube Boiler | PROC - Process Steam | 7/31/1994
Chamberlain-Drabbel Funeral Home | 115 Main St | Hay Springs | NE | 69347 | Sheridan | NE04707 | Inactive | n/a | 749 | 1936 | US Radiator | CI - Cast Iron | STHT - Steam-Heat | 4/30/2024
Idalia Apartments | 115 N 33rd St | Omaha | NE | 68131-2546 | Douglas | NE21910 | Exempt 1999 LB-66 |  | RA87490972 | 1987 | STATE INDUSTRIES | AHWH - ANSI/Fired Water Htr | HWSD - Hot Water Dom/Potable | 1/31/2000
Idalia Apartments | 115 N 33rd St | Omaha | NE | 68131-2546 | Douglas | NE35314 | Scrapped/Junked | n/a | G107 | 1970 | American Standard | CI - Cast Iron | STHT - Steam-Heat | 1/31/2011
building demolished | 115 N 50th St | Omaha | NE | 68132-2944 | Douglas | NE04053 | Scrapped/Junked | n/a | n/a | 1974 | American Standard | CI - Cast Iron | STHT - Steam-Heat | 3/31/2011
building demolished | 115 N 50th St | Omaha | NE | 68132-2944 | Douglas | NE26361 | Scrapped/Junked | n/a | 49667-1R-2004 | 2012 | Peerless | CI - Cast Iron | STHT - Steam-Heat | 2/28/2017
Roszell's Office Equip | 115 N 5th St | Beatrice | NE | 68310-3902 | Gage | NE37129 | Out of Service | N/A | D20B43097 | 1970 | BRYN | CI - Cast Iron | STHT - Steam-Heat | 12/31/2009
Business Closed | 115 N 9th St | Nebraska City | NE | 68410-2453 | Otoe | NE01385 | Scrapped/Junked | 15584 | 55747 | 1982 | BRYAN STEAM LLC | WT - Water Tube Boiler | PROC - Process Steam | 6/30/2002
Business Closed | 115 N 9th St | Nebraska City | NE | 68410-2453 | Otoe | NE30131 | Inactive | 22961 | 63458 | 1987 | Bryan | WT - Water Tube Boiler | PROC - Process Steam | 12/31/2018
Mead Elementary School | 115 N Elm St | Mead | NE | 68041-3203 | Saunders | NE33480 | Active | n/a | M4151 | 1963 | Kewanee | FTSM - FTS Marine Dry Back | STHT - Steam-Heat | 12/31/2026
FURNITURE STORE | 115 N Hastings Ave | Hastings | NE | 68901-5142 | ADAMS | NE14345 | Inactive |  | 108567 | 1949 | PACIFIC | FT - Firetube Boiler | HWHT - Hot Water Heat | 9/30/1992
Southern High School | 115 S 11th St | Wymore | NE | 68466-1615 | Gage | NE20040 | Exempt 1999 LB-66 |  | 00000J87-443732 | 1987 | STATE INDUSTRIES | AHWH - ANSI/Fired Water Htr | HWSD - Hot Water Dom/Potable | 6/30/2000
Southern High School | 115 S 11th St | Wymore | NE | 68466-1615 | Gage | NE20527 | Exempt 1999 LB-66 |  |  | 1998 | AO SMITH | AHWH - ANSI/Fired Water Htr | HWSD - Hot Water Dom/Potable | 8/30/2000
Southern High School | 115 S 11th St | Wymore | NE | 68466-1615 | Gage | NE30313 | Scrapped/Junked | n/a | N-4799 | 1966 | Kewanee | FTFB - Firetube-Firebox Boiler | STHT - Steam-Heat | 6/30/2021
Southern High School | 115 S 11th St | Wymore | NE | 68466-1615 | Gage | NE34801 | Scrapped/Junked | 36907 | R5305 | 1983 | Kewanee | FTFB - Firetube-Firebox Boiler | STHT - Steam-Heat | 6/30/2021
Southern High School | 115 S 11th St | Wymore | NE | 68466-1615 | Gage | NE41091 | Active | 7354 | 60429700275 | 2021 | Cleaver Brooks | FTVT - Firetube Vertical TB | GLYC - Glycol Bldg Heat Sys | 10/31/2026
Southern High School | 115 S 11th St | Wymore | NE | 68466-1615 | Gage | NE41092 | Active | 7352 | 604297000273 | 2021 | Cleaver Brooks | FTVT - Firetube Vertical TB | GLYC - Glycol Bldg Heat Sys | 10/31/2026
Southern High School | 115 S 11th St | Wymore | NE | 68466-1615 | Gage | NE41093 | Active | 7353 | 604297000274 | 2021 | Cleaver Brooks | FTVT - Firetube Vertical TB | GLYC - Glycol Bldg Heat Sys | 10/31/2026
Cascade Place 2 | 115 S 39th St | Omaha | NE | 68131-3001 | Douglas | NE07889 | Active | n/a | 129096 | 1950 | US Radiator | CI - Cast Iron | HWHT - Hot Water Heat | 4/30/2023
CHILD SAVING INSTITUTE | 115 S 46th St | Omaha | NE | 68132-3229 | Douglas | NE07770 | Scrapped/Junked |  | G-108 | 1973 | AMERICAN STANDARD |  | HWHT - Hot Water Heat | 11/30/2007
Blue Prairie Brands | 1150 Rundell Rd | Gering | NE | 69341-3734 | Scotts Bluff | NE27310 | Inactive | 13767 | 13767 | 1998 | Superior Boiler Works | FT - Firetube Boiler | PROC - Process Steam | 12/31/2018
Richland Park Apartments | 11502 Burt St | Omaha | NE | 68154-1554 | Douglas | NE24466 | Exempt 1999 LB-66 |  | MJ96-0581448962 | 1996 | A. O. Smith | AHWH - ANSI/Fired Water Htr | HWSD - Hot Water Dom/Potable | 1/31/2000
LBT Inc | 11502 I St | Omaha | NE | 68137-1210 | Douglas | NE15418 | Inactive | 8493 | 9117830 | 1991 | Burnham | FTFB - Firetube-Firebox Boiler | STHT - Steam-Heat | 7/31/2012
LBT Inc | 11502 I St | Omaha | NE | 68137-1210 | Douglas | NE34143 | Scrapped/Junked | 915 | 2671 | 1965 | SELLERS | FT - Firetube Boiler | HWSP - Hot Water Non Potable Supply | 8/31/2005
LBT Inc | 11502 I St | Omaha | NE | 68137-1210 | Douglas | NE34147 | Active | n/a | N762 | 1965 | Kewanee | FTFB - Firetube-Firebox Boiler | HWHT - Hot Water Heat | 3/31/2026
LBT Inc | 11502 I St | Omaha | NE | 68137-1210 | Douglas | NE34148 | Scrapped/Junked | 5240 | D802-2776 | 1985 | CRAN | CHWH - ASME/Fired Water Heater | HWSD - Hot Water Dom/Potable | 7/31/2022
RICHLAND PARK APARTMENTS | 11504 Burt St | Omaha | NE | 68154-1553 | Douglas | NE24467 | Exempt 1999 LB-66 |  | AA86-03684-830 | 1986 | AO SMITH | AHWH - ANSI/Fired Water Htr | HWSD - Hot Water Dom/Potable | 1/31/2000
Cox Communications | 11505 W Dodge Rd | Omaha | NE | 68154-2536 | Douglas | NE42124 | Active | 16496 | 21-HE150990621 | 2021 | Riello | WT - Water Tube Boiler | HWHT - Hot Water Heat | 2/28/2026
Cox Communications | 11505 W Dodge Rd | Omaha | NE | 68154-2536 | Douglas | NE42125 | Active | 16493 | 21-HE15090621 | 2021 | Riello | WT - Water Tube Boiler | HWHT - Hot Water Heat | 2/28/2026
Cox Communications | 11505 W Dodge Rd | Omaha | NE | 68154-2536 | Douglas | NE42126 | Active | 16595 | 21-HE152030721 | 2021 | Riello | WT - Water Tube Boiler | HWHT - Hot Water Heat | 2/28/2026
Cox Communications | 11505 W Dodge Rd | Omaha | NE | 68154-2536 | Douglas | NE42127 | Active | 16599 | 21-HE152070721 | 2021 | Riello | WT - Water Tube Boiler | HWHT - Hot Water Heat | 2/28/2026
Richland Park Apartments | 11506 Burt St | Omaha | NE | 68154-1552 | Douglas | NE24468 | Exempt 1999 LB-66 |  | AM86-01860-831 | 1986 | A. O. Smith | AHWH - ANSI/Fired Water Htr | HWSD - Hot Water Dom/Potable | 1/31/2000
Miracle Hills I | 11506 Nicholas St | Omaha | NE | 68154-4407 | Douglas | NE30514 | Active | 39416 | R-7967 | 1985 | Kewanee | FTFB - Firetube-Firebox Boiler | HWHT - Hot Water Heat | 10/31/2026
Crosskey Executive Bldg | 11510 Blondo St | Omaha | NE | 68164-3836 | Douglas | NE00122 | Active | 94234 | K981340 | 1998 | Lochinvar | CPFT - Horiz Cpr Fin Boiler | HWHT - Hot Water Heat | 3/31/2019
Richland Park Apartments | 11510 Burt St | Omaha | NE | 68154-1567 | Douglas | NE24469 | Exempt 1999 LB-66 |  | A086-04052-830 | 1986 | A. O. Smith | AHWH - ANSI/Fired Water Htr | HWSD - Hot Water Dom/Potable | 1/31/2000
RICHLAND PARK APARTMENTS | 11512 Burt St | Omaha | NE | 68154-1548 | Douglas | NE24470 | Exempt 1999 LB-66 |  | MB88-0118729830 | 1988 | AO SMITH | AHWH - ANSI/Fired Water Htr | HWSD - Hot Water Dom/Potable | 1/31/2000
RICHLAND PARK APARTMENTS | 11512 Burt St | Omaha | NE | 68154-1548 | Douglas | NE24471 | Exempt 1999 LB-66 |  | MA91-0186296880 | 1991 | AO SMITH | AHWH - ANSI/Fired Water Htr | HWSD - Hot Water Dom/Potable | 1/31/2000
Flats at Miracle Hills | 11515 Miracle Hills Dr | Omaha | NE | 68154-4450 | Douglas | NE10694 | Scrapped/Junked | 198718 | 0208198718 | 2002 | RAYP | CPFH - Copper Fin Water Heater | HWSD - Hot Water Dom/Potable | 1/31/2010
Flats at Miracle Hills | 11515 Miracle Hills Dr | Omaha | NE | 68154-4450 | Douglas | NE15832 | Scrapped/Junked | 18206 |  | 1990 | LOCHINVAR | CPFT - Horiz Cpr Fin Boiler | HWSD - Hot Water Dom/Potable | 4/30/2003
Flats at Miracle Hills | 11515 Miracle Hills Dr | Omaha | NE | 68154-4450 | Douglas | NE15833 | Scrapped/Junked | 18207 | K909116 | 1990 | LOCHINVAR | CPFT - Horiz Cpr Fin Boiler | HWSD - Hot Water Dom/Potable | 9/30/2007
Flats at Miracle Hills | 11515 Miracle Hills Dr | Omaha | NE | 68154-4450 | Douglas | NE15857 | Inactive |  | F90010633 | 1990 | COMFORT ZONE | WT - Water Tube Boiler | HWSD - Hot Water Dom/Potable | 4/30/1997
Flats at Miracle Hills | 11515 Miracle Hills Dr | Omaha | NE | 68154-4450 | Douglas | NE15858 | Inactive |  | H90012052 | 1990 | COMFORT ZONE | WT - Water Tube Boiler | HWSD - Hot Water Dom/Potable | 4/30/1997
Flats at Miracle Hills | 11515 Miracle Hills Dr | Omaha | NE | 68154-4450 | Douglas | NE16061 | Active | 301234 | 0910301234 | 2009 | Raypak | WT - Water Tube Boiler | HWDP - Hotwater Heat & Dom Supply | 1/31/2026
Flats at Miracle Hills | 11515 Miracle Hills Dr | Omaha | NE | 68154-4450 | Douglas | NE17697 | Out of Service | n/a | 25159 | 1996 | HAYW | CPFH - Copper Fin Water Heater | SPAJ - Spa/Jacuzzi Heater | 1/31/2010
Flats at Miracle Hills | 11515 Miracle Hills Dr | Omaha | NE | 68154-4450 | Douglas | NE22737 | Out of Service | 15971 | 12W0179 | 2012 | PENTAIR | WT - Water Tube Boiler | IPHT - Indoor Pool Heater | 9/30/2015
Flats at Miracle Hills | 11515 Miracle Hills Dr | Omaha | NE | 68154-4450 | Douglas | NE23967 | Active | 195427 | NA | 2007 | Lochinvar | FTVT - Firetube Vertical TB | HWSD - Hot Water Dom/Potable | 1/31/2026
RICHLAND PARK APARTMENTS | 11516 Burt St | Omaha | NE | 68154-1550 | Douglas | NE24472 | Exempt 1999 LB-66 |  | AJ86-01451-830 | 1986 | AO SMITH | AHWH - ANSI/Fired Water Htr | HWSD - Hot Water Dom/Potable | 1/31/2000
Silverstone Building | 11516 Miracle Hills Dr | Omaha | NE | 68154-5311 | Douglas | NE24919 | Scrapped/Junked | 41473 | 94247 | 1988 | KEWA | FTFB - Firetube-Firebox Boiler | HWHT - Hot Water Heat | 4/30/2021
Silverstone Building | 11516 Miracle Hills Dr | Omaha | NE | 68154-5311 | Douglas | NE43795 | Active | 9079 | 24-HE090874124 | 2024 | Riello | WTSS - Watertube SS Steel | HWHT - Hot Water Heat | 10/31/2026
Silverstone Building | 11516 Miracle Hills Dr | Omaha | NE | 68154-5311 | Douglas | NE43796 | Active | 9059 | 24-HE090674124 | 2024 | Riello | WTSS - Watertube SS Steel | HWHT - Hot Water Heat | 10/31/2026
Silverstone Building | 11516 Miracle Hills Dr | Omaha | NE | 68154-5311 | Douglas | NE43797 | Active | 8933 | 24-HE089414024 | 2024 | Riello | WTSS - Watertube SS Steel | HWHT - Hot Water Heat | 10/31/2026
Farmers National Company | 11516 Nicholas St | Omaha | NE | 68154-4409 | Douglas | NE30513 | Active | 23278 | 63775 | 1987 | bryan | WT - Water Tube Boiler | HWHT - Hot Water Heat | 10/31/2026
RICHLAND PARK APARTMENTS | 11518 Burt St | Omaha | NE | 68154-1549 | Douglas | NE24473 | Exempt 1999 LB-66 |  | MM87-0111993830 | 1987 | AO SMITH | AHWH - ANSI/Fired Water Htr | HWSD - Hot Water Dom/Potable | 1/31/2000
Bubbles Car Wash | 11533 S 31St St | Bellevue | NE | 68123 | Sarpy | NE25224 | Out of Service | 199370 | J11H10199370 | 2011 | Lochinvar | WTSS - Watertube SS Steel | HWHF - Hot Water Heat-Floor | 7/31/2023
Bubbles Car Wash | 11533 S 31St St | Bellevue | NE | 68123 | Sarpy | NE40798 | Scrapped/Junked | 71897 | 1288108497 | 1988 | RAYP | CPFT - Horiz Cpr Fin Boiler | HWHF - Hot Water Heat-Floor | 7/31/2014
OLD MILL APARTMENTS | 1155 N 109th Plz | Omaha | NE | 68154-3980 | Douglas | NE24414 | Exempt 1999 LB-66 |  | MJ95-0462745930 | 1995 | AO SMITH | AHWH - ANSI/Fired Water Htr | HWSD - Hot Water Dom/Potable | 11/30/1999
OLD MILL APARTMENTS | 1155 N 109th Plz | Omaha | NE | 68154-3980 | Douglas | NE24415 | Exempt 1999 LB-66 |  | MD90-0166149930 | 1995 | AO SMITH | AHWH - ANSI/Fired Water Htr | HWSD - Hot Water Dom/Potable | 11/30/1999
Magnum Properties Building | 11550 I St | Omaha | NE | 68137-1262 | Douglas | NE26621 | Active | 186541 | 15.MLK200.56.209 | 2015 | AIC | WT - Water Tube Boiler | HWHT - Hot Water Heat | 8/31/2026
Magnum Properties Building | 11550 I St | Omaha | NE | 68137-1262 | Douglas | NE26622 | Active | 185652 | 15.MLK200.56.202 | 2015 | AIC | WT - Water Tube Boiler | HWHT - Hot Water Heat | 8/31/2026
Magnum Properties Building | 11550 I St | Omaha | NE | 68137-1262 | Douglas | NE34145 | Scrapped/Junked | N/A | N1208 | 1965 | Kewanee | FT - Firetube Boiler | HWHT - Hot Water Heat | 8/31/2016
Magnum Properties Building | 11550 I St | Omaha | NE | 68137-1262 | Douglas | NE34146 | Scrapped/Junked | N/A | 24011 | 1965 | BOCK | AHWH - ANSI/Fired Water Htr | HWSD - Hot Water Dom/Potable | 8/31/2016
Akrs Equipment | 11550 N 204th St | Elkhorn | NE | 68022-3816 | Douglas | NE07555 | Out of Service | 1052 | H1742 | 2004 | Refrigeration Consultants | FHRT - FT Horiz Return Tube | HWFP - Floor Heat & Nonpotable | 9/30/2016
Akrs Equipment | 11550 N 204th St | Elkhorn | NE | 68022-3816 | Douglas | NE26575 | Active | 3722 | K3088 | 2016 | Axeman-Anderson/Engergylog | FHRT - FT Horiz Return Tube | HWFP - Floor Heat & Nonpotable | 9/30/2026
Prairie Lane Pool | 11550 Prairie Lane Dr | Omaha | NE | 68144-4520 | Douglas | NE28041 | Active | 294648 | C19294648 | 2019 | Laars | CPPH - Ansi Cpr Fin Pool Heater | OPHT - Outdoor Pool Heater | 7/31/2025
Old Mill Apartments | 1156 N 108th Plz | Omaha | NE | 68154-3961 | Douglas | NE24409 | Exempt 1999 LB-66 |  | MF94-0347314930 | 1994 | AO SMITH | AHWH - ANSI/Fired Water Htr | HWSD - Hot Water Dom/Potable | 11/30/1999
Old Mill Apartments | 1156 N 108th Plz | Omaha | NE | 68154-3961 | Douglas | NE24416 | Exempt 1999 LB-66 |  | 0987404011 | 1987 | RUUD | AHWH - ANSI/Fired Water Htr | HWSD - Hot Water Dom/Potable | 11/30/1999
Old Mill Apartments | 1156 N 108th Plz | Omaha | NE | 68154-3961 | Douglas | NE24417 | Exempt 1999 LB-66 |  | 0987404007 | 1987 | Ruud-Rheem | AHWH - ANSI/Fired Water Htr | HWSD - Hot Water Dom/Potable | 11/30/1999
Vacant Building | 116 E Norfolk Ave | Norfolk | NE | 68701-5300 | Madison | NE22824 | Inactive | N/A | 6-609 | 1960 | American Standard | CI - Cast Iron | HWHT - Hot Water Heat | 11/30/2018
SUPER 8 MOTEL | 116 Howard Ave | Saint Paul | NE | 68873-2102 | HOWARD | NE30780 | Exempt 1999 LB-66 |  | RN1095G04005 | 1995 | RHEEM MANUFACTURING CO | AHWH - ANSI/Fired Water Htr | HWSD - Hot Water Dom/Potable | 7/31/2000
SUPER 8 MOTEL | 116 Howard Ave | Saint Paul | NE | 68873-2102 | HOWARD | NE30781 | Exempt 1999 LB-66 |  | RN1095G04003 | 1995 | RHEEM MANUFACTURING CO | AHWH - ANSI/Fired Water Htr | HWSD - Hot Water Dom/Potable | 7/31/2000
St Rose of Lima Church | 116 N Elm St | Genoa | NE | 68640-3042 | NANCE | NE09502 | Active | 11387 | 01-E9239 | 2001 | ALES | FTVT - Firetube Vertical TB | HWHT - Hot Water Heat | 1/31/2026
St Rose of Lima Church | 116 N Elm St | Genoa | NE | 68640-3042 | NANCE | NE09503 | Active | 11388 | 01-E9240 | 2001 | ALES | FTVT - Firetube Vertical TB | HWHT - Hot Water Heat | 1/31/2026
St Rose of Lima Church | 116 N Elm St | Genoa | NE | 68640-3042 | NANCE | NE37542 | Scrapped/Junked |  | 4G10 | 1962 | AMERICAN STANDARD |  | HWHT - Hot Water Heat | 2/28/2002
Hall County Social Services | 116 S Pine St | Grand Island | NE | 68801-6045 | Hall | NE15269 | Inactive | 26242 | 66749 | 1989 | Bryan | WT - Water Tube Boiler | HWHT - Hot Water Heat | 4/30/2020
Hall County Social Services | 116 S Pine St | Grand Island | NE | 68801-6045 | Hall | NE35232 | Scrapped/Junked | n/a | 20BJ23 | 1955 | American Standard | CI - Cast Iron | HWHT - Hot Water Heat | 4/30/2016
City Of North Platte | 116 W 5Th St | North Platte | NE | 69101-3922 | Lincoln | NE35155 | Scrapped/Junked | 3927 |  | 1984 | Rite Engineering Corp | WT - Water Tube Boiler | HWHT - Hot Water Heat | 10/31/2001
TIP-TOP CLEANERS | 116 W 5th St | Ogallala | NE | 69153-2107 | KEITH | NE05627 | Inactive | 988 |  | 1962 | NEBRASKA BOILER | WT - Water Tube Boiler | PROC - Process Steam | 12/31/2006
Ideal Laundry & Cleaners | 116 W 6th St | North Platte | NE | 69101-7025 | Lincoln | NE05108 | Active | 3205 | 5066-5620 | 1964 | Superior Boiler Works | FT - Firetube Boiler | PROC - Process Steam | 6/30/2026
MASTERS CLEANERS | 116 W FIFTH ST | NORTH PLATTE | NE | 69101 | LINCOLN | NE05421 | Inactive | 35229 |  | 1988 | PARKER BOILER CO | WT - Water Tube Boiler | PROC - Process Steam | 6/30/2001
11600 Centre Place | 11602 W Center Rd | Omaha | NE | 68144-4440 | Douglas | NE15027 | Scrapped/Junked | 2257 | 2257 | 2002 | Thermal Solutions | WT - Water Tube Boiler | HWHT - Hot Water Heat | 1/31/2025
11600 Centre Place | 11602 W Center Rd | Omaha | NE | 68144-4440 | Douglas | NE15028 | Scrapped/Junked | 2256 | 2256 | 2002 | Thermal Solutions | WT - Water Tube Boiler | HWHT - Hot Water Heat | 1/31/2025
11600 Centre Place | 11602 W Center Rd | Omaha | NE | 68144-4440 | Douglas | NE42712 | Active | 16660 | 65937163 | 2022 | Thermal Solutions | WT - Water Tube Boiler | HWHT - Hot Water Heat | 1/31/2027
11600 Centre Place | 11602 W Center Rd | Omaha | NE | 68144-4440 | Douglas | NE43408 | Active | 17454 | 65998284 | 2024 | Thermal Solutions | WT - Water Tube Boiler | HWHT - Hot Water Heat | 1/31/2027
RICHLAND PARK APARTMENTS | 11605 Burt St | Omaha | NE | 68154-1506 | Douglas | NE24459 | Exempt 1999 LB-66 |  | ME90-169889800 | 1990 | AO SMITH | AHWH - ANSI/Fired Water Htr | HWSD - Hot Water Dom/Potable | 1/31/2000
Miracle Hills VII | 11605 Miracle Hills Dr | Omaha | NE | 68154-5309 | Douglas | NE30515 | Active | 8774 | 90-42553 | 1990 | Ajax | WT - Water Tube Boiler | HWHT - Hot Water Heat | 10/31/2026
RICHLAND PARK APARTMENTS | 11606 Burt St | Omaha | NE | 68154-1523 | Douglas | NE24481 | Exempt 1999 LB-66 |  | MF89-0036645880 | 1989 | AO SMITH | AHWH - ANSI/Fired Water Htr | HWSD - Hot Water Dom/Potable | 1/31/2000
RICHLAND PARK APARTMENTS | 11606 Burt St | Omaha | NE | 68154-1523 | Douglas | NE24491 | Exempt 1999 LB-66 |  | A854101113 | 1992 | Unknown | AHWH - ANSI/Fired Water Htr | HWSD - Hot Water Dom/Potable | 1/31/2000
Omaha Eye & Laser Institute | 11606 Nicholas St Ste 100 | Omaha | NE | 68154-4486 | Douglas | NE21906 | Scrapped/Junked | 115195 | na | 1994 | Raytherm/Raypak | CPFT - Horiz Cpr Fin Boiler | HWHT - Hot Water Heat | 2/28/2018
Omaha Eye & Laser Institute | 11606 Nicholas St Ste 100 | Omaha | NE | 68154-4486 | Douglas | NE21908 | Active | 115194 | 9405115194 | 1994 | Raytherm/Raypak | CPFT - Horiz Cpr Fin Boiler | HWHT - Hot Water Heat | 2/28/2025
Omaha Eye & Laser Institute | 11606 Nicholas St Ste 100 | Omaha | NE | 68154-4486 | Douglas | NE27170 | Active | 440851 | 1703440851 | 2017 | Raypak | CPFT - Horiz Cpr Fin Boiler | HWHT - Hot Water Heat | 2/28/2025
Brookside Church-BMIC#376159 | 11607 M Cir | Omaha | NE | 68137-2229 | Douglas | NE02386 | Active | 146016 | C04G04984 | 2004 | WTRP | CPFT - Horiz Cpr Fin Boiler | HWHT - Hot Water Heat | 2/28/2027
Brookside Church-BMIC#376159 | 11607 M Cir | Omaha | NE | 68137-2229 | Douglas | NE02387 | Active | 146005 | C04G04973 | 2004 | WTRP | CPFT - Horiz Cpr Fin Boiler | HWHT - Hot Water Heat | 2/28/2027
Brookside Church-BMIC#376159 | 11607 M Cir | Omaha | NE | 68137-2229 | Douglas | NE02388 | Active | 146003 | C04G04971 | 2004 | WTRP | CPFT - Horiz Cpr Fin Boiler | HWSD - Hot Water Dom/Potable | 2/28/2027
Brookside Church-BMIC#376159 | 11607 M Cir | Omaha | NE | 68137-2229 | Douglas | NE02389 | Active | 145124 | C04F04092 | 2004 | WTRP | CPFT - Horiz Cpr Fin Boiler | HWHT - Hot Water Heat | 2/28/2027
Brookside Church-BMIC#376159 | 11607 M Cir | Omaha | NE | 68137-2229 | Douglas | NE02390 | Active | 145911 | C04G04879 | 2004 | WTRP | CPFT - Horiz Cpr Fin Boiler | HWHT - Hot Water Heat | 2/28/2027
BROOKSIDE CHURCH | 11607 M CR | OMAHA | NE | 68137-2229 | Douglas | NE00112 | Scrapped/Junked | 63001 |  | 1999 | WEBEN JARCO | COBL - Coil Type Boiler | HWHT - Hot Water Heat | 5/31/2004
BROOKSIDE CHURCH | 11607 M CR | OMAHA | NE | 68137-2229 | Douglas | NE00115 | Scrapped/Junked | 63202 |  | 1999 | WEBEN JARCO | COBL - Coil Type Boiler | HWHT - Hot Water Heat | 5/31/2004
BROOKSIDE CHURCH | 11607 M CR | OMAHA | NE | 68137-2229 | Douglas | NE00116 | Scrapped/Junked | 63067 |  | 1999 | WEBEN JARCO | COBL - Coil Type Boiler | HWHT - Hot Water Heat | 5/31/2004
BROOKSIDE CHURCH | 11607 M CR | OMAHA | NE | 68137-2229 | Douglas | NE00117 | Scrapped/Junked | 63206 |  | 1999 | WEBEN JARCO | COBL - Coil Type Boiler | HWHT - Hot Water Heat | 5/31/2004
BROOKSIDE CHURCH | 11607 M CR | OMAHA | NE | 68137-2229 | Douglas | NE00118 | Scrapped/Junked | 63205 |  | 1999 | WEBEN JARCO | COBL - Coil Type Boiler | HWHT - Hot Water Heat | 5/31/2004
RICHLAND PARK APARTMENTS | 11610 Burt St | Omaha | NE | 68154-1524 | Douglas | NE24992 | Exempt 1999 LB-66 |  | MG90-0173538880 | 1990 | AO SMITH | AHWH - ANSI/Fired Water Htr | HWSD - Hot Water Dom/Potable | 1/31/2000
Super 8 Motel | 11610 W Dodge Rd | Omaha | NE | 68154-2513 | Douglas | NE12941 | Inactive | 45131 | L93255475 | 1993 | STAT | CHWH - ASME/Fired Water Heater | HWSD - Hot Water Dom/Potable | 12/31/2022
Super 8 Motel | 11610 W Dodge Rd | Omaha | NE | 68154-2513 | Douglas | NE12942 | Inactive | 44796 | K93534939 | 1993 | STAT | CHWH - ASME/Fired Water Heater | HWSD - Hot Water Dom/Potable | 12/31/2019
Super 8 Motel | 11610 W Dodge Rd | Omaha | NE | 68154-2513 | Douglas | NE12943 | Inactive | 44627 | L93255478 | 1993 | STAT | CHWH - ASME/Fired Water Heater | HWSD - Hot Water Dom/Potable | 12/31/2022
RICHLAND PARK APARTMENTS | 11612 Burt St | Omaha | NE | 68154-1507 | Douglas | NE24477 | Exempt 1999 LB-66 |  | MF890036657880 | 1989 | AO SMITH | AHWH - ANSI/Fired Water Htr | HWSD - Hot Water Dom/Potable | 1/31/2000
RICHLAND PARK APARTMENTS | 11615 Burt St | Omaha | NE | 68154-1578 | Douglas | NE24458 | Exempt 1999 LB-66 |  | AA87-01583-830 | 1987 | AO SMITH | AHWH - ANSI/Fired Water Htr | HWSD - Hot Water Dom/Potable | 1/31/2000
RICHLAND PARK APARTMENTS | 11615 Burt St | Omaha | NE | 68154-1578 | Douglas | NE24487 | Exempt 1999 LB-66 |  | MM96-0608008 | 1996 | AO SMITH | AHWH - ANSI/Fired Water Htr | HWSD - Hot Water Dom/Potable | 1/31/2000
Culligan Water | 11615 Centennial Rd | La Vista | NE | 68128-5508 | Sarpy | NE41010 | Scrapped/Junked | 498728 | D1.20.22.00532 | 2020 | Lochinvar | WTSS - Watertube SS Steel | HWSD - Hot Water Dom/Potable | 4/30/2024
King Of Kings Lutheran Church-BMIC#439602 | 11615 I St | Omaha | NE | 68137-1211 | Douglas | NE14263 | Inactive | 7089 |  | 1983 | KEWANEE | FT - Firetube Boiler | STHT - Steam-Heat | 10/31/1993
King Of Kings Lutheran Church-BMIC#439602 | 11615 I St | Omaha | NE | 68137-1211 | Douglas | NE14993 | Inactive | 9470 | 53629 | 1984 | TRIA | FTNF - Firetube Flueless | HWHT - Hot Water Heat | 12/31/2009
King Of Kings Lutheran Church-BMIC#439602 | 11615 I St | Omaha | NE | 68137-1211 | Douglas | NE18878 | Active | 13789 | 57909 | 2010 | Triad Boiler | FTVT - Firetube Vertical TB | HWHT - Hot Water Heat | 12/31/2026
King Of Kings Lutheran Church-BMIC#439602 | 11615 I St | Omaha | NE | 68137-1211 | Douglas | NE18881 | Active | 13787 | 57907 | 2010 | Triad Boiler | FTVT - Firetube Vertical TB | HWHT - Hot Water Heat | 12/31/2026
King Of Kings Lutheran Church-BMIC#439602 | 11615 I St | Omaha | NE | 68137-1211 | Douglas | NE18882 | Active | 13785 | 57905 | 2010 | Triad Boiler | FTVT - Firetube Vertical TB | HWHT - Hot Water Heat | 12/31/2026
King Of Kings Lutheran Church-BMIC#439602 | 11615 I St | Omaha | NE | 68137-1211 | Douglas | NE18883 | Active | 13788 | 57908 | 2010 | Triad Boiler | FTVT - Firetube Vertical TB | HWHT - Hot Water Heat | 12/31/2026
King Of Kings Lutheran Church-BMIC#439602 | 11615 I St | Omaha | NE | 68137-1211 | Douglas | NE28531 | Active | 6483 | FC069006356 | 2019 | Riello | WT - Water Tube Boiler | HWHT - Hot Water Heat | 12/31/2026
King Of Kings Lutheran Church-BMIC#439602 | 11615 I St | Omaha | NE | 68137-1211 | Douglas | NE28532 | Active | 6537 | 19-HEO51180519 | 2019 | Riello | WT - Water Tube Boiler | HWHT - Hot Water Heat | 12/31/2026
King Of Kings Lutheran Church-BMIC#439602 | 11615 I St | Omaha | NE | 68137-1211 | Douglas | NE28533 | Active | 6552 | 19-HEO51390519 | 2019 | Riello | WT - Water Tube Boiler | HWHT - Hot Water Heat | 12/31/2026
King Of Kings Lutheran Church-BMIC#439602 | 11615 I St | Omaha | NE | 68137-1211 | Douglas | NE35551 | Inactive | 9468 |  | 1984 | TRIAD BOILER SYSTEMS INC | FT - Firetube Boiler | HWHT - Hot Water Heat | 10/31/1996
King Of Kings Lutheran Church-BMIC#439602 | 11615 I St | Omaha | NE | 68137-1211 | Douglas | NE35552 | Inactive |  | NB9473 | 1984 | TRIAD BOILER SYSTEMS INC | FT - Firetube Boiler | HWHT - Hot Water Heat | 10/31/1996
King Of Kings Lutheran Church-BMIC#439602 | 11615 I St | Omaha | NE | 68137-1211 | Douglas | NE35553 | Inactive | 9475 |  | 1984 | TRIAD BOILER SYSTEMS INC | FT - Firetube Boiler | HWHT - Hot Water Heat | 10/31/1996
King Of Kings Lutheran Church-BMIC#439602 | 11615 I St | Omaha | NE | 68137-1211 | Douglas | NE35554 | Scrapped/Junked | 9476 | 53635 | 1984 | TRIA | FTNF - Firetube Flueless | HWHT - Hot Water Heat | 12/31/2010
King Of Kings Lutheran Church-BMIC#439602 | 11615 I St | Omaha | NE | 68137-1211 | Douglas | NE35555 | Scrapped/Junked | 9472 | 53631 | 1984 | TRIA | FTNF - Firetube Flueless | HWHT - Hot Water Heat | 12/31/2010
King Of Kings Lutheran Church-BMIC#439602 | 11615 I St | Omaha | NE | 68137-1211 | Douglas | NE35556 | Scrapped/Junked | 9471 | 53630 | 1984 | TRIA | FTNF - Firetube Flueless | HWHT - Hot Water Heat | 12/31/2010
King Of Kings Lutheran Church-BMIC#439602 | 11615 I St | Omaha | NE | 68137-1211 | Douglas | NE35557 | Scrapped/Junked | N/A | 7693425 | 1979 | Burnham | CI - Cast Iron | HWHT - Hot Water Heat | 12/31/2019
King Of Kings Lutheran Church-BMIC#439602 | 11615 I St | Omaha | NE | 68137-1211 | Douglas | NE35558 | Scrapped/Junked | N/A | 7693426 | 1979 | Burnham | CI - Cast Iron | HWHT - Hot Water Heat | 12/31/2019
King Of Kings Lutheran Church-BMIC#439602 | 11615 I St | Omaha | NE | 68137-1211 | Douglas | NE35559 | Scrapped/Junked | N/A | 7693421 | 1979 | Burnham | CI - Cast Iron | HWHT - Hot Water Heat | 12/31/2019
King Of Kings Lutheran Church-BMIC#439602 | 11615 I St | Omaha | NE | 68137-1211 | Douglas | NE35560 | Scrapped/Junked | N/A | 7692791 | 1979 | Burnham | CI - Cast Iron | HWHT - Hot Water Heat | 12/31/2019
King Of Kings Lutheran Church-BMIC#439602 | 11615 I St | Omaha | NE | 68137-1211 | Douglas | NE35561 | Scrapped/Junked | N/A | 7693420 | 1979 | Burnham | CI - Cast Iron | HWHT - Hot Water Heat | 12/31/2019
King Of Kings Lutheran Church-BMIC#439602 | 11615 I St | Omaha | NE | 68137-1211 | Douglas | NE35562 | Scrapped/Junked | N/A | 7693423 | 1979 | Burnham | CI - Cast Iron | HWHT - Hot Water Heat | 12/31/2019
King Of Kings Lutheran Church-BMIC#439602 | 11615 I St | Omaha | NE | 68137-1211 | Douglas | NE35563 | Scrapped/Junked | N/A | 7693427 | 1979 | Burnham | CI - Cast Iron | HWHT - Hot Water Heat | 12/31/2019
King Of Kings Lutheran Church-BMIC#439602 | 11615 I St | Omaha | NE | 68137-1211 | Douglas | NE35564 | Scrapped/Junked | n/a | 7692790 | 1979 | Burnham | CI - Cast Iron | HWHT - Hot Water Heat | 12/31/2019
King Of Kings Lutheran Church-BMIC#439602 | 11615 I St | Omaha | NE | 68137-1211 | Douglas | NE35565 | Inactive | 9474 | 9474 | 1984 | TRIAD BOILER SYSTEMS INC | FT - Firetube Boiler | HWHT - Hot Water Heat | 10/31/1996
Wright Printing | 11616 I St | Omaha | NE | 68137-1212 | Douglas | NE09314 | Active | 16091 | 06F-3998 | 2006 | ALES | FTVT - Firetube Vertical TB | HWHT - Hot Water Heat | 10/31/2026
Wright Printing | 11616 I St | Omaha | NE | 68137-1212 | Douglas | NE14904 | Active | 7361 | 84-7361 | 1985 | ALDR | FTVT - Firetube Vertical TB | HWHT - Hot Water Heat | 10/31/2026
Wright Printing | 11616 I St | Omaha | NE | 68137-1212 | Douglas | NE14905 | Active | 7366 | 847366 | 1985 | Aldrich | FTVT - Firetube Vertical TB | HWHT - Hot Water Heat | 10/31/2026
Wright Printing | 11616 I St | Omaha | NE | 68137-1212 | Douglas | NE14906 | Inactive | 7364 | 84-7364 | 1985 | Aldrich | FTVT - Firetube Vertical TB | HWHT - Hot Water Heat | 10/31/2016
Wright Printing | 11616 I St | Omaha | NE | 68137-1212 | Douglas | NE14907 | Inactive | 7358 | 84-7358 | 1985 | Aldrich | FTVT - Firetube Vertical TB | HWHT - Hot Water Heat | 10/31/2016
Wright Printing | 11616 I St | Omaha | NE | 68137-1212 | Douglas | NE14908 | Inactive | 7362 | 84-7362 | 1985 | Aldrich | FTVT - Firetube Vertical TB | HWHT - Hot Water Heat | 10/31/2016
Wright Printing | 11616 I St | Omaha | NE | 68137-1212 | Douglas | NE14909 | Active | 7355 | 84-7355 | 1985 | Aldrich | FTVT - Firetube Vertical TB | HWHT - Hot Water Heat | 10/31/2026
Wright Printing | 11616 I St | Omaha | NE | 68137-1212 | Douglas | NE14910 | Out of Service | 7367 | 847367 | 1985 | Aldrich | FTVT - Firetube Vertical TB | HWHT - Hot Water Heat | 10/31/2025
Wright Printing | 11616 I St | Omaha | NE | 68137-1212 | Douglas | NE14911 | Inactive | 7353 | 847353 | 1985 | Aldrich | FTVT - Firetube Vertical TB | HWHT - Hot Water Heat | 10/31/2016
Wright Printing | 11616 I St | Omaha | NE | 68137-1212 | Douglas | NE14912 | Inactive | 7356 | 847256 | 1985 | Aldrich | FTVT - Firetube Vertical TB | HWHT - Hot Water Heat | 10/31/2016
Wright Printing | 11616 I St | Omaha | NE | 68137-1212 | Douglas | NE14913 | Inactive | 7357 | 847357 | 1985 | Aldrich | FTVT - Firetube Vertical TB | HWHT - Hot Water Heat | 10/31/2016
Wright Printing | 11616 I St | Omaha | NE | 68137-1212 | Douglas | NE14914 | Active | 7365 | 847365 | 1985 | Aldrich | FTVT - Firetube Vertical TB | HWHT - Hot Water Heat | 10/31/2026
Wright Printing | 11616 I St | Omaha | NE | 68137-1212 | Douglas | NE14915 | Inactive | 3967 |  | 1985 | ALDRICH | FT - Firetube Boiler | HWHT - Hot Water Heat | 4/30/1996
Wright Printing | 11616 I St | Omaha | NE | 68137-1212 | Douglas | NE14916 | Inactive | 3981 |  | 1985 | ALDRICH | FT - Firetube Boiler | HWHT - Hot Water Heat | 4/30/1996
Wright Printing | 11616 I St | Omaha | NE | 68137-1212 | Douglas | NE14917 | Inactive | 3972 |  | 1985 | ALDRICH | FT - Firetube Boiler | HWHT - Hot Water Heat | 4/30/1996
Wright Printing | 11616 I St | Omaha | NE | 68137-1212 | Douglas | NE14918 | Inactive | 3976 |  | 1985 | ALDRICH | FT - Firetube Boiler | HWHT - Hot Water Heat | 4/30/1996
Wright Printing | 11616 I St | Omaha | NE | 68137-1212 | Douglas | NE14919 | Inactive | 3982 |  | 1985 | ALDRICH | FT - Firetube Boiler | HWHT - Hot Water Heat | 4/30/1996
Wright Printing | 11616 I St | Omaha | NE | 68137-1212 | Douglas | NE20631 | Exempt 1999 LB-66 |  | 1840 | 1992 | RUUD | AHWH - ANSI/Fired Water Htr | HWSD - Hot Water Dom/Potable | 4/30/2000
Wright Printing | 11616 I St | Omaha | NE | 68137-1212 | Douglas | NE35524 | Scrapped/Junked | 36238 | 637981 | 1982 | KEWANEE | FTFB - Firetube-Firebox Boiler | HWHT - Hot Water Heat | 10/31/2008
City of Omaha Training Facility | 11616 Rainwood Rd | Omaha | NE | 68142-4271 | Douglas | NE12639 | Active | 13489 | FB-300-3099 | 2007 | Hurst | FTFB - Firetube-Firebox Boiler | HWHT - Hot Water Heat | 9/30/2025
City of Omaha Training Facility | 11616 Rainwood Rd | Omaha | NE | 68142-4271 | Douglas | NE12640 | Active | 47039 | G-07-0533 | 2007 | AERCO INTERNATIONAL | FTVT - Firetube Vertical TB | HWHT - Hot Water Heat | 9/30/2025
City of Omaha Training Facility | 11616 Rainwood Rd | Omaha | NE | 68142-4271 | Douglas | NE13812 | Active | 119598 | K07M006246 | 2007 | AO SMITH | CHWH - ASME/Fired Water Heater | HWDP - Hotwater Heat & Dom Supply | 9/30/2025
RICHLAND PARK APARTMENTS | 11618 Burt St | Omaha | NE | 68154-1507 | Douglas | NE24475 | Exempt 1999 LB-66 |  | FK8162900 | 1994 | BRADFORD-WHITE | AHWH - ANSI/Fired Water Htr | HWSD - Hot Water Dom/Potable | 1/31/2000
RICHLAND PARK APARTMENTS | 11619 Burt St | Omaha | NE | 68154-1541 | Douglas | NE24482 | Exempt 1999 LB-66 |  | MF89-0054414880 | 1989 | AO SMITH | AHWH - ANSI/Fired Water Htr | HWSD - Hot Water Dom/Potable | 1/31/2000
Luther Memorial Church- BMIC# 526321 | 1162 Mohawk St | Syracuse | NE | 68446-9760 | Otoe | NE04367 | Active | N/A | 210-8809 | 1995 | Peerless | CI - Cast Iron | STHT - Steam-Heat | 11/30/2026
Bennington Elementary | 11620 N 156th St | Bennington | NE | 68007-5401 | Douglas | NE04992 | Scrapped/Junked |  | 0AD4011959 | 1983 | BRADFORD-WHITE | AHWH - ANSI/Fired Water Htr | HWSD - Hot Water Dom/Potable | 8/31/1998
Bennington Elementary | 11620 N 156th St | Bennington | NE | 68007-5401 | Douglas | NE18685 | Scrapped/Junked | 127002 | 0509127002 | 2009 | Riverside | FTVT - Firetube Vertical TB | HWHT - Hot Water Heat | 10/31/2020
Bennington Elementary | 11620 N 156th St | Bennington | NE | 68007-5401 | Douglas | NE18686 | Scrapped/Junked | 127003 | 0509127003 | 2009 | Riverside | FTVT - Firetube Vertical TB | HWHT - Hot Water Heat | 10/31/2020
Bennington Elementary | 11620 N 156th St | Bennington | NE | 68007-5401 | Douglas | NE24788 | Scrapped/Junked | 61765 | 61765 | 1998 | WEBJ | COBL - Coil Type Boiler | HWSD - Hot Water Dom/Potable | 10/31/2017
Bennington Elementary | 11620 N 156th St | Bennington | NE | 68007-5401 | Douglas | NE26953 | Active | 8188 | 011724022 | 2017 | CAMUS | CPFH - Copper Fin Water Heater | HWSD - Hot Water Dom/Potable | 10/31/2026
Bennington Elementary | 11620 N 156th St | Bennington | NE | 68007-5401 | Douglas | NE28797 | Active | 9489 | 19-HE080682819 | 2019 | Riello | WT - Water Tube Boiler | GLYC - Glycol Bldg Heat Sys | 10/31/2026
Bennington Elementary | 11620 N 156th St | Bennington | NE | 68007-5401 | Douglas | NE28798 | Active | 9488 | 19-HE080672819 | 2019 | Riello | WT - Water Tube Boiler | GLYC - Glycol Bldg Heat Sys | 10/31/2026
Bennington Elementary | 11620 N 156th St | Bennington | NE | 68007-5401 | Douglas | NE28799 | Active | 9506 | 19-HE080852919 | 2019 | Riello | WT - Water Tube Boiler | GLYC - Glycol Bldg Heat Sys | 10/31/2026
Bennington Elementary | 11620 N 156th St | Bennington | NE | 68007-5401 | Douglas | NE28800 | Active | 9507 | 19-HE080852919 | 2019 | Riello | WT - Water Tube Boiler | GLYC - Glycol Bldg Heat Sys | 10/31/2026
Bennington Elementary | 11620 N 156th St | Bennington | NE | 68007-5401 | Douglas | NE32188 | Scrapped/Junked | 30896 | P-9197 | 1978 | KEWA | FTFB - Firetube-Firebox Boiler | HWHT - Hot Water Heat | 8/31/2009
Bennington Elementary | 11620 N 156th St | Bennington | NE | 68007-5401 | Douglas | NE33839 | Inactive |  | I3839 | 1957 | KEWANEE | FTFB - Firetube-Firebox Boiler | HWHT - Hot Water Heat | 7/31/1988
Bennington Elementary | 11620 N 156th St | Bennington | NE | 68007-5401 | Douglas | NE33845 | Scrapped/Junked |  | N886 | 1965 | KEWA | FTFB - Firetube-Firebox Boiler | HWHT - Hot Water Heat | 8/31/2009
RICHLAND PARK APARTMENTS | 11624 Burt St | Omaha | NE | 68154-1507 | Douglas | NE24480 | Exempt 1999 LB-66 |  | AA87-01587830 | 1987 | AO SMITH | AHWH - ANSI/Fired Water Htr | HWSD - Hot Water Dom/Potable | 1/31/2000
RICHLAND PARK APARTMENTS | 11625 Burt St | Omaha | NE | 68154-1506 | Douglas | NE24460 | Exempt 1999 LB-66 |  | ME90-0169392880 | 1990 | AO SMITH | AHWH - ANSI/Fired Water Htr | HWSD - Hot Water Dom/Potable | 1/31/2000
RICHLAND PARK APARTMENTS | 11625 Burt St | Omaha | NE | 68154-1506 | Douglas | NE24461 | Exempt 1999 LB-66 |  | ME91-0197581880 | 1991 | AO SMITH | AHWH - ANSI/Fired Water Htr | HWSD - Hot Water Dom/Potable | 1/31/2000
RICHLAND PARK APARTMENTS | 11625 Burt St | Omaha | NE | 68154-1506 | Douglas | NE24485 | Exempt 1999 LB-66 |  | MF88-0131489830 | 1988 | AO SMITH | AHWH - ANSI/Fired Water Htr | HWSD - Hot Water Dom/Potable | 1/31/2000
RICHLAND PARK APARTMENTS | 11631 Burt St | Omaha | NE | 68154-1544 | Douglas | NE24483 | Exempt 1999 LB-66 |  | MF89-0038124880 | 1989 | AO SMITH | AHWH - ANSI/Fired Water Htr | HWSD - Hot Water Dom/Potable | 1/31/2000
RICHLAND PARK APARTMENTS | 11635 Burt St | Omaha | NE | 68154-1516 | Douglas | NE24486 | Exempt 1999 LB-66 |  | ML87-010941880 | 1987 | AO SMITH | AHWH - ANSI/Fired Water Htr | HWSD - Hot Water Dom/Potable | 1/31/2000
RICHLAND PARK APARTMENTS | 11636 Burt St | Omaha | NE | 68154-1507 | Douglas | NE24495 | Exempt 1999 LB-66 |  | MF88-0130035830 | 1988 | AO SMITH | AHWH - ANSI/Fired Water Htr | HWSD - Hot Water Dom/Potable | 1/31/2000
RICHLAND PARK APARTMENTS | 11643 Burt St | Omaha | NE | 68154-1547 | Douglas | NE24488 | Exempt 1999 LB-66 |  | AM86-01079830 | 1986 | AO SMITH | AHWH - ANSI/Fired Water Htr | HWSD - Hot Water Dom/Potable | 1/31/2000
RICHLAND PARK APARTMENTS | 11645 Burt St | Omaha | NE | 68154-1545 | Douglas | NE24490 | Exempt 1999 LB-66 |  | MM88-0018283830 | 1987 | AO SMITH | AHWH - ANSI/Fired Water Htr | HWSD - Hot Water Dom/Potable | 1/31/2000
Intrado | 11650 Miracle Hills Dr | Omaha | NE | 68154-4448 | Douglas | NE09906 | Active | 11374 | 01E-9226 | 2001 | ALES | FTVT - Firetube Vertical TB | HWHT - Hot Water Heat | 11/30/2026
Intrado | 11650 Miracle Hills Dr | Omaha | NE | 68154-4448 | Douglas | NE09907 | Active | 11375 | 01E-9227 | 2001 | ALES | FTVT - Firetube Vertical TB | HWHT - Hot Water Heat | 11/30/2026
Intrado | 11650 Miracle Hills Dr | Omaha | NE | 68154-4448 | Douglas | NE09908 | Active | 11376 | 01E-9228 | 2001 | ALES | FTVT - Firetube Vertical TB | HWHT - Hot Water Heat | 11/30/2026
Intrado | 11650 Miracle Hills Dr | Omaha | NE | 68154-4448 | Douglas | NE09909 | Active | 11378 | 01E-9230 | 2001 | ALES | FTVT - Firetube Vertical TB | HWHT - Hot Water Heat | 11/30/2026
North Omaha Readiness Ctr | 11650 Rainwood Rd | Omaha | NE | 68142-4271 | Douglas | NE06474 | Active | 42141 | G-05-0218 | 2005 | Aerco International | FTVT - Firetube Vertical TB | HWHT - Hot Water Heat | 9/30/2025
North Omaha Readiness Ctr | 11650 Rainwood Rd | Omaha | NE | 68142-4271 | Douglas | NE06475 | Out of Service | 42158 | G-05-0226 | 2005 | Aerco International | FTVT - Firetube Vertical TB | HWHT - Hot Water Heat | 9/30/2020
North Omaha Readiness Ctr | 11650 Rainwood Rd | Omaha | NE | 68142-4271 | Douglas | NE29099 | Active | 64101 | G-13-0113 | 2013 | Aerco International | FTVT - Firetube Vertical TB | HWHT - Hot Water Heat | 9/30/2025
Hy-Vee, Inc. ''1965'' | 11651 S 154th St | Omaha | NE | 68138-3607 | Douglas | NE42413 | Active | 306043 | 306043 | 2023 | State Industries | CHWH - ASME/Fired Water Heater | HWSD - Hot Water Dom/Potable | 9/30/2025
Buffalo Wild Wings #212 | 11651 S 73rd St | Papillion | NE | 68046-1510 | Douglas | NE13414 | Out of Service | 118665 | J07M004966 | 2007 | AO SMITH | CHWH - ASME/Fired Water Heater | HWSD - Hot Water Dom/Potable | 6/30/2016
RICHLAND PARK APARTMENTS | 11653 Burt St | Omaha | NE | 68154-1546 | Douglas | NE24489 | Exempt 1999 LB-66 |  | ML870108654830 | 1987 | AO SMITH | AHWH - ANSI/Fired Water Htr | HWSD - Hot Water Dom/Potable | 1/31/2000
RICHLAND PARK APARTMENTS | 11658 Burt St | Omaha | NE | 68154-1507 | Douglas | NE24496 | Exempt 1999 LB-66 |  | 680693G00548 | 1980 | AO SMITH | AHWH - ANSI/Fired Water Htr | HWSD - Hot Water Dom/Potable | 1/31/2000
Richland Park Apartments | 11662 Burt St | Omaha | NE | 68154-1530 | Douglas | NE24493 | Exempt 1999 LB-66 |  | AM85-01712880 | 1985 | A. O. Smith | AHWH - ANSI/Fired Water Htr | HWSD - Hot Water Dom/Potable | 1/31/2000
RICHLAND PARK APARTMENTS | 11664 Burt St | Omaha | NE | 68154-1569 | Douglas | NE24494 | Exempt 1999 LB-66 |  | MM89-0054404880 | 1989 | AO SMITH | AHWH - ANSI/Fired Water Htr | HWSD - Hot Water Dom/Potable | 1/31/2000
RICHLAND PARK APARTMENTS | 11668 Burt St | Omaha | NE | 68154-1529 | Douglas | NE24499 | Exempt 1999 LB-66 |  | MC96-0512073960 | 1996 | AO SMITH | AHWH - ANSI/Fired Water Htr | HWSD - Hot Water Dom/Potable | 1/31/2000
RICHLAND PARK APARTMENTS | 11670 Burt St | Omaha | NE | 68154-1528 | Douglas | NE24500 | Exempt 1999 LB-66 |  | MB97-0626740960 | 1997 | AO SMITH | AHWH - ANSI/Fired Water Htr | HWSD - Hot Water Dom/Potable | 1/31/2000
RICHLAND PARK APARTMENTS | 11672 Burt St | Omaha | NE | 68154-1527 | Douglas | NE24701 | Exempt 1999 LB-66 |  | MM93-0297639880 | 1993 | AO SMITH | AHWH - ANSI/Fired Water Htr | HWSD - Hot Water Dom/Potable | 1/31/2000
Days Inn | 117 Cody Ave | Alliance | NE | 69301-3134 | Box Butte | NE30912 | Exempt 1999 LB-66 |  | MM95-0485794930 | 1995 | A. O. Smith | AHWH - ANSI/Fired Water Htr | HWSD - Hot Water Dom/Potable | 7/31/2000
Days Inn | 117 Cody Ave | Alliance | NE | 69301-3134 | Box Butte | NE30913 | Exempt 1999 LB-66 |  | MM95-0485792930 | 1995 | AO SMITH | AHWH - ANSI/Fired Water Htr | HWSD - Hot Water Dom/Potable | 7/31/2000
Days Inn | 117 Cody Ave | Alliance | NE | 69301-3134 | Box Butte | NE30914 | Exempt 1999 LB-66 |  | MM95-0485812930 | 1995 | A. O. Smith | AHWH - ANSI/Fired Water Htr | HWSD - Hot Water Dom/Potable | 7/31/2000
Days Inn | 117 Cody Ave | Alliance | NE | 69301-3134 | Box Butte | NE30915 | Scrapped/Junked | 137168 |  | 1995 | TELEDYNE LAARS | CPFT - Horiz Cpr Fin Boiler | HWSD - Hot Water Dom/Potable | 2/28/2005
Days Inn | 117 Cody Ave | Alliance | NE | 69301-3134 | Box Butte | NE30916 | Exempt |  | F96PA1513 | 1996 | TELEDYNE LAARS | WT - Water Tube Boiler | IPHT - Indoor Pool Heater | 7/31/1998
PLUM CREEK CLEANERS | 117 E 6th St | Lexington | NE | 68850-1904 | DAWSON | NE09844 | Inactive | 141203 | 151223 | 2001 | COLUMBIA BOILER CO | FTNT - FT Vertical Tubeless | PROC - Process Steam | 7/31/2003
Pierce Locker | 117 N Brown St | Pierce | NE | 68767-1219 | Pierce | NE03366 | Active | 3180 | NA | 1983 | Industrial | FT - Firetube Boiler | PROC - Process Steam | 4/30/2026
CLARKSON HIGH SCHOOL | 117 W 6TH ST | CLARKSON | NE | 68629 | COLFAX | NE21582 | Exempt |  | D97721198 | 1996 | STATE INDUSTRIES | ELWH - Electric Water Heater | HWSD - Hot Water Dom/Potable | 8/31/2002
Northern Natural Gas | 1170 N Cty Rd 10 | Palmyra | NE | 68418 | Otoe | NE05884 | Scrapped/Junked | 5610 | 589-3X | 1951 | Kewannee | FTLO - Firetube Locomotive Type | PROC - Process Steam | 6/30/2012
Northern Natural Gas | 1170 N Cty Rd 10 | Palmyra | NE | 68418 | Otoe | NE11157 | Inactive | 20652 |  | 1960 | KEWANEE | FT - Firetube Boiler | STHT - Steam-Heat | 6/30/1997
Northern Natural Gas | 1170 N Cty Rd 10 | Palmyra | NE | 68418 | Otoe | NE23877 | Active | 18397 | VIX217-150-28 | 2012 | Hurst | FTVT - Firetube Vertical TB | STHT - Steam-Heat | 11/30/2025
Northern Natural Gas | 1170 N Cty Rd 10 | Palmyra | NE | 68418 | Otoe | NE23878 | Active | 18395 | VIX217-150-26 | 2012 | Hurst | FTVT - Firetube Vertical TB | STHT - Steam-Heat | 11/30/2025
Northern Natural Gas | 1170 N Cty Rd 10 | Palmyra | NE | 68418 | Otoe | NE23879 | Active | 18396 | VIX217-150-27 | 2012 | Hurst | FTVT - Firetube Vertical TB | STHT - Steam-Heat | 11/30/2025
Surgery Center | 11704 W Center Rd | Omaha | NE | 68144-4375 | Douglas | NE20089 | Scrapped/Junked | 33452 | 73975 | 1993 | Bryan | WT - Water Tube Boiler | HWHT - Hot Water Heat | 10/31/2019
Surgery Center | 11704 W Center Rd | Omaha | NE | 68144-4375 | Douglas | NE20090 | Scrapped/Junked | 33446 | 73981 | 1993 | Bryan | WT - Water Tube Boiler | HWHT - Hot Water Heat | 10/31/2019
Gretna Middle School | 11705 S 216th St | Gretna | NE | 68028-4729 | Sarpy | NE02586 | Scrapped/Junked | 120601 | 0107120601 | 2007 | Pvi | CHWH - ASME/Fired Water Heater | HWSD - Hot Water Dom/Potable | 7/31/2023
Gretna Middle School | 11705 S 216th St | Gretna | NE | 68028-4729 | Sarpy | NE02587 | Scrapped/Junked | 46371 | G070081 | 2007 | Aerco International | FTVT - Firetube Vertical TB | HWHT - Hot Water Heat | 7/31/2011
Gretna Middle School | 11705 S 216th St | Gretna | NE | 68028-4729 | Sarpy | NE02588 | Active | 46370 | 6070080 | 2007 | Aerco International | FTVT - Firetube Vertical TB | HWHT - Hot Water Heat | 7/31/2026
Gretna Middle School | 11705 S 216th St | Gretna | NE | 68028-4729 | Sarpy | NE02589 | Scrapped/Junked | 46372 | G070082 | 2007 | Aerco International | FTVT - Firetube Vertical TB | HWHT - Hot Water Heat | 7/31/2011
Gretna Middle School | 11705 S 216th St | Gretna | NE | 68028-4729 | Sarpy | NE18110 | Scrapped/Junked | 8062 | 94-E4411 | 1994 | ALES | FTVT - Firetube Vertical TB | HWHT - Hot Water Heat | 7/31/2007
Gretna Middle School | 11705 S 216th St | Gretna | NE | 68028-4729 | Sarpy | NE18111 | Scrapped/Junked | 8057 | 94-E4406 | 1994 | ALDRICH/LES | FTVT - Firetube Vertical TB | HWHT - Hot Water Heat | 7/31/2007
Gretna Middle School | 11705 S 216th St | Gretna | NE | 68028-4729 | Sarpy | NE18112 | Scrapped/Junked | 8058 | 94-E4407 | 1994 | ALDRICH/LES | FTVT - Firetube Vertical TB | HWHT - Hot Water Heat | 7/31/2007
Gretna Middle School | 11705 S 216th St | Gretna | NE | 68028-4729 | Sarpy | NE18780 | Active | 54072 | G-09-1312 | 2009 | Aerco International | FTVT - Firetube Vertical TB | HWHT - Hot Water Heat | 7/31/2026
Gretna Middle School | 11705 S 216th St | Gretna | NE | 68028-4729 | Sarpy | NE18781 | Active | 54073 | G09-1313 | 2009 | Aerco International | FTVT - Firetube Vertical TB | HWHT - Hot Water Heat | 7/31/2026
Gretna Middle School | 11705 S 216th St | Gretna | NE | 68028-4729 | Sarpy | NE19514 | Scrapped/Junked | 8273 | 95-E4897 | 1995 | ALDRICH/LES | FTVT - Firetube Vertical TB | HWHT - Hot Water Heat | 7/31/2007
Gretna Middle School | 11705 S 216th St | Gretna | NE | 68028-4729 | Sarpy | NE32228 | Scrapped/Junked | 4300 | 3-4300 | 1970 | SELLERS | FT - Firetube Boiler | HWSD - Hot Water Dom/Potable | 7/31/2007
Gretna Middle School | 11705 S 216th St | Gretna | NE | 68028-4729 | Sarpy | NE37014 | Scrapped/Junked | 20365 | 60769 | 1985 | BRYANT | WT - Water Tube Boiler | HWHT - Hot Water Heat | 7/31/2007
Gretna Middle School | 11705 S 216th St | Gretna | NE | 68028-4729 | Sarpy | NE42304 | Active | 301782 | 301782 | 2022 | A. O. SMITH | CHWH - ASME/Fired Water Heater | HWSD - Hot Water Dom/Potable | 7/31/2026
Gretna Middle School | 11705 S 216th St | Gretna | NE | 68028-4729 | Sarpy | NE42305 | Active | 285223 | 285223 | 2022 | A. O. SMITH | CHWH - ASME/Fired Water Heater | HWSD - Hot Water Dom/Potable | 7/31/2026
RICHLAND PARK APARTMENTS | 11706 Burt St | Omaha | NE | 68154-6500 | Douglas | NE24702 | Exempt 1999 LB-66 |  | MJ88-0140540860 | 1988 | AO SMITH | AHWH - ANSI/Fired Water Htr | HWSD - Hot Water Dom/Potable | 1/31/2000
RICHLAND PARK APARTMENTS | 11709 Burt St | Omaha | NE | 68154-1508 | Douglas | NE24463 | Exempt 1999 LB-66 |  | MC90-0161996880 | 1990 | AO SMITH | AHWH - ANSI/Fired Water Htr | HWSD - Hot Water Dom/Potable | 1/31/2000
RICHLAND PARK APARTMENTS | 11710 Burt St | Omaha | NE | 68154-1583 | Douglas | NE24476 | Exempt 1999 LB-66 |  | MK96-0588236962 | 1996 | AO SMITH | AHWH - ANSI/Fired Water Htr | HWSD - Hot Water Dom/Potable | 1/31/2000
RICHLAND PARK APARTMENTS | 11710 Burt St | Omaha | NE | 68154-1583 | Douglas | NE24703 | Exempt 1999 LB-66 |  | MJ88-0140723860 | 1988 | AO SMITH | AHWH - ANSI/Fired Water Htr | HWSD - Hot Water Dom/Potable | 1/31/2000
RICHLAND PARK APARTMENTS | 11714 Burt St | Omaha | NE | 68154-1584 | Douglas | NE24704 | Exempt 1999 LB-66 |  | MJ88-0140725860 | 1988 | AO SMITH | AHWH - ANSI/Fired Water Htr | HWSD - Hot Water Dom/Potable | 1/31/2000
Richland Park Apartments | 11715 Burt St | Omaha | NE | 68154-1508 | Douglas | NE24462 | Exempt 1999 LB-66 |  | AD85-00849830 | 1985 | A. O. Smith | AHWH - ANSI/Fired Water Htr | HWSD - Hot Water Dom/Potable | 1/31/2000
RICHLAND PARK APARTMENTS | 11716 Burt St | Omaha | NE | 68154-1509 | Douglas | NE24474 | Exempt 1999 LB-66 |  | ML90-0183965880 | 1990 | AO SMITH | AHWH - ANSI/Fired Water Htr | HWSD - Hot Water Dom/Potable | 1/31/2000
Centris Fed Credit Union | 11718 M Cir | Omaha | NE | 68137-2218 | Douglas | NE02425 | Scrapped/Junked | 230411 | 0501230411 | 2005 | RAYP | CPFT - Horiz Cpr Fin Boiler | HWHT - Hot Water Heat | 2/28/2011
Centris Fed Credit Union | 11718 M Cir | Omaha | NE | 68137-2218 | Douglas | NE12986 | Scrapped/Junked | 24460 | 64963 | 1988 | BRYAN STEAM LLC | WT - Water Tube Boiler | HWHT - Hot Water Heat | 2/28/2005
Centris Fed Credit Union | 11718 M Cir | Omaha | NE | 68137-2218 | Douglas | NE21675 | Scrapped/Junked | 123306 | 3091270 | 1997 | TELE | CPFT - Horiz Cpr Fin Boiler | HWHT - Hot Water Heat | 2/28/2011
Centris Fed Credit Union | 11718 M Cir | Omaha | NE | 68137-2218 | Douglas | NE23762 | Scrapped/Junked | 229381 | D1.12.27.00430 | 2012 | Giannoni France | COBL - Coil Type Boiler | HWHT - Hot Water Heat | 3/31/2025
Centris Fed Credit Union | 11718 M Cir | Omaha | NE | 68137-2218 | Douglas | NE23763 | Scrapped/Junked | 229377 | D1.12.24.00426 | 2012 | Giannoni France | COBL - Coil Type Boiler | HWHT - Hot Water Heat | 3/31/2025
Office Building | 11718 Nicholas St | Omaha | NE | 68154-4435 | Douglas | NE12830 | Scrapped/Junked | 25914 | 66421 | 1988 | Bryan | WT - Water Tube Boiler | HWHT - Hot Water Heat | 10/31/2019
Office Building | 11718 Nicholas St | Omaha | NE | 68154-4435 | Douglas | NE28566 | Active | 5902 | 18-HE044833718 | 2018 | Riello | WT - Water Tube Boiler | HWHT - Hot Water Heat | 12/31/2023
Office Building | 11718 Nicholas St | Omaha | NE | 68154-4435 | Douglas | NE28567 | Active | 5903 | 18-HE044843718 | 2018 | Riello | WT - Water Tube Boiler | HWHT - Hot Water Heat | 12/31/2023
RICHLAND PARK APARTMENTS | 11720 Burt St | Omaha | NE | 68154-6501 | Douglas | NE24708 | Exempt 1999 LB-66 |  | MJ88-0140530860 | 1988 | AO SMITH | AHWH - ANSI/Fired Water Htr | HWSD - Hot Water Dom/Potable | 1/31/2000
RICHLAND PARK APARTMENTS | 11722 Burt St | Omaha | NE | 68154-1509 | Douglas | NE24478 | Exempt 1999 LB-66 |  | MM95-048733930 | 1995 | AO SMITH | AHWH - ANSI/Fired Water Htr | HWSD - Hot Water Dom/Potable | 1/31/2000
RICHLAND PARK APARTMENTS | 11724 Burt St | Omaha | NE | 68154-1586 | Douglas | NE24709 | Exempt 1999 LB-66 |  | MJ88-0140719830 | 1988 | AO SMITH | AHWH - ANSI/Fired Water Htr | HWSD - Hot Water Dom/Potable | 1/31/2000
RICHLAND PARK APARTMENTS | 11725 Burt St | Omaha | NE | 68154-1508 | Douglas | NE24465 | Exempt 1999 LB-66 |  | A85-001638 | 1985 | AO SMITH | AHWH - ANSI/Fired Water Htr | HWSD - Hot Water Dom/Potable | 1/31/2000
RICHLAND PARK APARTMENTS | 11728 Burt St | Omaha | NE | 68154-1509 | Douglas | NE24479 | Exempt 1999 LB-66 |  | 680693L00338 | 1980 | AO SMITH | AHWH - ANSI/Fired Water Htr | HWSD - Hot Water Dom/Potable | 1/31/2000
RICHLAND PARK APARTMENTS | 11730 Burt St | Omaha | NE | 68154-1587 | Douglas | NE24710 | Exempt 1999 LB-66 |  | MJ88-0140697830 | 1988 | AO SMITH | AHWH - ANSI/Fired Water Htr | HWSD - Hot Water Dom/Potable | 1/31/2000
RICHLAND PARK APARTMENTS | 11734 Burt St | Omaha | NE | 68154-1588 | Douglas | NE24711 | Exempt 1999 LB-66 |  | MJ88-0140699830 | 1988 | AO SMITH | AHWH - ANSI/Fired Water Htr | HWSD - Hot Water Dom/Potable | 1/31/2000
RICHLAND PARK APARTMENTS | 11735 Burt St | Omaha | NE | 68154-1508 | Douglas | NE24464 | Exempt 1999 LB-66 |  | AD86-04058-830 | 1986 | AO SMITH | AHWH - ANSI/Fired Water Htr | HWSD - Hot Water Dom/Potable | 1/31/2000
RICHLAND PARK APARTMENTS | 11738 Burt St | Omaha | NE | 68154-1589 | Douglas | NE24712 | Exempt 1999 LB-66 |  | MJ88-0140542830 | 1988 | AO SMITH | AHWH - ANSI/Fired Water Htr | HWSD - Hot Water Dom/Potable | 1/31/2000
Ashbury Elementary | 11740 S 120th Ave | Papillion | NE | 68046-5899 | Sarpy | NE41003 | Active | 22317 | 22317 | 2019 | Lochinvar | ELBL - Electric Boiler | HWHT - Hot Water Heat | 3/31/2026
General Concrete | 11741 Centennial Rd | La Vista | NE | 68128-5564 | Sarpy | NE42677 | Active | 254169 | 21.PG80.95.1273 | 2021 | Lochinvar | FTVT - Firetube Vertical TB | GLFH - Glycol Floor Heat System | 5/31/2026
Pilot Travel Center #912 | 11775 S Nebraska Hwy 11 | Wood River | NE | 68883-9509 | Hall | NE09151 | Scrapped/Junked | 77489 | 92489 | 2007 | Bradford White | CHWH - ASME/Fired Water Heater | HWSP - Hot Water Non Potable Supply | 7/31/2017
Pilot Travel Center #912 | 11775 S Nebraska Hwy 11 | Wood River | NE | 68883-9509 | Hall | NE22305 | Exempt 1999 LB-66 |  | MD97-0639652 | 1997 | AO SMITH | AHWH - ANSI/Fired Water Htr | HWSD - Hot Water Dom/Potable | 8/31/1999
Pilot Travel Center #912 | 11775 S Nebraska Hwy 11 | Wood River | NE | 68883-9509 | Hall | NE22386 | Scrapped/Junked | 35974 |  | 1995 | Bradford White | CHWH - ASME/Fired Water Heater | HWSD - Hot Water Dom/Potable | 8/31/2007
Pilot Travel Center #912 | 11775 S Nebraska Hwy 11 | Wood River | NE | 68883-9509 | Hall | NE26453 | Scrapped/Junked | 961 | 05061502 | 2015 | INTELLIHOT | SSCO - SS Coil Boiler | HWSD - Hot Water Dom/Potable | 8/31/2019
Pilot Travel Center #912 | 11775 S Nebraska Hwy 11 | Wood River | NE | 68883-9509 | Hall | NE26454 | Scrapped/Junked | 1648 | 12101532 | 2015 | INTELLIHOT | SSCO - SS Coil Boiler | HWSD - Hot Water Dom/Potable | 8/31/2019
Pilot Travel Center #912 | 11775 S Nebraska Hwy 11 | Wood River | NE | 68883-9509 | Hall | NE27577 | Active | 4254 | ITG-7254 | 2018 | Intellihot | SSCO - SS Coil Boiler | HWSD - Hot Water Dom/Potable | 9/30/2026
Pilot Travel Center #912 | 11775 S Nebraska Hwy 11 | Wood River | NE | 68883-9509 | Hall | NE27588 | Active | 4155 | ITG-7155 | 2018 | Intellihot | SSCO - SS Coil Boiler | HWSD - Hot Water Dom/Potable | 9/30/2025
MUD Town Border Station | 117Th & Fort St | Omaha | NE | 68164 | Douglas | NE11619 | Out of Service |  | G-409 | 1975 | American Standard | CI - Cast Iron | HWHT - Hot Water Heat | 10/31/2010
MUD Town Border Station | 117Th & Fort St | Omaha | NE | 68164 | Douglas | NE11620 | Scrapped/Junked |  | 61-2942 | 1977 | Peerless | CI - Cast Iron | STHT - Steam-Heat | 10/31/2010
MUD Town Border Station | 117Th & Fort St | Omaha | NE | 68164 | Douglas | NE11621 | Scrapped/Junked |  | G-27 | 1975 | American Standard | CI - Cast Iron | STHT - Steam-Heat | 10/31/2009
Comfort Inn Kearney | 118 3rd Ave | Kearney | NE | 68845-7856 | Buffalo | NE10440 | Scrapped/Junked | 77481 | 77480 | 1998 | RHEE | CHWH - ASME/Fired Water Heater | HWSD - Hot Water Dom/Potable | 6/30/2010
Comfort Inn Kearney | 118 3rd Ave | Kearney | NE | 68845-7856 | Buffalo | NE18762 | Scrapped/Junked | 109893 | 109893 | 2006 | RHEEM | FTVT - Firetube Vertical TB | HWSD - Hot Water Dom/Potable | 8/31/2020
Comfort Inn Kearney | 118 3rd Ave | Kearney | NE | 68845-7856 | Buffalo | NE23352 | Exempt 1999 LB-66 |  | 793775 | 1997 | LOCHINVAR | AHWH - ANSI/Fired Water Htr | HWSD - Hot Water Dom/Potable | 4/30/2000
Comfort Inn Kearney | 118 3rd Ave | Kearney | NE | 68845-7856 | Buffalo | NE23353 | Exempt 1999 LB-66 |  | 793776 | 1997 | LOCHINVAR | AHWH - ANSI/Fired Water Htr | HWSD - Hot Water Dom/Potable | 4/30/2000
Comfort Inn Kearney | 118 3rd Ave | Kearney | NE | 68845-7856 | Buffalo | NE23354 | Exempt 1999 LB-66 |  | 794631 | 1997 | LOCHINVAR | AHWH - ANSI/Fired Water Htr | HWSD - Hot Water Dom/Potable | 4/30/2000
Comfort Inn Kearney | 118 3rd Ave | Kearney | NE | 68845-7856 | Buffalo | NE23355 | Exempt 1999 LB-66 |  | 793774 | 1997 | LOCHINVAR | AHWH - ANSI/Fired Water Htr | HWSD - Hot Water Dom/Potable | 4/30/2000
Comfort Inn Kearney | 118 3rd Ave | Kearney | NE | 68845-7856 | Buffalo | NE23356 | Scrapped/Junked | 37872 | NB0793474 | 1997 | LOCHINVAR | CHWH - ASME/Fired Water Heater | HWSD - Hot Water Dom/Potable | 8/31/2003
Comfort Inn Kearney | 118 3rd Ave | Kearney | NE | 68845-7856 | Buffalo | NE27545 | Scrapped/Junked | 241978 | 1824110752907 | 2018 | A O Smith | CHWH - ASME/Fired Water Heater | HWSD - Hot Water Dom/Potable | 8/31/2023
Comfort Inn Kearney | 118 3rd Ave | Kearney | NE | 68845-7856 | Buffalo | NE42222 | Active | 290889 | 290889 | 2022 | A O Smith | CHWH - ASME/Fired Water Heater | HWSD - Hot Water Dom/Potable | 7/31/2027
New Hope Ministry Center-BMIC#412406 | 118 E B St | Ogallala | NE | 69153-2626 | Keith | NE05998 | Scrapped/Junked | 8880 | B25KP529 | 2004 | Heat Transfer Products Inc. | COBL - Coil Type Boiler | HWHT - Hot Water Heat | 1/31/2013
New Hope Ministry Center-BMIC#412406 | 118 E B St | Ogallala | NE | 69153-2626 | Keith | NE28265 | Active | 93306 | 1905113508245 | 2018 | Lochinvar | COBL - Coil Type Boiler | HWHT - Hot Water Heat | 1/31/2026
New Hope Ministry Center-BMIC#412406 | 118 E B St | Ogallala | NE | 69153-2626 | Keith | NE35165 | Scrapped/Junked |  | 4G6 | 1972 | AMERICAN STANDARD |  | HWHT - Hot Water Heat | 3/31/2005
Sunrise Apartments | 118 E Phillip Ave | Norfolk | NE | 68701-5356 | Madison | NE08808 | Scrapped/Junked | n/a | G408 | 1960 | AMST | CI - Cast Iron | HWHT - Hot Water Heat | 12/31/2021
Sunrise Apartments | 118 E Phillip Ave | Norfolk | NE | 68701-5356 | Madison | NE08809 | Scrapped/Junked |  | 854500380 | 1985 | Amer |  |  | 10/31/2006
Sunrise Apartments | 118 E Phillip Ave | Norfolk | NE | 68701-5356 | Madison | NE41426 | Active | 20315 | 09889202107029160 | 2021 | Navien | FTVT - Firetube Vertical TB | HWHT - Hot Water Heat | 11/30/2024
Sunrise Apartments | 118 E Phillip Ave | Norfolk | NE | 68701-5356 | Madison | NE41427 | Active | 20587 | 09889202107079212 | 2021 | Navien | FTVT - Firetube Vertical TB | HWHT - Hot Water Heat | 11/30/2024
Sunrise Apartments | 118 E Phillip Ave | Norfolk | NE | 68701-5356 | Madison | NE41428 | Active | 20288 | 09889202107029133 | 2021 | Navien | WT - Water Tube Boiler | HWHT - Hot Water Heat | 11/30/2025
Lebensraum Assisted Living | 118 Ingalls St | Grand Island | NE | 68803-5725 | Hall | NE28422 | Scrapped/Junked | NA | 5035532-200609 | 2009 | Peerless | CI - Cast Iron | HWHT - Hot Water Heat | 10/31/2022
Sara Mai Apartments | 118 N 31st St | Omaha | NE | 68131-2908 | Douglas | NE01446 | Scrapped/Junked |  | 61-97829-1299 | 1999 | PEER | CI - Cast Iron | STHT - Steam-Heat | 9/30/2009
Sara Mai Apartments | 118 N 31st St | Omaha | NE | 68131-2908 | Douglas | NE14602 | Out of Service | N/A | 550130-200607 | 2008 | Peerless | CI - Cast Iron | STHT - Steam-Heat | 11/30/2016
Sara Mai Apartments | 118 N 31st St | Omaha | NE | 68131-2908 | Douglas | NE18385 | Scrapped/Junked |  |  | 1978 | BRYANT |  | STHT - Steam-Heat | 9/30/2001
Aurora Coop Car Wash | 118 S 16th St | Aurora | NE | 68818-3031 | Hamilton | NE15090 | Active | 205681 | D02C10119 | 2002 | WTRP | CPFT - Horiz Cpr Fin Boiler | HWHT - Hot Water Heat | 4/30/2026
Aurora Coop Car Wash | 118 S 16th St | Aurora | NE | 68818-3031 | Hamilton | NE25887 | Exempt | 198886 | D02CA0016 | 2002 | Laars | CPFT - Horiz Cpr Fin Boiler | PROW - Process Hot Water | 4/30/2015
QWEST COMMUNICATIONS | 118 S 19th St | Omaha | NE | 68102-1305 | Douglas | NE11459 | Inactive |  | 00346027-2 | 1956 | TITUSVILLE | FT - Firetube Boiler | STHT - Steam-Heat | 10/31/2006
Aqua Center Of Syracuse | 1180 Chestnut St | Syracuse | NE | 68446 | Otoe | NE40682 | Active | 77594 | C97D03162 | 1997 | TELE | CPFT - Horiz Cpr Fin Boiler | OPHT - Outdoor Pool Heater | 6/30/2024
Park 120 at Oak Hills | 11801 S Plz | Omaha | NE | 68137-3587 | Douglas | NE27135 | Out of Service | 438957 | 1702438957 | 2017 | Raypak | CPFH - Copper Fin Water Heater | OPHT - Outdoor Pool Heater | 6/30/2022
St Bellarmine Church | 11802 Pacific St | Omaha | NE | 68154-3470 | Douglas | NE12010 | Active | 11110 | 00E-8902 | 2000 | ALES | FTVT - Firetube Vertical TB | HWHT - Hot Water Heat | 8/31/2026
St Bellarmine Church | 11802 Pacific St | Omaha | NE | 68154-3470 | Douglas | NE12011 | Active | 11106 | 00E-8898 | 2000 | ALES | FTVT - Firetube Vertical TB | HWHT - Hot Water Heat | 8/31/2026
St Bellarmine Church | 11802 Pacific St | Omaha | NE | 68154-3470 | Douglas | NE12012 | Active | 11107 | 00E-8899 | 2000 | ALES | FTVT - Firetube Vertical TB | HWHT - Hot Water Heat | 8/31/2026
St Bellarmine Church | 11802 Pacific St | Omaha | NE | 68154-3470 | Douglas | NE12013 | Active | 11108 | 00E-8900 | 2000 | ALES | FTVT - Firetube Vertical TB | HWHT - Hot Water Heat | 8/31/2026
St Bellarmine Church | 11802 Pacific St | Omaha | NE | 68154-3470 | Douglas | NE37609 | Inactive | 31929 |  | 1979 | KEWANEE | FTFB - Firetube-Firebox Boiler | HWHT - Hot Water Heat | 8/31/2005
BELLEVUE MAYTAG | 11806 S 25th St | Bellevue | NE | 68123-1523 | SARPY | NE19742 | Exempt 1999 LB-66 |  | 0000006999 | 1995 | AO SMITH | AHWH - ANSI/Fired Water Htr | HWSD - Hot Water Dom/Potable | 5/31/1999
BELLEVUE MAYTAG | 11806 S 25th St | Bellevue | NE | 68123-1523 | SARPY | NE19743 | Exempt 1999 LB-66 |  | 0000002156 | 1995 | AO SMITH | AHWH - ANSI/Fired Water Htr | HWSD - Hot Water Dom/Potable | 5/31/1999
North Park I | 11808 Grant St | Omaha | NE | 68164-3613 | Douglas | NE18726 | Scrapped/Junked | 147552 | 9803147552 | 1998 | Raypak, Inc. | CPFT - Horiz Cpr Fin Boiler | HWHT - Hot Water Heat | 1/31/2022
North Park I | 11808 Grant St | Omaha | NE | 68164-3613 | Douglas | NE41800 | Active | n/a | 20Hooo172020 | 2020 | Aerco | CALU - Cast Aluminum | HWHT - Hot Water Heat | 1/31/2026
WORLD INSURANCE | 11808 Grant St | Omaha | NE | 68164-3613 | Douglas | NE15216 | Scrapped/Junked | 58295 |  | 1988 | RAYPAK INC, CALIFORNIA | WT - Water Tube Boiler | HWHT - Hot Water Heat | 3/31/1999
Miracle Hills, LLC | 11808 Miracle Hills Dr | Omaha | NE | 68154-4403 | Douglas | NE13809 | Active | 125281 | 0816M000472 | 2008 | AO SMITH | CHWH - ASME/Fired Water Heater | HWDP - Hotwater Heat & Dom Supply | 11/30/2025
Miracle Hills, LLC | 11808 Miracle Hills Dr | Omaha | NE | 68154-4403 | Douglas | NE15058 | Scrapped/Junked | 156831 | 03156831 | 2003 | Lochinvar | CPFT - Horiz Cpr Fin Boiler | HWHT - Hot Water Heat | 11/30/2017
Miracle Hills, LLC | 11808 Miracle Hills Dr | Omaha | NE | 68154-4403 | Douglas | NE17657 | Scrapped/Junked | 59517 | L951306 | 1995 | Lochinvar | CPFT - Horiz Cpr Fin Boiler | HWHT - Hot Water Heat | 11/30/2013
Miracle Hills, LLC | 11808 Miracle Hills Dr | Omaha | NE | 68154-4403 | Douglas | NE17658 | Scrapped/Junked | 59517 | L951306 | 1995 | LOCHINVAR | CPFT - Horiz Cpr Fin Boiler | HWHT - Hot Water Heat | 11/30/2003
Miracle Hills, LLC | 11808 Miracle Hills Dr | Omaha | NE | 68154-4403 | Douglas | NE17659 | Out of Service | 59517 | 951306 | 1995 | AOSM | CHWH - ASME/Fired Water Heater | HWSD - Hot Water Dom/Potable | 11/30/2011
Miracle Hills, LLC | 11808 Miracle Hills Dr | Omaha | NE | 68154-4403 | Douglas | NE17660 | Scrapped/Junked | 32538 | 0480628 | 1995 | AO SMITH | CHWH - ASME/Fired Water Heater | HWSD - Hot Water Dom/Potable | 11/30/2008
Miracle Hills, LLC | 11808 Miracle Hills Dr | Omaha | NE | 68154-4403 | Douglas | NE19448 | Active | 144692 | 1007M002031 | 2010 | AO SMITH | CHWH - ASME/Fired Water Heater | HWDP - Hotwater Heat & Dom Supply | 11/30/2025
Miracle Hills, LLC | 11808 Miracle Hills Dr | Omaha | NE | 68154-4403 | Douglas | NE24832 | Scrapped/Junked | n/a | H845-13-9948 | 2013 | Patterson Kelley | CALU - Cast Aluminum | HWHT - Hot Water Heat | 11/30/2017
Miracle Hills, LLC | 11808 Miracle Hills Dr | Omaha | NE | 68154-4403 | Douglas | NE27156 | Active | 77753 | G-17-1049 | 2017 | Aerco | WT - Water Tube Boiler | HWHT - Hot Water Heat | 11/30/2025
Miracle Hills, LLC | 11808 Miracle Hills Dr | Omaha | NE | 68154-4403 | Douglas | NE27157 | Active | 77752 | G-17-1048 | 2017 | Aerco | WT - Water Tube Boiler | HWHT - Hot Water Heat | 11/30/2025
Intercessors of the Lamb | 11809 Calhoun Rd | Omaha | NE | 68152-1346 | Douglas | NE13837 | Active | 65127 | 2008-10-0064 | 2008 | GIANNONI FRANCE SAS | WT - Water Tube Boiler | GLYC - Glycol Bldg Heat Sys | 3/31/2026
Intercessors of the Lamb | 11809 Calhoun Rd | Omaha | NE | 68152-1346 | Douglas | NE13838 | Active | 66823 | G08H10066823 | 2008 | GIANNONI FRANCE SAS | WT - Water Tube Boiler | HWHT - Hot Water Heat | 3/31/2026
St Luke Methodist Church- BMIC#528829 | 11810 Burke St | Omaha | NE | 68154-2235 | Douglas | NE22918 | Scrapped/Junked | n/a | M3825 | 1968 | Kewanee | FTFB - Firetube-Firebox Boiler | HWHT - Hot Water Heat | 2/28/2021
St Luke Methodist Church- BMIC#528829 | 11810 Burke St | Omaha | NE | 68154-2235 | Douglas | NE22919 | Scrapped/Junked | 12715 | LD91-0012715880 | 1991 | AOSM | CHWH - ASME/Fired Water Heater | HWSD - Hot Water Dom/Potable | 2/28/2021
St Luke Methodist Church- BMIC#528829 | 11810 Burke St | Omaha | NE | 68154-2235 | Douglas | NE29006 | Active | 7646 | 19-HE062291619 | 2019 | Riello | WTSS - Watertube SS Steel | HWHT - Hot Water Heat | 2/28/2026
St Luke Methodist Church- BMIC#528829 | 11810 Burke St | Omaha | NE | 68154-2235 | Douglas | NE29007 | Active | 7647 | 19.HE062281619 | 2019 | Riello | WTSS - Watertube SS Steel | HWHT - Hot Water Heat | 2/28/2026
St Luke Methodist Church- BMIC#528829 | 11810 Burke St | Omaha | NE | 68154-2235 | Douglas | NE29008 | Active | 7548 | 19-HE062291619 | 2019 | Riello | WTSS - Watertube SS Steel | HWHT - Hot Water Heat | 2/28/2026
Buildertrend | 11818 I St | Omaha | NE | 68137-1237 | Douglas | NE02402 | Scrapped/Junked | 223145 | 0406223145 | 2004 | Raypak | CPFH - Copper Fin Water Heater | HWSD - Hot Water Dom/Potable | 11/30/2018
Buildertrend | 11818 I St | Omaha | NE | 68137-1237 | Douglas | NE43504 | Active | N/A | 65806224 | 2021 | U.S. Boiler Company | CI - Cast Iron | HWSD - Hot Water Dom/Potable | 5/31/2025
Holiday Inn Express | 11818 Miami St | Omaha | NE | 68164-9619 | Douglas | NE21889 | Active | n/a | G0006737 | 1997 | GALX | CI - Cast Iron | IPHT - Indoor Pool Heater | 8/31/2025
Holiday Inn Express | 11818 Miami St | Omaha | NE | 68164-9619 | Douglas | NE21890 | Active | n/a | G0008063 | 1997 | GALX | CI - Cast Iron | IPHT - Indoor Pool Heater | 8/31/2025
Russell Speeders Carwash | 11818 W Dodge Rd | Omaha | NE | 68154-2469 | Douglas | NE21779 | Scrapped/Junked | 57444 | 0287100678 | 1990 | Raypak | CPFT - Horiz Cpr Fin Boiler | HWSP - Hot Water Non Potable Supply | 12/31/2015
Russell Speeders Carwash | 11818 W Dodge Rd | Omaha | NE | 68154-2469 | Douglas | NE21780 | Inactive | 62302 |  | 1990 | RAYPAK INC, CALIFORNIA | CPFT - Horiz Cpr Fin Boiler | HWSP - Hot Water Non Potable Supply | 7/31/2003
North Park IV A | 11819 Miami St | Omaha | NE | 68164-3687 | Douglas | NE16143 | Scrapped/Junked | 84066 | 0490111966 | 1989 | Raypak | CPFT - Horiz Cpr Fin Boiler | HWHT - Hot Water Heat | 1/31/2022
North Park IV A | 11819 Miami St | Omaha | NE | 68164-3687 | Douglas | NE16144 | Scrapped/Junked | 84067 | 0490111067 | 1989 | Raypak, Inc. | CPFT - Horiz Cpr Fin Boiler | HWHT - Hot Water Heat | 1/31/2022
North Park IV A | 11819 Miami St | Omaha | NE | 68164-3687 | Douglas | NE41709 | Active | n/a | 14 H00320/2014 | 2021 | Aerco | CALU - Cast Aluminum | HWHT - Hot Water Heat | 1/31/2027
Anderson Grove Elementary | 11820 S 37th St | Bellevue | NE | 68123-1233 | Sarpy | NE11945 | Scrapped/Junked | 4266 | 85-7805 | 1985 | Aldrich | FTVT - Firetube Vertical TB | HWHT - Hot Water Heat | 7/31/2020
Anderson Grove Elementary | 11820 S 37th St | Bellevue | NE | 68123-1233 | Sarpy | NE11947 | Scrapped/Junked | 4262 | 85-7801 | 1985 | Aldrich | FTVT - Firetube Vertical TB | HWHT - Hot Water Heat | 7/31/2020
Anderson Grove Elementary | 11820 S 37th St | Bellevue | NE | 68123-1233 | Sarpy | NE11948 | Scrapped/Junked | 4259 | 85-7798 | 1985 | Aldrich | FTVT - Firetube Vertical TB | HWHT - Hot Water Heat | 7/31/2020
Anderson Grove Elementary | 11820 S 37th St | Bellevue | NE | 68123-1233 | Sarpy | NE11949 | Scrapped/Junked | 4264 | 85-7803 | 1985 | Aldrich | FTVT - Firetube Vertical TB | HWHT - Hot Water Heat | 7/31/2020
Anderson Grove Elementary | 11820 S 37th St | Bellevue | NE | 68123-1233 | Sarpy | NE11951 | Scrapped/Junked | 4272 | 85-7811 | 1985 | Aldrich | FTVT - Firetube Vertical TB | HWHT - Hot Water Heat | 7/31/2020
Anderson Grove Elementary | 11820 S 37th St | Bellevue | NE | 68123-1233 | Sarpy | NE28322 | Active | 7167 | 19-HE057411019 | 2019 | Riello | WT - Water Tube Boiler | HWHT - Hot Water Heat | 7/31/2026
Anderson Grove Elementary | 11820 S 37th St | Bellevue | NE | 68123-1233 | Sarpy | NE28323 | Active | 7160 | 19-HE057411019 | 2019 | Riello | WT - Water Tube Boiler | HWHT - Hot Water Heat | 7/31/2026
Anderson Grove Elementary | 11820 S 37th St | Bellevue | NE | 68123-1233 | Sarpy | NE28324 | Active | 7164 | 19-HE057451019 | 2019 | Riello | WT - Water Tube Boiler | HWHT - Hot Water Heat | 7/31/2026
Anderson Grove Elementary | 11820 S 37th St | Bellevue | NE | 68123-1233 | Sarpy | NE28325 | Active | 7168 | 19-HE057491019 | 2019 | Riello | WT - Water Tube Boiler | HWHT - Hot Water Heat | 7/31/2026
Hayes Mechanical | 11825 Olive St | La Vista | NE | 68128 | Sarpy | NE26987 | Active | 386600 | G16-386600 | 2016 | Laars | WTSS - Watertube SS Steel | HWHF - Hot Water Heat-Floor | 5/31/2026
Mosaic | 11844 O St | Omaha | NE | 68137-2205 | Douglas | NE25033 | Scrapped/Junked | N/A | 7FDA-6116-1188 | 1989 | Peerless | CI - Cast Iron | HWHT - Hot Water Heat | 10/31/2020
Mosaic | 11844 O St | Omaha | NE | 68137-2205 | Douglas | NE25034 | Scrapped/Junked | N/A | 61-11565 | 1980 | PEER | CI - Cast Iron | HWHT - Hot Water Heat | 10/31/2021
Thrasher Company | 11844 Valley Ridge Dr | La Vista | NE | 68128 | Sarpy | NE27663 | Active | 83541 | 1737107472547 | 2017 | Lochinvar | FTVT - Firetube Vertical TB | HWHT - Hot Water Heat | 6/30/2026
Thrasher Company | 11844 Valley Ridge Dr | La Vista | NE | 68128 | Sarpy | NE27664 | Active | 82893 | 1736107438440 | 2017 | Lochinvar | FTVT - Firetube Vertical TB | HWHT - Hot Water Heat | 6/30/2026
CARLOS O'KELLY'S | 119 3rd Ave | Kearney | NE | 68845-7856 | BUFFALO | NE08339 | Scrapped/Junked | 47118 | SJ0841081 | 1998 | BRADFORD-WHITE | CHWH - ASME/Fired Water Heater | HWSD - Hot Water Dom/Potable | 5/31/2006
CARLOS O'KELLY'S | 119 3rd Ave | Kearney | NE | 68845-7856 | BUFFALO | NE40325 | Scrapped/Junked | 44039 |  | 1997 | BRADFORD-WHITE | AHWH - ANSI/Fired Water Htr | HWSD - Hot Water Dom/Potable | 1/31/2003
Dundee Professional Building | 119 N 51st St | Omaha | NE | 68132-2867 | Douglas | NE04045 | Active | n/a | 7-66 A | 1968 | Crane | CI - Cast Iron | HWHT - Hot Water Heat | 2/28/2027
Dundee Professional Building | 119 N 51st St | Omaha | NE | 68132-2867 | Douglas | NE19252 | Exempt 1999 LB-66 |  | 0000000815 | 1990 | AO SMITH | AHWH - ANSI/Fired Water Htr | HWSD - Hot Water Dom/Potable | 1/31/2000
Swivel Apartments | 119 N 72nd St | Omaha | NE | 68114-3601 | Douglas | NE41273 | Active | 272357 | 2034120606210 | 2020 | AO SMITH | CHWH - ASME/Fired Water Heater | HWSD - Hot Water Dom/Potable | 3/31/2026
Swivel Apartments | 119 N 72nd St | Omaha | NE | 68114-3601 | Douglas | NE41274 | Active | 275972 | 2049122137009 | 2020 | AO SMITH | CHWH - ASME/Fired Water Heater | HWSD - Hot Water Dom/Potable | 3/31/2026
Swivel Apartments | 119 N 72nd St | Omaha | NE | 68114-3601 | Douglas | NE41275 | Scrapped/Junked | 28449 | 2129125337955 | 2020 | AO SMITH | CHWH - ASME/Fired Water Heater | HWSD - Hot Water Dom/Potable | 3/31/2024
Swivel Apartments | 119 N 72nd St | Omaha | NE | 68114-3601 | Douglas | NE43562 | Active | 283494 | 283494 | 2021 | AO SMITH | CHWH - ASME/Fired Water Heater | HWSD - Hot Water Dom/Potable | 3/31/2026
West Point Elementary | 119 N Colfax St | West Point | NE | 68788-1558 | Cuming | NE20167 | Exempt 1999 LB-66 |  | 000MM95-0488469 | 1995 | AO SMITH | AHWH - ANSI/Fired Water Htr | HWSD - Hot Water Dom/Potable | 7/31/2000
West Point Elementary | 119 N Colfax St | West Point | NE | 68788-1558 | Cuming | NE33811 | Scrapped/Junked | 0 | K51 | 1957 | KEWA | FTSM - FTS Marine Dry Back | STHT - Steam-Heat | 7/31/2009
CITY AUDITORIUM | 119 N Main St | Randolph | NE | 68771-5516 | CEDAR | NE37067 | Scrapped/Junked |  |  | 1942 | FITZGIBBONS | FT - Firetube Boiler | STHT - Steam-Heat | 9/30/1991
First Street Brewing Co | 119 N Saint Joseph Ave | Hastings | NE | 68901-7553 | Adams | NE26225 | Active | N/A | CP7084049 | 2016 | Weil-McLain | CI - Cast Iron | PROC - Process Steam | 8/31/2026
GLORIA SHEARER | 119 S BROWN | HARVARD | NE | 68944 | CLAY | NE00893 | Inactive | 2258 |  | 1950 | BRYAN STEAM LLC | WT - Water Tube Boiler | PROC - Process Steam | 7/31/1995
St Bellarmine School | 11900 Pacific St | Omaha | NE | 68154-3471 | Douglas | NE16814 | Scrapped/Junked | 54933 | 44007 | 1990 | CLEVELAND RANGE | FT - Firetube Boiler | 0021 - Steam Supp Cooker/Kettle | 8/31/2008
St Bellarmine School | 11900 Pacific St | Omaha | NE | 68154-3471 | Douglas | NE16881 | Out of Service | 7340 | 92-3379 | 1992 | ALES | FTFB - Firetube-Firebox Boiler | HWHT - Hot Water Heat | 8/31/2016
St Bellarmine School | 11900 Pacific St | Omaha | NE | 68154-3471 | Douglas | NE16882 | Out of Service | 7339 | 92-3378 | 1992 | ALES | FTFB - Firetube-Firebox Boiler | HWHT - Hot Water Heat | 8/31/2016
St Bellarmine School | 11900 Pacific St | Omaha | NE | 68154-3471 | Douglas | NE21987 | Exempt 1999 LB-66 |  | C94429997 | 1994 | STATE INDUSTRIES | AHWH - ANSI/Fired Water Htr | HWSD - Hot Water Dom/Potable | 8/31/1999
St Bellarmine School | 11900 Pacific St | Omaha | NE | 68154-3471 | Douglas | NE37610 | Scrapped/Junked | 31927 |  | 1979 | KEWANEE | FTFB - Firetube-Firebox Boiler | HWHT - Hot Water Heat | 8/31/2001
Elysian Plastic Surgery | 11902 W Center Rd | Elkhorn | NE | 68022 | Douglas | NE43581 | Active | 39887 | 0225276 | 2025 | Steris Corp | ELBL - Electric Boiler | 0020 - Supp to Sterlizer/Autoclave | 8/31/2025
Tidal Wave Auto Spa | 11902 W Dodge Rd | Omaha | NE | 68154-2477 | Douglas | NE41240 | Active | 128137 | 1945116962441 | 2019 | Lochinvar | FT - Firetube Boiler | HWFS - HW Heat - Floor & Sidewalk | 12/31/2025
Tidal Wave Auto Spa | 11902 W Dodge Rd | Omaha | NE | 68154-2477 | Douglas | NE41241 | Active | 128139 | 194511692442 | 2019 | Lochinvar | FT - Firetube Boiler | HWFS - HW Heat - Floor & Sidewalk | 12/31/2025
Tidal Wave Auto Spa | 11910 M St | Omaha | NE | 68137-2242 | Douglas | NE15069 | Out of Service | 7980 | L19J2677/7980 | 2004 | HTPI | COBL - Coil Type Boiler | HWHF - Hot Water Heat-Floor | 9/30/2015
Tidal Wave Auto Spa | 11910 M St | Omaha | NE | 68137-2242 | Douglas | NE15070 | Scrapped/Junked | 213622 | 0311213622 | 2004 | Raypak | CPFT - Horiz Cpr Fin Boiler | HWSP - Hot Water Non Potable Supply | 9/30/2021
Tidal Wave Auto Spa | 11910 M St | Omaha | NE | 68137-2242 | Douglas | NE41666 | Active | 259979 | SN21 9G60.94.1452 | 2021 | Lochinvar | COND - Condenser | HWBS - HWHT Building & Sidewalks | 3/31/2026
Tidal Wave Auto Spa | 11910 M St | Omaha | NE | 68137-2242 | Douglas | NE41667 | Active | 131179 | SN19.PG60.94.2411 | 2019 | Lochinvar | COND - Condenser | HWBS - HWHT Building & Sidewalks | 3/31/2026
CARRIAGE CLEANERS | 11923 Pacific St | Omaha | NE | 68154-3468 | Douglas | NE08038 | Inactive | 33825 |  | 1979 | PM LATTNER MFR COMPANY | FT - Firetube Boiler | PROC - Process Steam | 4/30/1994
Burger King #3864 | 11940 W Center Rd | Omaha | NE | 68144-4326 | Douglas | NE07636 | Scrapped/Junked | 117 | 00073 | 2006 | NORI | CHWH - ASME/Fired Water Heater | HWDP - Hotwater Heat & Dom Supply | 6/30/2016
Lucky Bucket Brewing | 11941 Centennial Rd Ste 1 | La Vista | NE | 68128-5623 | Sarpy | NE14671 | Active | 54779 | 93068 | 2009 | PM LATTNER MFR COMPANY | FTVT - Firetube Vertical TB | PROC - Process Steam | 8/31/2026
Project Harmony | 11949 Q St | Omaha | NE | 68137-3503 | Douglas | NE08556 | Active | 9586 | 98E-6896 | 1998 | ALES | FTVT - Firetube Vertical TB | HWHT - Hot Water Heat | 12/31/2025
Project Harmony | 11949 Q St | Omaha | NE | 68137-3503 | Douglas | NE08557 | Active | 9585 | 98E-6895 | 1998 | ALES | FTVT - Firetube Vertical TB | HWHT - Hot Water Heat | 12/31/2025
Project Harmony | 11949 Q St | Omaha | NE | 68137-3503 | Douglas | NE08558 | Active | 9584 | 98E-6894 | 1998 | ALES | FTVT - Firetube Vertical TB | HWHT - Hot Water Heat | 12/31/2025
Project Harmony | 11949 Q St | Omaha | NE | 68137-3503 | Douglas | NE22727 | Active | 18593 | 12F-6501 | 2012 | Les Inc/Aldrich Co | FTVT - Firetube Vertical TB | HWHT - Hot Water Heat | 12/31/2025
Project Harmony | 11949 Q St | Omaha | NE | 68137-3503 | Douglas | NE22728 | Active | 18594 | 12F-6502 | 2012 | Les Inc/Aldrich Co | FTVT - Firetube Vertical TB | HWHT - Hot Water Heat | 12/31/2025
CITY STANTON/CITY HALL | 1196 Ivy St | Stanton | NE | 68779-2215 | STANTON | NE07107 | Inactive |  | 2 | 1980 | WEIL MCLAIN |  | STHT - Steam-Heat | 12/31/1999
LINWELD INC | 11TH & COMMERCIAL AVE | OAKLAND | NE | 68045 | BURT | NE19662 | Scrapped/Junked |  | 0PFO5RIGHT | 1994 | WEIL MCLAIN |  | HWHT - Hot Water Heat | 4/30/2000
LINWELD INC | 11TH & COMMERCIAL AVE | OAKLAND | NE | 68045 | BURT | NE23143 | Scrapped/Junked |  | CG8-SP01LEFT | 1997 | WEIL MCLAIN |  | HWHT - Hot Water Heat | 4/30/2006
SWIMMING POOL | 11TH & MAIN ST | BAYARD | NE | 69334 | MORRILL | NE20272 | Exempt 1999 LB-66 |  | 14005 | 1984 | AO SMITH | AHWH - ANSI/Fired Water Htr | HWSD - Hot Water Dom/Potable | 8/31/1999
SWIMMING POOL | 11TH & MAIN ST | BAYARD | NE | 69334 | MORRILL | NE20273 | Scrapped/Junked | 46798 |  | 1995 | AJAX BOILER INC | WT - Water Tube Boiler | HWHT - Hot Water Heat | 8/31/1999
Midwest Meat Packing | 12 Lawn Ave | Gibbon | NE | 68840-6183 | BUFFALO | NE14194 | Scrapped/Junked | 18998 |  | 1970 | CLAYTON INDUSTRIES | COBL - Coil Type Boiler | PROC - Process Steam | 1/31/2000
Midwest Meat Packing | 12 Lawn Ave | Gibbon | NE | 68840-6183 | BUFFALO | NE17453 | Scrapped/Junked | 22887 | 22887 | 1993 | CLAY | COBL - Coil Type Boiler | PROC - Process Steam | 1/31/2009
Midwest Meat Packing | 12 Lawn Ave | Gibbon | NE | 68840-6183 | BUFFALO | NE19247 | Scrapped/Junked | 37368 | 59717 | 1976 | Cleaver Brooks | FTSM - FTS Marine Dry Back | PROC - Process Steam | 1/31/2013
Midwest Meat Packing | 12 Lawn Ave | Gibbon | NE | 68840-6183 | BUFFALO | NE40891 | Scrapped/Junked | 23737 | 23737 | 1999 | CLAY | COBL - Coil Type Boiler | PROC - Process Steam | 1/31/2010
SLEEP INN OF FREMONT | 120 Cathy Ave | Fremont | NE | 68025-9006 | DODGE | NE24237 | Scrapped/Junked |  | E00699187 | 1999 | PUREX TRITON | CPPH - Ansi Cpr Fin Pool Heater | IPHT - Indoor Pool Heater | 3/31/2007
SLEEP INN OF FREMONT | 120 Cathy Ave | Fremont | NE | 68025-9006 | DODGE | NE40709 | Exempt 1999 LB-66 |  | ME99-0839062966 | 1999 | AO SMITH | AHWH - ANSI/Fired Water Htr | HWSD - Hot Water Dom/Potable | 8/13/2000
SLEEP INN OF FREMONT | 120 Cathy Ave | Fremont | NE | 68025-9006 | DODGE | NE40710 | Exempt 1999 LB-66 |  | ME99-0839088966 | 1999 | AO SMITH | AHWH - ANSI/Fired Water Htr | HWSD - Hot Water Dom/Potable | 8/13/2000
SLEEP INN OF FREMONT | 120 Cathy Ave | Fremont | NE | 68025-9006 | DODGE | NE40711 | Exempt 1999 LB-66 |  | ME99-0839094966 | 1999 | AO SMITH | AHWH - ANSI/Fired Water Htr | HWSD - Hot Water Dom/Potable | 8/13/2000
Water Treatment Plant | 120 Cherry Ave | Kearney | NE | 68847-9408 | Buffalo | NE05886 | Scrapped/Junked | 70985 | A971045 | 1996 | Lochinvar | CPFT - Horiz Cpr Fin Boiler | HWHT - Hot Water Heat | 3/31/2007
Water Treatment Plant | 120 Cherry Ave | Kearney | NE | 68847-9408 | Buffalo | NE09064 | Scrapped/Junked | 191939 | J06H00191939 | 2006 | Lochinvar | WT - Water Tube Boiler | HWHT - Hot Water Heat | 3/31/2021
Water Treatment Plant | 120 Cherry Ave | Kearney | NE | 68847-9408 | Buffalo | NE17879 | Active | N/A | 61-66026-0992 | 1992 | Peerless | CI - Cast Iron | HWHT - Hot Water Heat | 3/31/2026
Power Wash Of Wayne | 120 E 7th St | Wayne | NE | 68787-2239 | Wayne | NE27450 | Active | 365206 | 022216F1009236 | 2016 | Heat Transfer Products Inc. | WT - Water Tube Boiler | GLFH - Glycol Floor Heat System | 10/31/2024
Power Wash Of Wayne | 120 E 7th St | Wayne | NE | 68787-2239 | Wayne | NE40016 | Scrapped/Junked | 113598 | n/a | 1994 | Raypak | WT - Water Tube Boiler | HWSP - Hot Water Non Potable Supply | 10/31/2016
Power Wash Of Wayne | 120 E 7th St | Wayne | NE | 68787-2239 | Wayne | NE40017 | Active | 114035 | n/a | 1994 | Raypak | WT - Water Tube Boiler | GLFH - Glycol Floor Heat System | 10/31/2025
Thayer County Memorial Hospital | 120 Park Ave | Hebron | NE | 68370-2019 | Thayer | NE04116 | Scrapped/Junked | N/A | N8030 | 1967 | KEWA | FTSM - FTS Marine Dry Back | PROC - Process Steam | 6/30/2016
Thayer County Memorial Hospital | 120 Park Ave | Hebron | NE | 68370-2019 | Thayer | NE04117 | Scrapped/Junked | n/a | N8031 | 1968 | KEWA | FTSM - FTS Marine Dry Back | STHT - Steam-Heat | 6/30/2015
Thayer County Memorial Hospital | 120 Park Ave | Hebron | NE | 68370-2019 | Thayer | NE06371 | Scrapped/Junked | 14409 | 05F-2316 | 2005 | ALES | FTVT - Firetube Vertical TB | HWHT - Hot Water Heat | 6/30/2010
Thayer County Memorial Hospital | 120 Park Ave | Hebron | NE | 68370-2019 | Thayer | NE18661 | Active | 4960 | 33437 | 2008 | Chromalox | ELBL - Electric Boiler | STER - Sterilizer | 6/30/2026
Thayer County Memorial Hospital | 120 Park Ave | Hebron | NE | 68370-2019 | Thayer | NE19115 | Scrapped/Junked | 10349 | 19743 | 1995 | AMSC | ELBL - Electric Boiler | 0020 - Supp to Sterlizer/Autoclave | 6/30/2017
Thayer County Memorial Hospital | 120 Park Ave | Hebron | NE | 68370-2019 | Thayer | NE26082 | Active | 270047 | N15270047 | 2015 | Laars | WT - Water Tube Boiler | HWHT - Hot Water Heat | 6/30/2026
Thayer County Memorial Hospital | 120 Park Ave | Hebron | NE | 68370-2019 | Thayer | NE26083 | Active | 270204 | N15270204 | 2015 | Laars | WT - Water Tube Boiler | HWHT - Hot Water Heat | 6/30/2026
Thayer County Memorial Hospital | 120 Park Ave | Hebron | NE | 68370-2019 | Thayer | NE26084 | Active | 269954 | N15269954 | 2015 | Laars | WT - Water Tube Boiler | HWHT - Hot Water Heat | 6/30/2026
Thayer County Memorial Hospital | 120 Park Ave | Hebron | NE | 68370-2019 | Thayer | NE26576 | Active | 423596 | 1605423596 | 2016 | Raypak | CPPH - Ansi Cpr Fin Pool Heater | IPHT - Indoor Pool Heater | 6/30/2026
Thayer County Memorial Hospital | 120 Park Ave | Hebron | NE | 68370-2019 | Thayer | NE26886 | Active | 8735 | 48735 | 2017 | Chromalox | ELBL - Electric Boiler | STER - Sterilizer | 6/30/2026
Grain States Biofuels LLC | 120 Railroad St | Scribner | NE | 68057-3005 | Dodge | NE07463 | Out of Service | 29215 | 07-21980 | 2007 | York Shipley | FT - Firetube Boiler | PROC - Process Steam | 9/30/2016
Paradise Bakery | 120 Regency Pkwy | Omaha | NE | 68114-4396 | Douglas | NE01722 | Scrapped/Junked | 87881 | MED40012556/87881 | 2004 | AOSM | CHWH - ASME/Fired Water Heater | HWSD - Hot Water Dom/Potable | 9/30/2010
Garbo's Salon & Spa | 120 Regency Pkwy Ste 116 | Omaha | NE | 68114-4301 | Douglas | NE09905 | Scrapped/Junked | 52159 | M95805568 | 1995 | STATE INDUSTRIES | CHWH - ASME/Fired Water Heater | HWSD - Hot Water Dom/Potable | 8/31/2009
Garbo's Salon & Spa | 120 Regency Pkwy Ste 116 | Omaha | NE | 68114-4301 | Douglas | NE14835 | Inactive | 83342 | 98342 | 2008 | Bradford White | CHWH - ASME/Fired Water Heater | HWSD - Hot Water Dom/Potable | 5/31/2017
MODERN CLEANERS | 120 W 18th St | Falls City | NE | 68355-2009 | RICHARDSON | NE01107 | Inactive | 462 |  | 1960 | SUPERIOR BOILERWORKS | FT - Firetube Boiler | PROC - Process Steam | 7/31/1995
Schuyler Community School | 120 W 20th St | Schuyler | NE | 68661-1183 | Colfax | NE00745 | Active | 63965 | G99187421 | 1999 | State Industries | CHWH - ASME/Fired Water Heater | HWSD - Hot Water Dom/Potable | 1/31/2025
Schuyler Community School | 120 W 20th St | Schuyler | NE | 68661-1183 | Colfax | NE08377 | Active | 70534 | 001300441 | 2000 | State Industries | CHWH - ASME/Fired Water Heater | HWSD - Hot Water Dom/Potable | 1/31/2025
Schuyler Community School | 120 W 20th St | Schuyler | NE | 68661-1183 | Colfax | NE16725 | Scrapped/Junked |  | 1 | 1991 | STATE INDUSTRIES | AHWH - ANSI/Fired Water Htr | HWSD - Hot Water Dom/Potable | 5/31/2001
Schuyler Community School | 120 W 20th St | Schuyler | NE | 68661-1183 | Colfax | NE16726 | Scrapped/Junked |  |  | 1991 | STATE INDUSTRIES | AHWH - ANSI/Fired Water Htr | HWSD - Hot Water Dom/Potable | 5/31/2001
Schuyler Community School | 120 W 20th St | Schuyler | NE | 68661-1183 | Colfax | NE34851 | Scrapped/Junked | n/a | M7257 | 1964 | Kewanee | FTFB - Firetube-Firebox Boiler | HWHT - Hot Water Heat | 1/31/2023
Schuyler Community School | 120 W 20th St | Schuyler | NE | 68661-1183 | Colfax | NE34852 | Scrapped/Junked | N/A | M7266 | 1964 | Kewanee | FTFB - Firetube-Firebox Boiler | HWHT - Hot Water Heat | 1/31/2021
Schuyler Community School | 120 W 20th St | Schuyler | NE | 68661-1183 | Colfax | NE42161 | Active | 540200 | N1.21.43.00020 | 2021 | Lochinvar | WT - Water Tube Boiler | HWHT - Hot Water Heat | 1/31/2025
Schuyler Community School | 120 W 20th St | Schuyler | NE | 68661-1183 | Colfax | NE42162 | Active | 540199 | N1.21.43.00019 | 2021 | Lochinvar | WT - Water Tube Boiler | HWHT - Hot Water Heat | 1/31/2025
Adfac/Imac | 120 W 2nd St | Orchard | NE | 68764-5054 | Antelope | NE04065 | Active | 6535 | N/A | 1977 | Johnston Boiler Co. | FTSM - FTS Marine Dry Back | PROC - Process Steam | 8/31/2026
OFFICE BUILDING | 120 W 3rd St | Grand Island | NE | 68801-5914 | HALL | NE15626 | Inactive |  |  | 1975 | WEIL MCLAIN |  | STHT - Steam-Heat | 4/30/1999
City Library | 120 W 4th St | North Platte | NE | 69101-3901 | Lincoln | NE10449 | Scrapped/Junked | on 1 | 211 | 1992 | Peerless | CI - Cast Iron | STHT - Steam-Heat | 3/31/2017
City Library | 120 W 4th St | North Platte | NE | 69101-3901 | Lincoln | NE26441 | Active | N/A | 1943525 | 2016 | Slant Fin | CI - Cast Iron | HWHT - Hot Water Heat | 12/31/2026
City Library | 120 W 4th St | North Platte | NE | 69101-3901 | Lincoln | NE26442 | Active | N/A | 1884280 | 2016 | Slant Fin | CI - Cast Iron | HWHT - Hot Water Heat | 12/31/2026
City Library | 120 W 4th St | North Platte | NE | 69101-3901 | Lincoln | NE26443 | Active | N/A | 1884328 | 2016 | Slant Fin | CI - Cast Iron | HWHT - Hot Water Heat | 12/31/2026
LEXINGTON LAUNDRY/DRY CL | 120 W 5th St | Lexington | NE | 68850-1903 | DAWSON | NE16408 | Scrapped/Junked | 25496 |  | 1991 | YORK SHIPLEY | FTSM - FTS Marine Dry Back | PROC - Process Steam | 6/30/2001
LEXINGTON LAUNDRY/DRY CL | 120 W 5th St | Lexington | NE | 68850-1903 | DAWSON | NE18472 | Scrapped/Junked | 23575 |  | 1994 | AO SMITH | CHWH - ASME/Fired Water Heater | HWSD - Hot Water Dom/Potable | 6/30/1999
LEXINGTON LAUNDRY/DRY CL | 120 W 5th St | Lexington | NE | 68850-1903 | DAWSON | NE25552 | Scrapped/Junked | 49862 |  | 1999 | A. O. Smith | CHWH - ASME/Fired Water Heater | HWSD - Hot Water Dom/Potable | 6/30/2001
D & D Laundry | 120 W 5th St | Wahoo | NE | 68066-1852 | Saunders | NE23127 | Inactive | 37090 | J938432 | 1993 | Lochinvar | CPFT - Horiz Cpr Fin Boiler | HWSD - Hot Water Dom/Potable | 8/31/2012
D & D Laundry | 120 W 5th St | Wahoo | NE | 68066-1852 | Saunders | NE23128 | Inactive | 37091 | J938433 | 1993 | Lochinvar | CPFT - Horiz Cpr Fin Boiler | HWSD - Hot Water Dom/Potable | 8/31/2012
Great Plains Health Sports & Therapy | 120 W Leota St | North Platte | NE | 69101-6036 | Lincoln | NE43601 | Active | 10091 | F10616344A | 2023 | Fulton | FTSS - Firetube Stainless Steel | HWHT - Hot Water Heat | 6/30/2026
Great Plains Health Sports & Therapy | 120 W Leota St | North Platte | NE | 69101-6036 | Lincoln | NE43602 | Active | 10092 | F10616345A | 2023 | Fulton | FTSS - Firetube Stainless Steel | HWHT - Hot Water Heat | 6/30/2026
Open Range Beef | 120 W US Highway 20 | Gordon | NE | 69343-1674 | Sheridan | NE25804 | Active | 29329 | 07-22136 | 2007 | York Shipley | FTSM - FTS Marine Dry Back | PROC - Process Steam | 3/31/2026
Open Range Beef | 120 W US Highway 20 | Gordon | NE | 69343-1674 | Sheridan | NE26879 | Scrapped/Junked | 44168 | 10466 | 1992 | Kewanee | FT - Firetube Boiler | PROC - Process Steam | 3/31/2020
Open Range Beef | 120 W US Highway 20 | Gordon | NE | 69343-1674 | Sheridan | NE27578 | Out of Service | 26452 | A48 547W | 1993 | DONLEE Technonogies | FT - Firetube Boiler | PROC - Process Steam | 10/31/2019
Open Range Beef | 120 W US Highway 20 | Gordon | NE | 69343-1674 | Sheridan | NE41145 | Active | 39077 | R7300 | 1985 | Kewanee | FT - Firetube Boiler | PROC - Process Steam | 3/31/2026
Open Range Beef | 120 W US Highway 20 | Gordon | NE | 69343-1674 | Sheridan | NE41603 | Scrapped/Junked | 18307 | T3765-1-2 | 2013 | Cleaver Brooks | FTWB - FTS Marine Wet Back | PROC - Process Steam | 2/15/2023
Northside Elementary School | 1200 14th Ave | Nebraska City | NE | 68410-1217 | Otoe | NE19034 | Scrapped/Junked | 140331 | 14331 | 2009 | State Industries | FTVT - Firetube Vertical TB | HWSD - Hot Water Dom/Potable | 11/30/2010
Northside Elementary School | 1200 14th Ave | Nebraska City | NE | 68410-1217 | Otoe | NE19035 | Active | 140167 | 140167 | 2009 | State Industries | FTVT - Firetube Vertical TB | HWSD - Hot Water Dom/Potable | 6/30/2026
Northside Elementary School | 1200 14th Ave | Nebraska City | NE | 68410-1217 | Otoe | NE19036 | Active | 140170 | 140170 | 2009 | State Industries | FTVT - Firetube Vertical TB | HWSD - Hot Water Dom/Potable | 6/30/2026
Northside Elementary School | 1200 14th Ave | Nebraska City | NE | 68410-1217 | Otoe | NE22779 | Out of Service | 158606 | 158606 | 2011 | State Industries | FTVT - Firetube Vertical TB | HWSD - Hot Water Dom/Potable | 6/30/2015
Milford Elementary School | 1200 1st St | Milford | NE | 68405-8794 | Seward | NE14588 | Scrapped/Junked | 7525 | 3U150 | 1974 | Lochinvar | CPFT - Horiz Cpr Fin Boiler | HWSD - Hot Water Dom/Potable | 8/31/2021
Milford Elementary School | 1200 1st St | Milford | NE | 68405-8794 | Seward | NE32517 | Inactive |  | 7L185 | 1961 | KEWANEE | FT - Firetube Boiler | STHT - Steam-Heat | 8/31/1998
Yutan Jr/Sr High School | 1200 2nd St | Yutan | NE | 68073-3054 | Saunders | NE22511 | Active | NA | 339600830 | 1996 | Dunkirk | CI - Cast Iron | GLYC - Glycol Bldg Heat Sys | 10/31/2026
Yutan Jr/Sr High School | 1200 2nd St | Yutan | NE | 68073-3054 | Saunders | NE22512 | Active | NA | 339600370 | 1996 | Dunkirk | CI - Cast Iron | GLYC - Glycol Bldg Heat Sys | 10/31/2026
Yutan Jr/Sr High School | 1200 2nd St | Yutan | NE | 68073-3054 | Saunders | NE22513 | Active | NA | 339600828 | 1996 | Dunkirk | CI - Cast Iron | GLYC - Glycol Bldg Heat Sys | 10/31/2026
Yutan Jr/Sr High School | 1200 2nd St | Yutan | NE | 68073-3054 | Saunders | NE22514 | Active | NA | 339600826 | 1996 | Dunkirk | CI - Cast Iron | GLYC - Glycol Bldg Heat Sys | 10/31/2026
Yutan Jr/Sr High School | 1200 2nd St | Yutan | NE | 68073-3054 | Saunders | NE22515 | Inactive |  | 339600835 | 1996 | DUNK | CI - Cast Iron | HWHT - Hot Water Heat | 10/31/2006
Yutan Jr/Sr High School | 1200 2nd St | Yutan | NE | 68073-3054 | Saunders | NE22516 | Inactive |  | 339600836 | 1996 | DUNK | CI - Cast Iron | HWHT - Hot Water Heat | 10/31/2006
Yutan Jr/Sr High School | 1200 2nd St | Yutan | NE | 68073-3054 | Saunders | NE22517 | Active | NA | 339600827 | 1996 | Dunkirk | CI - Cast Iron | GLYC - Glycol Bldg Heat Sys | 10/31/2026
Yutan Jr/Sr High School | 1200 2nd St | Yutan | NE | 68073-3054 | Saunders | NE22518 | Active | NA | 339600832 | 1996 | Dunkirk | CI - Cast Iron | GLYC - Glycol Bldg Heat Sys | 10/31/2026
YUTAN JR/SR HIGH SCHOOL | 1200 2nd St | Yutan | NE | 68073-3054 | SAUNDERS | NE22519 | Exempt 1999 LB-66 |  | F92110009 | 1992 | STATE INDUSTRIES | AHWH - ANSI/Fired Water Htr | HWSD - Hot Water Dom/Potable | 8/31/1999
YUTAN JR/SR HIGH SCHOOL | 1200 2nd St | Yutan | NE | 68073-3054 | SAUNDERS | NE22520 | Exempt 1999 LB-66 |  | F92110006 | 1992 | STATE INDUSTRIES | AHWH - ANSI/Fired Water Htr | HWSD - Hot Water Dom/Potable | 8/31/1999
YUTAN JR/SR HIGH SCHOOL | 1200 2nd St | Yutan | NE | 68073-3054 | SAUNDERS | NE22521 | Exempt 1999 LB-66 |  | 0496G01953 | 1996 | RUUD | AHWH - ANSI/Fired Water Htr | HWSD - Hot Water Dom/Potable | 8/31/1999
ARAPAHOE VILLAGE APT | 1200 Arapahoe St | Lincoln | NE | 68502-4581 | LANCASTER | NE10525 | Scrapped/Junked | 38561 | LC970633720964 | 1997 | AO SMITH | CHWH - ASME/Fired Water Heater | HWSD - Hot Water Dom/Potable | 4/30/2005
Ashland-Greenwood Elementary School | 1200 Boyd St | Ashland | NE | 68003-1851 | Saunders | NE15228 | Scrapped/Junked |  |  | 1989 | Weil-Mcclain | CI - Cast Iron | STHT - Steam-Heat | 12/31/2009
Ashland-Greenwood Elementary School | 1200 Boyd St | Ashland | NE | 68003-1851 | Saunders | NE15728 | Active | 16653 | 09F-4560 | 2009 | Aldrich | FTVT - Firetube Vertical TB | GLYC - Glycol Bldg Heat Sys | 11/30/2026
Ashland-Greenwood Elementary School | 1200 Boyd St | Ashland | NE | 68003-1851 | Saunders | NE15729 | Active | 16659 | 09F-4566 | 2009 | Aldrich | FTVT - Firetube Vertical TB | GLYC - Glycol Bldg Heat Sys | 11/30/2026
Ashland-Greenwood Elementary School | 1200 Boyd St | Ashland | NE | 68003-1851 | Saunders | NE15730 | Active | 17634 | 09F-5541 | 2009 | Aldrich | FTVT - Firetube Vertical TB | GLYC - Glycol Bldg Heat Sys | 11/30/2026
Ashland-Greenwood Elementary School | 1200 Boyd St | Ashland | NE | 68003-1851 | Saunders | NE33265 | Inactive |  |  | 1960 | PETRO-PAC | FT - Firetube Boiler | STHT - Steam-Heat | 8/31/1986
West Point-Beemer Jr/Sr High | 1200 E Washington St | West Point | NE | 68788-2505 | Cuming | NE13921 | Scrapped/Junked | 55948 | G08-0548 | 2008 | AERCO INTERNATIONAL | FTVT - Firetube Vertical TB | HWHT - Hot Water Heat | 7/31/2022
West Point-Beemer Jr/Sr High | 1200 E Washington St | West Point | NE | 68788-2505 | Cuming | NE32423 | Scrapped/Junked | na | 8326 | 1973 | Kewanee | FTSM - FTS Marine Dry Back | HWHT - Hot Water Heat | 7/31/2022
West Point-Beemer Jr/Sr High | 1200 E Washington St | West Point | NE | 68788-2505 | Cuming | NE32424 | Scrapped/Junked | na | 8599 | 1973 | Kewanee | FTSM - FTS Marine Dry Back | HWHT - Hot Water Heat | 7/31/2022
West Point-Beemer Jr/Sr High | 1200 E Washington St | West Point | NE | 68788-2505 | Cuming | NE32425 | Out of Service | na | 9349 | 1973 | Kewanee | FTFB - Firetube-Firebox Boiler | HWHT - Hot Water Heat | 7/31/2022
West Point-Beemer Jr/Sr High | 1200 E Washington St | West Point | NE | 68788-2505 | Cuming | NE41511 | Active | 13772 | 20-HE123534520 | 2020 | Riello | WT - Water Tube Boiler | GLYC - Glycol Bldg Heat Sys | 7/31/2026
West Point-Beemer Jr/Sr High | 1200 E Washington St | West Point | NE | 68788-2505 | Cuming | NE41512 | Active | 13720 | 20-HE123014520 | 2020 | Riello | WT - Water Tube Boiler | GLYC - Glycol Bldg Heat Sys | 7/31/2026
West Point-Beemer Jr/Sr High | 1200 E Washington St | West Point | NE | 68788-2505 | Cuming | NE41513 | Active | 14172 | 20-HE127844620 | 2020 | Riello | WT - Water Tube Boiler | GLYC - Glycol Bldg Heat Sys | 7/31/2026
West Point-Beemer Jr/Sr High | 1200 E Washington St | West Point | NE | 68788-2505 | Cuming | NE41514 | Active | 13719 | 20-HE123004520 | 2020 | Riello | WT - Water Tube Boiler | GLYC - Glycol Bldg Heat Sys | 7/31/2026
West Point-Beemer Jr/Sr High | 1200 E Washington St | West Point | NE | 68788-2505 | Cuming | NE41857 | Active | 21021 | 22F-8929 | 2022 | Aldrich | FTHT - Firetube Horizontal | HWDP - Hotwater Heat & Dom Supply | 7/31/2026
West Point-Beemer Jr/Sr High | 1200 E Washington St | West Point | NE | 68788-2505 | Cuming | NE41858 | Active | 21024 | 22F-8932 | 2022 | Aldrich | FTHT - Firetube Horizontal | HWHT - Hot Water Heat | 7/31/2026
West Point-Beemer Jr/Sr High | 1200 E Washington St | West Point | NE | 68788-2505 | Cuming | NE41859 | Active | 21025 | 22F-8933 | 2022 | Aldrich | FTHT - Firetube Horizontal | HWHT - Hot Water Heat | 7/31/2026
Pinnacle Bank | 1200 Golden Gate Dr | Papillion | NE | 68046-2838 | Sarpy | NE13176 | Active | 205087 | A08H00205087 | 2008 | Lochinvar | CPFT - Horiz Cpr Fin Boiler | HWHT - Hot Water Heat | 10/31/2026
Pinnacle Bank | 1200 Golden Gate Dr | Papillion | NE | 68046-2838 | Sarpy | NE16294 | Scrapped/Junked |  | P-1682 | 1974 | KEWANEE | FTFB - Firetube-Firebox Boiler | HWHT - Hot Water Heat | 1/31/2008
Tyson Madison Pork Plant | 1200 Industrial Pkwy | Madison | NE | 68748-6262 | Madison | NE08983 | Active | 7018 | 1 | 1994 | Fes Inc | UFPV - Unfired Pressure Vessel | 0017 - Ammonia Receiver | 12/31/2026
Tyson Madison Pork Plant | 1200 Industrial Pkwy | Madison | NE | 68748-6262 | Madison | NE08984 | Active | 7019 | 2 | 1994 | Fes Inc | UFPV - Unfired Pressure Vessel | 0017 - Ammonia Receiver | 12/31/2026
Tyson Madison Pork Plant | 1200 Industrial Pkwy | Madison | NE | 68748-6262 | Madison | NE14086 | Active | 6396 | 639673 | 1973 | Superior Boiler Works | FTSM - FTS Marine Dry Back | PROC - Process Steam | 6/30/2026
Tyson Madison Pork Plant | 1200 Industrial Pkwy | Madison | NE | 68748-6262 | Madison | NE14087 | Active | 6397 | 6397 | 1973 | Superior Boiler Works | FTSM - FTS Marine Dry Back | PROC - Process Steam | 5/31/2026
Tyson Madison Pork Plant | 1200 Industrial Pkwy | Madison | NE | 68748-6262 | Madison | NE14088 | Active | 6395 | 00 | 1973 | Superior Boiler Works | FTSM - FTS Marine Dry Back | PROC - Process Steam | 4/30/2026
Tyson Madison Pork Plant | 1200 Industrial Pkwy | Madison | NE | 68748-6262 | Madison | NE19099 | Active | 780 | 1 | 1979 | Fes Inc | UFPV - Unfired Pressure Vessel | 0017 - Ammonia Receiver | 3/31/2027
Adams Middle School | 1200 McDonald Rd | North Platte | NE | 69101-6462 | Lincoln | NE08592 | Scrapped/Junked | 74082 | D02-123/15386 | 2002 | State Industries | CHWH - ASME/Fired Water Heater | HWSD - Hot Water Dom/Potable | 12/31/2013
Adams Middle School | 1200 McDonald Rd | North Platte | NE | 69101-6462 | Lincoln | NE15200 | Scrapped/Junked | 41444 | 2202 | 1992 | STATE INDUSTRIES | CHWH - ASME/Fired Water Heater | HWSD - Hot Water Dom/Potable | 6/30/2002
Adams Middle School | 1200 McDonald Rd | North Platte | NE | 69101-6462 | Lincoln | NE16984 | Scrapped/Junked | 27503 | 88962 | 1994 | AOSM | CHWH - ASME/Fired Water Heater | HWSD - Hot Water Dom/Potable | 12/31/2022
Adams Middle School | 1200 McDonald Rd | North Platte | NE | 69101-6462 | Lincoln | NE16985 | Scrapped/Junked | 26793 | 8472 | 1994 | AOSM | CHWH - ASME/Fired Water Heater | HWSD - Hot Water Dom/Potable | 12/31/2022
Adams Middle School | 1200 McDonald Rd | North Platte | NE | 69101-6462 | Lincoln | NE24531 | Active | 180976 | 180976 | 2013 | AO SMITH | CHWH - ASME/Fired Water Heater | HWSD - Hot Water Dom/Potable | 12/31/2026
Adams Middle School | 1200 McDonald Rd | North Platte | NE | 69101-6462 | Lincoln | NE33611 | Active | 29182 | P6152 | 1977 | Kewanee | FTFB - Firetube-Firebox Boiler | HWHT - Hot Water Heat | 12/31/2026
Adams Middle School | 1200 McDonald Rd | North Platte | NE | 69101-6462 | Lincoln | NE34414 | Active | 29132 | P4868 | 1977 | Kewanee | FTFB - Firetube-Firebox Boiler | HWHT - Hot Water Heat | 12/31/2026
Charles Schwab Field | 1200 Mike Fahey St | Omaha | NE | 68102-4706 | Douglas | NE19449 | Active | 128981 | 0210128981 | 2010 | PVI Industries | CHWH - ASME/Fired Water Heater | HWSD - Hot Water Dom/Potable | 9/30/2026
Charles Schwab Field | 1200 Mike Fahey St | Omaha | NE | 68102-4706 | Douglas | NE19450 | Active | 130519 | 0810130419 | 2010 | PVI Industries | CHWH - ASME/Fired Water Heater | HWSD - Hot Water Dom/Potable | 9/30/2026
Charles Schwab Field | 1200 Mike Fahey St | Omaha | NE | 68102-4706 | Douglas | NE19451 | Active | 130418 | 0810130418 | 2010 | PVI Industries | CHWH - ASME/Fired Water Heater | HWSD - Hot Water Dom/Potable | 9/30/2026
Charles Schwab Field | 1200 Mike Fahey St | Omaha | NE | 68102-4706 | Douglas | NE19452 | Active | 129029 | 02101229029 | 2010 | PVI Industries | CHWH - ASME/Fired Water Heater | HWSD - Hot Water Dom/Potable | 9/30/2026
Charles Schwab Field | 1200 Mike Fahey St | Omaha | NE | 68102-4706 | Douglas | NE19453 | Active | 129027 | 0210129027 | 2010 | PVI Industries | CHWH - ASME/Fired Water Heater | HWSD - Hot Water Dom/Potable | 9/30/2026
Charles Schwab Field | 1200 Mike Fahey St | Omaha | NE | 68102-4706 | Douglas | NE19454 | Active | 129028 | 0210129028 | 2010 | PVI Industries | CHWH - ASME/Fired Water Heater | HWSD - Hot Water Dom/Potable | 9/30/2026
Charles Schwab Field | 1200 Mike Fahey St | Omaha | NE | 68102-4706 | Douglas | NE19455 | Active | 128982 | 0210128982 | 2010 | PVI Industries | CHWH - ASME/Fired Water Heater | HWSD - Hot Water Dom/Potable | 9/30/2026
Trinity Lutheran School-BMIC#416706 | 1200 N 56th St | Lincoln | NE | 68504-3253 | Lancaster | NE25580 | Active | 133625 | 14.PGT550.54.0066 | 2015 | Lochinvar | WTSS - Watertube SS Steel | HWHT - Hot Water Heat | 1/31/2027
Trinity Lutheran School-BMIC#416706 | 1200 N 56th St | Lincoln | NE | 68504-3253 | Lancaster | NE25581 | Active | 133645 | 14.PGT550.54.0107 | 2015 | Lochinvar | WTSS - Watertube SS Steel | HWHT - Hot Water Heat | 1/31/2027
Trinity Lutheran School-BMIC#416706 | 1200 N 56th St | Lincoln | NE | 68504-3253 | Lancaster | NE32653 | Scrapped/Junked | n/a | M3170 | 1962 | Kewanee | FTFB - Firetube-Firebox Boiler | HWHT - Hot Water Heat | 10/31/2015
Old York Middle School | 1200 N East Ave | York | NE | 68467-1953 | York | NE02536 | Inactive | 101263 | 101263/URNG0804G0068 | 2004 | Rheem | CHWH - ASME/Fired Water Heater | HWSD - Hot Water Dom/Potable | 6/30/2010
Old York Middle School | 1200 N East Ave | York | NE | 68467-1953 | York | NE20006 | Exempt 1999 LB-66 |  | 0180-0404488 | 1980 | RHEEM MANUFACTURING CO | AHWH - ANSI/Fired Water Htr | HWSD - Hot Water Dom/Potable | 6/30/2000
Old York Middle School | 1200 N East Ave | York | NE | 68467-1953 | York | NE31487 | Inactive | n/a | 66845 | 1961 | Kewanee | FT - Firetube Boiler | STHT - Steam-Heat | 6/30/2010
Old York Middle School | 1200 N East Ave | York | NE | 68467-1953 | York | NE31488 | Inactive | n/a | L6847 | 1961 | Kewanee | FT - Firetube Boiler | STHT - Steam-Heat | 6/30/2010
Old York Middle School | 1200 N East Ave | York | NE | 68467-1953 | York | NE34492 | Scrapped/Junked | 11888 |  | 1974 | MARKET FORGE INDUSTRIES | FT - Firetube Boiler | 0021 - Steam Supp Cooker/Kettle | 6/30/2000
Old York Middle School | 1200 N East Ave | York | NE | 68467-1953 | York | NE34685 | Scrapped/Junked | 31165 |  | 1965 | DAY & NIGHT | CHWH - ASME/Fired Water Heater | HWSD - Hot Water Dom/Potable | 6/30/2005
LINDEN SQUARE APARTMENTS | 1200 N L St | Fremont | NE | 68025-4091 | DODGE | NE12385 | Inactive | 6130/6063 | 6130/6063 | 2003 | HEAT TRANSFER PRODUCTS IN | COMD - Coil Boiler/Modular Ins | HWHT - Hot Water Heat | 1/31/2008
LINDEN SQUARE APARTMENTS | 1200 N L St | Fremont | NE | 68025-4091 | DODGE | NE12386 | Scrapped/Junked | 6063 | 6063 | 2003 | HEAT TRANSFER PRODUCTS IN | COMD - Coil Boiler/Modular Ins | HWHT - Hot Water Heat | 1/31/2005
The Atrium Building | 1200 N St | Lincoln | NE | 68508-2006 | Lancaster | NE15426 | Inactive | 4360 |  | 1976 | FERRO METAL | FT - Firetube Boiler | STHT - Steam-Heat | 10/31/1997
The Atrium Building | 1200 N St | Lincoln | NE | 68508-2006 | Lancaster | NE18811 | Active | 9083 | 97E-6096 | 1996 | Aldrich | FTFB - Firetube-Firebox Boiler | STHT - Steam-Heat | 12/31/2025
The Atrium Building | 1200 N St | Lincoln | NE | 68508-2006 | Lancaster | NE18812 | Active | 9081 | 97E-6091 | 1996 | Aldrich | FTFB - Firetube-Firebox Boiler | STHT - Steam-Heat | 12/31/2026
The Atrium Building | 1200 N St | Lincoln | NE | 68508-2006 | Lancaster | NE42088 | Active | 365617 | 21365617 | 2021 | Lochinvar | FTVT - Firetube Vertical TB | HWHT - Hot Water Heat | 1/31/2025
The Atrium Building | 1200 N St | Lincoln | NE | 68508-2006 | Lancaster | NE42089 | Active | 365618 | 21365618 | 2021 | Lochinvar | FTVT - Firetube Vertical TB | HWHT - Hot Water Heat | 1/31/2025
The Atrium Building | 1200 N St | Lincoln | NE | 68508-2006 | Lancaster | NE42090 | Active | 365955 | 21365955 | 2021 | Lochinvar | FTVT - Firetube Vertical TB | HWHT - Hot Water Heat | 1/31/2025
LINCOLN ELECTRIC SYSTEM | 1200 N St | Lincoln | NE | 68508-2006 | LANCASTER | NE03667 | Scrapped/Junked | 29798 |  | 1977 | KEWANEE | FT - Firetube Boiler | STHT - Steam-Heat | 9/30/1986
Providence Medical Center | 1200 Providence Rd | Wayne | NE | 68787-1212 | Wayne | NE10272 | Active | 68 | FB200-15-2M | 2002 | HURS | FTFB - Firetube-Firebox Boiler | STHT - Steam-Heat | 4/30/2026
Providence Medical Center | 1200 Providence Rd | Wayne | NE | 68787-1212 | Wayne | NE10273 | Active | 69 | FB200-15-3M | 2002 | HURST | FTFB - Firetube-Firebox Boiler | STHT - Steam-Heat | 4/30/2026
Providence Medical Center | 1200 Providence Rd | Wayne | NE | 68787-1212 | Wayne | NE10274 | Active | 67 | FB200-15-1M | 2002 | Hurst | FTFB - Firetube-Firebox Boiler | STHT - Steam-Heat | 4/30/2026
Providence Medical Center | 1200 Providence Rd | Wayne | NE | 68787-1212 | Wayne | NE10275 | Out of Service | 16478 | 26478 | 1986 | AMSC | ELBL - Electric Boiler | 0020 - Supp to Sterlizer/Autoclave | 4/30/2016
Providence Medical Center | 1200 Providence Rd | Wayne | NE | 68787-1212 | Wayne | NE26945 | Active | 6324 | 46324 | 2014 | Chromalox | ELBL - Electric Boiler | 0020 - Supp to Sterlizer/Autoclave | 4/30/2026
Providence Medical Center | 1200 Providence Rd | Wayne | NE | 68787-1212 | Wayne | NE26946 | Active | 6252 | 46252 | 2014 | Chromalox | ELBL - Electric Boiler | 0020 - Supp to Sterlizer/Autoclave | 4/30/2026
Providence Medical Center | 1200 Providence Rd | Wayne | NE | 68787-1212 | Wayne | NE42029 | Active | 25052 | FB200-15/30W-137 | 2021 | Hurst | FTHT - Firetube Horizontal | STHT - Steam-Heat | 4/30/2026
Lancaster County Juvenile | 1200 Radcliff St | Lincoln | NE | 68512-2506 | Lancaster | NE08726 | Active | 10863 | 00E-8611 | 2000 | ALES | FTVT - Firetube Vertical TB | HWHT - Hot Water Heat | 9/30/2026
Lancaster County Juvenile | 1200 Radcliff St | Lincoln | NE | 68512-2506 | Lancaster | NE08727 | Active | 10865 | 00E-8613 | 2000 | ALES | FTVT - Firetube Vertical TB | GLYC - Glycol Bldg Heat Sys | 9/30/2026
Lancaster County Juvenile | 1200 Radcliff St | Lincoln | NE | 68512-2506 | Lancaster | NE08728 | Active | 10866 | 00E-8614 | 2000 | ALES | FTVT - Firetube Vertical TB | GLYC - Glycol Bldg Heat Sys | 9/30/2026
Lancaster County Juvenile | 1200 Radcliff St | Lincoln | NE | 68512-2506 | Lancaster | NE08729 | Active | 10867 | 00E-8615 | 2000 | ALES | FTVT - Firetube Vertical TB | GLYC - Glycol Bldg Heat Sys | 9/30/2026
Lancaster County Juvenile | 1200 Radcliff St | Lincoln | NE | 68512-2506 | Lancaster | NE08730 | Active | 171318 | 0006171318 | 2000 | Raypak | CPFH - Copper Fin Water Heater | HWSD - Hot Water Dom/Potable | 9/30/2026
Lancaster County Juvenile | 1200 Radcliff St | Lincoln | NE | 68512-2506 | Lancaster | NE08731 | Active | 170235 | 0005170235 | 2000 | Raypak | CPFH - Copper Fin Water Heater | HWSD - Hot Water Dom/Potable | 9/30/2026
Central Catholic High | 1200 Ruby Ave | Grand Island | NE | 68803-3746 | Hall | NE01841 | Scrapped/Junked | 40680 | G04-0475 | 2004 | Aerco International | FTCH - Firetube Coil Htxchn | HWHT - Hot Water Heat | 1/31/2022
Central Catholic High | 1200 Ruby Ave | Grand Island | NE | 68803-3746 | Hall | NE01842 | Scrapped/Junked | 40632 | G04-0474 | 2004 | Aerco International | FTVT - Firetube Vertical TB | HWHT - Hot Water Heat | 1/31/2026
Central Catholic High | 1200 Ruby Ave | Grand Island | NE | 68803-3746 | Hall | NE01843 | Scrapped/Junked | 40631 | G04-0473 | 2004 | Aerco International | FTVT - Firetube Vertical TB | HWHT - Hot Water Heat | 1/31/2025
Central Catholic High | 1200 Ruby Ave | Grand Island | NE | 68803-3746 | Hall | NE05931 | Out of Service | 14806 | B040429 | 2004 | PREC | ELBL - Electric Boiler | GLYC - Glycol Bldg Heat Sys | 1/31/2016
Central Catholic High | 1200 Ruby Ave | Grand Island | NE | 68803-3746 | Hall | NE15272 | Inactive |  | 4118830 | 1984 | AO SMITH | AHWH - ANSI/Fired Water Htr | HWSD - Hot Water Dom/Potable | 7/31/1996
Central Catholic High | 1200 Ruby Ave | Grand Island | NE | 68803-3746 | Hall | NE19193 | Scrapped/Junked | 27960 |  | 1995 | AO SMITH | CHWH - ASME/Fired Water Heater | HWSD - Hot Water Dom/Potable | 7/31/2000
Central Catholic High | 1200 Ruby Ave | Grand Island | NE | 68803-3746 | Hall | NE31555 | Scrapped/Junked | 5995 | 9488 | 1956 | CYCLOTHERM | FT - Firetube Boiler | STHT - Steam-Heat | 7/31/2004
Central Catholic High | 1200 Ruby Ave | Grand Island | NE | 68803-3746 | Hall | NE31556 | Scrapped/Junked | 5989 |  | 1956 | CYCLOTHERM | FT - Firetube Boiler | STHT - Steam-Heat | 7/31/2004
Central Catholic High | 1200 Ruby Ave | Grand Island | NE | 68803-3746 | Hall | NE41182 | Scrapped/Junked | 515739 | D120200231 | 2019 | Sermeta | COBL - Coil Type Boiler | HWSD - Hot Water Dom/Potable | 1/31/2026
Central Catholic High | 1200 Ruby Ave | Grand Island | NE | 68803-3746 | Hall | NE42681 | Active | 10491 | 20-HE090770620 | 2020 | RIELLO | FTVT - Firetube Vertical TB | HWHT - Hot Water Heat | 1/31/2027
Central Catholic High | 1200 Ruby Ave | Grand Island | NE | 68803-3746 | Hall | NE42682 | Active | 10487 | 20-HE090730620 | 2020 | RIELLO | FTVT - Firetube Vertical TB | HWHT - Hot Water Heat | 1/31/2027
Central Catholic High | 1200 Ruby Ave | Grand Island | NE | 68803-3746 | Hall | NE43873 | Active | 636023 | D1.25.11.00084 | 2025 | Lochinvar | FTSS - Firetube Stainless Steel | HWSD - Hot Water Dom/Potable | 1/31/2026
Central Catholic High | 1200 Ruby Ave | Grand Island | NE | 68803-3746 | Hall | NE43874 | Active | 101591 | G-25-1676 | 2025 | Aerco | FTVT - Firetube Vertical TB | HWHT - Hot Water Heat | 1/31/2027
Central Catholic High | 1200 Ruby Ave | Grand Island | NE | 68803-3746 | Hall | NE43875 | Active | 101588 | G-25-1673 | 2025 | Aerco | FTVT - Firetube Vertical TB | HWHT - Hot Water Heat | 1/31/2027
Parkview Center | 1200 S 8th St | Beatrice | NE | 68310-4944 | Gage | NE11958 | Inactive | 120153 |  | 1986 | COLUMBIA BOILER CO | FT - Firetube Boiler | STHT - Steam-Heat | 11/30/2004
Parkview Center | 1200 S 8th St | Beatrice | NE | 68310-4944 | Gage | NE15253 | Out of Service | 21256 | 21256 | 1968 | Kewanee | FT - Firetube Boiler | BSUP - Bldg Heat & Process | 10/31/2018
Parkview Center | 1200 S 8th St | Beatrice | NE | 68310-4944 | Gage | NE15254 | Out of Service | 21192 | 21192 | 1968 | KEWA | FT - Firetube Boiler | BSUP - Bldg Heat & Process | 10/31/2018
Parkview Center | 1200 S 8th St | Beatrice | NE | 68310-4944 | Gage | NE15255 | Inactive | 21191 | 21191 | 1968 | KEWANEE | FT - Firetube Boiler | BSUP - Bldg Heat & Process | 10/31/2006
Parkview Center | 1200 S 8th St | Beatrice | NE | 68310-4944 | Gage | NE27951 | Active | 319328 | 125509 | 2018 | Trinity | FTVT - Firetube Vertical TB | HWHT - Hot Water Heat | 2/28/2026
Parkview Center | 1200 S 8th St | Beatrice | NE | 68310-4944 | Gage | NE27952 | Active | 321581 | 122839 | 2018 | Trinity | FTVT - Firetube Vertical TB | HWHT - Hot Water Heat | 2/28/2025
Buffalo Bill Manor | 1200 S Oak St | North Platte | NE | 69101-6516 | Lincoln | NE01613 | Out of Service | 68285 | G00-419827 | 2000 | STAT | CHWH - ASME/Fired Water Heater | HWSD - Hot Water Dom/Potable | 4/30/2024
Buffalo Bill Manor | 1200 S Oak St | North Platte | NE | 69101-6516 | Lincoln | NE01614 | Scrapped/Junked |  | L86214338 | 1986 | STATE INDUSTRIES | AHWH - ANSI/Fired Water Htr | HWSD - Hot Water Dom/Potable | 6/30/2007
Buffalo Bill Manor | 1200 S Oak St | North Platte | NE | 69101-6516 | Lincoln | NE09076 | Scrapped/Junked | 106169 | F06MOO7360 | 2006 | STAT | CHWH - ASME/Fired Water Heater | HWSD - Hot Water Dom/Potable | 4/30/2014
LEE DAVIDSON | 1200 SW 128TH ST | DENTON | NE | 68339 | LANCASTER | NE00269 | Inactive |  | 34729IA | 1916 | NICHOLS-SHEPARD | HOBB - Hobby/Antique Boiler | 0024 - Antique Steam Tractor | 1/1/1900
DEVONSHIRE APARTMENTS | 1200 W 3rd St | Hastings | NE | 68901-4980 | ADAMS | NE04192 | Inactive |  |  | 1925 | AMERICAN RADIATOR |  | STHT - Steam-Heat | 11/30/1999
St Catherine's Apartments | 1200 W 4Th St | Mccook | NE | 69001-2599 | Red Willow | NE10308 | Out of Service |  | G0033117 | 2000 | SLAN | CI - Cast Iron | HWHT - Hot Water Heat | 2/28/2010
St Catherine's Apartments | 1200 W 4Th St | Mccook | NE | 69001-2599 | Red Willow | NE10309 | Out of Service |  | G0033119 | 2000 | SLAN | CI - Cast Iron | HWHT - Hot Water Heat | 2/28/2010
St Catherine's Apartments | 1200 W 4Th St | Mccook | NE | 69001-2599 | Red Willow | NE10310 | Out of Service |  | G0033118 | 2000 | SLAN | CI - Cast Iron | HWHT - Hot Water Heat | 2/28/2010
St Catherine's Apartments | 1200 W 4Th St | Mccook | NE | 69001-2599 | Red Willow | NE18167 | Inactive |  | HSB77486 | 1940 | KEWANEE | FTLO - Firetube Locomotive Type | HWHT - Hot Water Heat | 11/30/2000
St Catherine's Apartments | 1200 W 4Th St | Mccook | NE | 69001-2599 | Red Willow | NE20279 | Exempt 1999 LB-66 |  | 9007 | 1995 | STATE INDUSTRIES | AHWH - ANSI/Fired Water Htr | HWSD - Hot Water Dom/Potable | 11/30/1999
St Catherine's Apartments | 1200 W 4Th St | Mccook | NE | 69001-2599 | Red Willow | NE20280 | Exempt 1999 LB-66 |  | 9007 | 1994 | STATE INDUSTRIES | AHWH - ANSI/Fired Water Htr | HWSD - Hot Water Dom/Potable | 11/30/1999
St Catherine's Apartments | 1200 W 4Th St | Mccook | NE | 69001-2599 | Red Willow | NE20281 | Exempt 1999 LB-66 |  | 9007 | 1996 | AO SMITH | AHWH - ANSI/Fired Water Htr | HWSD - Hot Water Dom/Potable | 11/30/1999
JANTZEN INC | 1200 W Commerce Way | Lincoln | NE | 68521-3645 | LANCASTER | NE13883 | Inactive | 7531 |  | 1973 | COATES | ELBL - Electric Boiler | PROC - Process Steam | 11/30/1990
BEST WESTERN AIRPORT | 1200 W CORNHUSKER HWY | LINCOLN | NE | 68521 | LANCASTER | NE16397 | Inactive |  | 1088402147 | 1988 | RUUD | AHWH - ANSI/Fired Water Htr | HWSD - Hot Water Dom/Potable | 6/30/1999
Belleaire Elementary | 1200 W Mission Ave | Bellevue | NE | 68005-3950 | Sarpy | NE08851 | Scrapped/Junked | 9479 | LPE-200-15-45 | 2001 | Hurst | FTWB - FTS Marine Wet Back | STHT - Steam-Heat | 7/31/2019
Belleaire Elementary | 1200 W Mission Ave | Bellevue | NE | 68005-3950 | Sarpy | NE09750 | Scrapped/Junked | 9480 | LPE2001546 | 2001 | Hurst | FTWB - FTS Marine Wet Back | STHT - Steam-Heat | 7/31/2019
Belleaire Elementary | 1200 W Mission Ave | Bellevue | NE | 68005-3950 | Sarpy | NE32051 | Scrapped/Junked |  | E5969 | 1952 | Kewannee | FT - Firetube Boiler | STHT - Steam-Heat | 7/31/2002
Belleaire Elementary | 1200 W Mission Ave | Bellevue | NE | 68005-3950 | Sarpy | NE32052 | Scrapped/Junked |  | 7L79 | 1952 | KEWANEE | FTFB - Firetube-Firebox Boiler | STHT - Steam-Heat | 7/31/1989
Belleaire Elementary | 1200 W Mission Ave | Bellevue | NE | 68005-3950 | Sarpy | NE33523 | Scrapped/Junked |  | N3713 | 1967 | KEWANEE | FTFB - Firetube-Firebox Boiler | STHT - Steam-Heat | 7/31/2001
Lumen | 1201 Farnam St | Omaha | NE | 68102-1837 | Douglas | NE16829 | Scrapped/Junked | 43095 | 96859 | 1990 | Kewanee | FTFB - Firetube-Firebox Boiler | STHT - Steam-Heat | 12/31/2021
Lumen | 1201 Farnam St | Omaha | NE | 68102-1837 | Douglas | NE16830 | Scrapped/Junked | 43036 | 96576 | 1990 | Kewanee | FTFB - Firetube-Firebox Boiler | STHT - Steam-Heat | 12/31/2021
Lumen | 1201 Farnam St | Omaha | NE | 68102-1837 | Douglas | NE42731 | Active | 393299 | 22393299 | 2022 | Lochinvar | FTVT - Firetube Vertical TB | HWHT - Hot Water Heat | 7/31/2025
Lumen | 1201 Farnam St | Omaha | NE | 68102-1837 | Douglas | NE42732 | Active | 393298 | 22393298 | 2022 | Lochinvar | FTVT - Firetube Vertical TB | HWHT - Hot Water Heat | 7/31/2025
Lumen | 1201 Farnam St | Omaha | NE | 68102-1837 | Douglas | NE42733 | Active | 393296 | 22393296 | 2022 | Lochinvar | FTVT - Firetube Vertical TB | HWHT - Hot Water Heat | 7/31/2025
Chap Elementary School | 1201 Gregg Rd | Bellevue | NE | 68005-4964 | Sarpy | NE32190 | Scrapped/Junked | n/a | 0-5671 | 1971 | Kewanee | FTFB - Firetube-Firebox Boiler | HWHT - Hot Water Heat | 7/31/2021
MID AMERICA DAIRYMEN | 1201 Industrial Ave | North Platte | NE | 69101-7712 | LINCOLN | NE13235 | Inactive | 34258 |  | 1979 | PM LATTNER MFR COMPANY | FT - Firetube Boiler | PROC - Process Steam | 11/30/1996
Century House | 1201 Lincoln Mall | Lincoln | NE | 68508-2822 | Lancaster | NE15736 | Active | 17683 | 09F-5590 | 2009 | Aldrich | FTVT - Firetube Vertical TB | HWHT - Hot Water Heat | 10/31/2026
Century House | 1201 Lincoln Mall | Lincoln | NE | 68508-2822 | Lancaster | NE15737 | Active | 17684 | 09F-5591 | 2009 | Aldrich | FTVT - Firetube Vertical TB | HWHT - Hot Water Heat | 10/31/2026
Century House | 1201 Lincoln Mall | Lincoln | NE | 68508-2822 | Lancaster | NE37631 | Scrapped/Junked |  | 8345 | 1964 | KEWA | FTFB - Firetube-Firebox Boiler | HWHT - Hot Water Heat | 9/30/2009
Century House | 1201 Lincoln Mall | Lincoln | NE | 68508-2822 | Lancaster | NE37633 | Scrapped/Junked |  | M187010479 | 1988 | AO SMITH | AHWH - ANSI/Fired Water Htr | HWSD - Hot Water Dom/Potable | 7/31/1998
Westway Feed Products LLC | 1201 M St | Omaha | NE | 68107-3017 | Douglas | NE11234 | Scrapped/Junked | 22552 | 22552 | 1961 | Orr-Sembower | FTSM - FTS Marine Dry Back | PROC - Process Steam | 8/31/2011
Westway Feed Products LLC | 1201 M St | Omaha | NE | 68107-3017 | Douglas | NE11235 | Scrapped/Junked | 22457 | 22457 | 1960 | Orr-Sembower | FTSM - FTS Marine Dry Back | PROC - Process Steam | 8/31/2011
Westway Feed Products LLC | 1201 M St | Omaha | NE | 68107-3017 | Douglas | NE22738 | Active | 27122 | P4236 | 1975 | Kewanee | FTSM - FTS Marine Dry Back | PROC - Process Steam | 7/31/2025
Pacific Garden Apartments | 1201 Marbee Dr Unit #26 Apt 03 | Omaha | NE | 68124-1548 | Douglas | NE07317 | Inactive | n/a | 64827007 | 2005 | Burnham | CI - Cast Iron | HWHT - Hot Water Heat | 11/30/2012
Pacific Garden Apartments | 1201 Marbee Dr Unit #26 Apt 03 | Omaha | NE | 68124-1548 | Douglas | NE14509 | Scrapped/Junked |  |  | 1956 | NATIONAL CRANE |  | HWHT - Hot Water Heat | 11/30/2005
Lexington Regional Health Center | 1201 N Erie St | Lexington | NE | 68850-1560 | Dawson | NE01651 | Active | 20104 | 28087 | 2003 | STER | ELBL - Electric Boiler | 0020 - Supp to Sterlizer/Autoclave | 8/31/2026
Lexington Regional Health Center | 1201 N Erie St | Lexington | NE | 68850-1560 | Dawson | NE01652 | Active | 111 | 28088 | 2003 | OGDE | ELBL - Electric Boiler | 0020 - Supp to Sterlizer/Autoclave | 8/31/2026
Lexington Regional Health Center | 1201 N Erie St | Lexington | NE | 68850-1560 | Dawson | NE04497 | Active | 9883 | P-1445 | 1974 | KEWA | FTSM - FTS Marine Dry Back | STHT - Steam-Heat | 8/31/2026
Lexington Regional Health Center | 1201 N Erie St | Lexington | NE | 68850-1560 | Dawson | NE26455 | Active | 1814 | A 2814 | 2015 | Unilux | WT - Water Tube Boiler | HWHT - Hot Water Heat | 8/31/2026
Lexington Regional Health Center | 1201 N Erie St | Lexington | NE | 68850-1560 | Dawson | NE26456 | Active | 1813 | A 2813 | 2015 | Unilux | WT - Water Tube Boiler | HWHT - Hot Water Heat | 8/31/2026
Lexington Regional Health Center | 1201 N Erie St | Lexington | NE | 68850-1560 | Dawson | NE27056 | Active | 7023 | 47023 | 2015 | STER | ELBL - Electric Boiler | PROC - Process Steam | 8/31/2026
Lexington Regional Health Center | 1201 N Erie St | Lexington | NE | 68850-1560 | Dawson | NE27057 | Active | 7024 | 47024 | 2015 | STER | ELBL - Electric Boiler | PROC - Process Steam | 8/31/2026
Lexington Regional Health Center | 1201 N Erie St | Lexington | NE | 68850-1560 | Dawson | NE34164 | Active | 9983 | P-1446 | 1974 | Kewanee | FTSM - FTS Marine Dry Back | STHT - Steam-Heat | 8/31/2026
Lexington Regional Health Center | 1201 N Erie St | Lexington | NE | 68850-1560 | Dawson | NE34166 | Scrapped/Junked | 26479 | 26479 | 1986 | AMSCO | ELBL - Electric Boiler | 0020 - Supp to Sterlizer/Autoclave | 9/30/2004
1221 Tower LLC | 1201 N St | Lincoln | NE | 68508-2008 | Lancaster | NE24974 | Active | 6407 | 101419979 | 2014 | CAMUS | VTWT - Vert Watertube | HWHT - Hot Water Heat | 1/31/2027
1221 Tower LLC | 1201 N St | Lincoln | NE | 68508-2008 | Lancaster | NE24975 | Active | 6408 | 101419980 | 2014 | CAMUS | VTWT - Vert Watertube | HWHT - Hot Water Heat | 1/31/2027
1221 Tower LLC | 1201 N St | Lincoln | NE | 68508-2008 | Lancaster | NE25292 | Active | 6614 | 021520594 | 2015 | CAMUS | FTVT - Firetube Vertical TB | HWHT - Hot Water Heat | 1/31/2027
1221 Tower LLC | 1201 N St | Lincoln | NE | 68508-2008 | Lancaster | NE30615 | Scrapped/Junked | N/A | 02222 | 1970 | Kewanee | FTFB - Firetube-Firebox Boiler | STHT - Steam-Heat | 1/31/2015
1221 Tower LLC | 1201 N St | Lincoln | NE | 68508-2008 | Lancaster | NE37221 | Scrapped/Junked | N/A | O-2221 | 1970 | Kewanee | FTFB - Firetube-Firebox Boiler | STHT - Steam-Heat | 1/31/2015
MAGEES DEVELOPMENT | 1201 O St | Lincoln | NE | 68508-1420 | LANCASTER | NE05151 | Inactive | 34596 |  | 1980 | PM LATTNER MFR COMPANY | FT - Firetube Boiler | PROC - Process Steam | 10/31/1992
MAGEES DEVELOPMENT | 1201 O St | Lincoln | NE | 68508-1420 | LANCASTER | NE10005 | Inactive | 14251 |  | 1946 | KISCO | FT - Firetube Boiler | PROC - Process Steam | 10/31/1990
MAGEES DEVELOPMENT | 1201 O St | Lincoln | NE | 68508-1420 | LANCASTER | NE30616 | Scrapped/Junked |  |  | 1993 | PEERLESS HEATER COMPANY |  | STHT - Steam-Heat | 4/30/2003
Norfolk Country Inn & Suites | 1201 S 13th St | Norfolk | NE | 68701-5772 | Madison | NE11362 | Exempt |  | C02PA0483 | 2002 | WATERPIK TECH/TELE LAARS | CPFT - Horiz Cpr Fin Boiler | IPHT - Indoor Pool Heater | 1/1/1900
Norfolk Country Inn & Suites | 1201 S 13th St | Norfolk | NE | 68701-5772 | Madison | NE18137 | Scrapped/Junked | 7633 | 94-S-B0095 | 1994 | AOSM | CPFH - Copper Fin Water Heater | HWSD - Hot Water Dom/Potable | 6/30/2018
Norfolk Country Inn & Suites | 1201 S 13th St | Norfolk | NE | 68701-5772 | Madison | NE18138 | Scrapped/Junked | 7632 | 94-S-B0094 | 1994 | AOSM | CPFH - Copper Fin Water Heater | HWSD - Hot Water Dom/Potable | 6/30/2018
Norfolk Country Inn & Suites | 1201 S 13th St | Norfolk | NE | 68701-5772 | Madison | NE18139 | Scrapped/Junked |  | F93PF2857 | 1993 | TELEDYNE LAARS | WT - Water Tube Boiler | HWSD - Hot Water Dom/Potable | 7/31/2003
Norfolk Country Inn & Suites | 1201 S 13th St | Norfolk | NE | 68701-5772 | Madison | NE26025 | Inactive | 376374 | 1404376374 | 2014 | Raypak | CPFH - Copper Fin Water Heater | OPHT - Outdoor Pool Heater | 6/30/2017
Demarco Brothers Marble & | 1201 S 16th St | Omaha | NE | 68108-3626 | Douglas | NE05628 | Out of Service | 7897 | 94-E4150 | 1994 | ALDR | FTFB - Firetube-Firebox Boiler | STHT - Steam-Heat | 9/30/2010
JOHNSON COMPANY | 1201 S 4th St | Omaha | NE | 68108-3339 | Douglas | NE12761 | Inactive | 1635 |  | 1979 | BROTHERS | FT - Firetube Boiler | PHPS - Portable High PSI Steam | 3/31/1992
JOHNSON COMPANY | 1201 S 4th St | Omaha | NE | 68108-3339 | Douglas | NE12762 | Inactive | 46889 | G-12932N4 | 1979 | CLEAVER BROOKS | WT - Water Tube Boiler | 0030 - Portable HPS Boiler | 6/30/2003
JOHNSON COMPANY | 1201 S 4th St | Omaha | NE | 68108-3339 | Douglas | NE12821 | Inactive | 21339 |  | 1962 | KEWANEE | FTSM - FTS Marine Dry Back | 0030 - Portable HPS Boiler | 3/31/1994
JOHNSON COMPANY | 1201 S 4th St | Omaha | NE | 68108-3339 | Douglas | NE13508 | Inactive | 4497 |  | 1975 | WILLIAMS & DAVIS BOILERS | FT - Firetube Boiler | 0030 - Portable HPS Boiler | 3/31/1997
First Christian Church | 1201 Sheridan Dr | Hastings | NE | 68901-2846 | Adams | NE00251 | Scrapped/Junked |  | 101590 | 1971 | SLANT FIN |  | HWHT - Hot Water Heat | 3/31/2003
First Christian Church | 1201 Sheridan Dr | Hastings | NE | 68901-2846 | Adams | NE00252 | Scrapped/Junked | N/A | 101585 | 1971 | SLAN | CI - Cast Iron | HWHT - Hot Water Heat | 3/31/2004
SOUTHEAST NE YOUTH SERV | 1201 W 4th St | McCook | NE | 69001-2545 | RED WILLOW | NE17117 | Inactive |  | 399200880 | 1992 | DUNKIRK RADIATOR |  | STHT - Steam-Heat | 5/31/2004
ECONOMY 9 | 1201 W Highway 20 | Chadron | NE | 69337-2290 | DAWES | NE40300 | Exempt 1999 LB-66 |  | F86311942 | 1986 | STATE INDUSTRIES | AHWH - ANSI/Fired Water Htr | HWSD - Hot Water Dom/Potable | 3/31/2000
ECONOMY 9 | 1201 W Highway 20 | Chadron | NE | 69337-2290 | DAWES | NE40301 | Exempt 1999 LB-66 |  | L85103279 | 1985 | STATE INDUSTRIES | AHWH - ANSI/Fired Water Htr | HWSD - Hot Water Dom/Potable | 3/31/2000
SARGENT DIST HOSPITAL | 1201 W Main St | Sargent | NE | 68874-4196 | CUSTER | NE16610 | Inactive | 3787 |  | 1970 | LOCHINVAR | CPFT - Horiz Cpr Fin Boiler | HWSD - Hot Water Dom/Potable | 12/31/1999
SARGENT DIST HOSPITAL | 1201 W Main St | Sargent | NE | 68874-4196 | CUSTER | NE16611 | Inactive |  | 73975 | 1970 | RHEEM MANUFACTURING CO | AHWH - ANSI/Fired Water Htr | HWSD - Hot Water Dom/Potable | 12/31/1999
SARGENT DIST HOSPITAL | 1201 W Main St | Sargent | NE | 68874-4196 | CUSTER | NE16612 | Inactive |  | 0000427829 | 1958 | BRYANT |  | HWHT - Hot Water Heat | 12/31/1999
SARGENT DIST HOSPITAL | 1201 W Main St | Sargent | NE | 68874-4196 | CUSTER | NE16613 | Inactive |  | 1280 | 1980 | AO SMITH | AHWH - ANSI/Fired Water Htr | HWSD - Hot Water Dom/Potable | 12/31/1999
Rosenblatt Stadium | 1202 Bert Murphy Ave | Omaha | NE | 68107-2253 | Douglas | NE09578 | Scrapped/Junked | 102567 | 1000102567 | 2000 | Pvi | CHWH - ASME/Fired Water Heater | HWSD - Hot Water Dom/Potable | 9/30/2010
Rosenblatt Stadium | 1202 Bert Murphy Ave | Omaha | NE | 68107-2253 | Douglas | NE09579 | Scrapped/Junked | 59288 | 59288 | 2000 | Market Forge | FT - Firetube Boiler | 0021 - Steam Supp Cooker/Kettle | 9/30/2006
Rosenblatt Stadium | 1202 Bert Murphy Ave | Omaha | NE | 68107-2253 | Douglas | NE15707 | Scrapped/Junked |  | 99174374 | 1992 | PVI INDUSTRIES | AHWH - ANSI/Fired Water Htr | HWSD - Hot Water Dom/Potable | 7/31/2000
Rosenblatt Stadium | 1202 Bert Murphy Ave | Omaha | NE | 68107-2253 | Douglas | NE24203 | Scrapped/Junked | 39415 |  | 1991 | MARKET FORGE INDUSTRIES | FT - Firetube Boiler | 0021 - Steam Supp Cooker/Kettle | 9/30/2001
SWANSON VLASIC FOODS INT | 1202 Douglas St | Omaha | NE | 68102-1815 | Douglas | NE10979 | Inactive |  | 9375 | 1936 | MURRAY | WT - Water Tube Boiler | PROC - Process Steam | 7/31/1987
SWANSON VLASIC FOODS INT | 1202 Douglas St | Omaha | NE | 68102-1815 | Douglas | NE14071 | Scrapped/Junked | 47722 | L47722 | 1969 | CLEAVER BROOKS | FTSM - FTS Marine Dry Back | PROC - Process Steam | 7/31/2000
SWANSON VLASIC FOODS INT | 1202 Douglas St | Omaha | NE | 68102-1815 | Douglas | NE14247 | Scrapped/Junked | 2084 |  | 1984 | NEBRASKA BOILER | WT - Water Tube Boiler | PROC - Process Steam | 7/31/2002
Romjue Apartments | 1202 F St | Lincoln | NE | 68508-3239 | Lancaster | NE08389 | Out of Service |  | 7B-J10 | 1950 | AMST | CI - Cast Iron | HWHT - Hot Water Heat | 10/31/2007
Washtime North | 1202 N Jeffers St | North Platte | NE | 69101-2377 | Lincoln | NE40572 | Active | n/a | CP3568018 | 1999 | Weil-Mcclain | CI - Cast Iron | HWHF - Hot Water Heat-Floor | 3/31/2026
Washtime North | 1202 N Jeffers St | North Platte | NE | 69101-2377 | Lincoln | NE40573 | Inactive | N/A | KLO730868 | 1999 | SABH WATER HEATER GROUP | AHWH - ANSI/Fired Water Htr | HWSP - Hot Water Non Potable Supply | 3/31/2013
Applebee's Bar & Grill | 1202 N Washington St | Papillion | NE | 68046-3064 | Douglas | NE02318 | Exempt | 91384 | C8503.615 | 1998 | MVE/CHART IND | UTNK - Unfired Vertical Tank | 0041 - CO2 Dispensing | 9/30/2006
Applebee's Bar & Grill | 1202 N Washington St | Papillion | NE | 68046-3064 | Douglas | NE09985 | Scrapped/Junked | 71075 | E01408374 | 2001 | STAT | CHWH - ASME/Fired Water Heater | HWSD - Hot Water Dom/Potable | 1/31/2009
Applebee's Bar & Grill | 1202 N Washington St | Papillion | NE | 68046-3064 | Douglas | NE21461 | Scrapped/Junked | 96530 | 96530 | 2005 | A O Smith | CHWH - ASME/Fired Water Heater | HWSD - Hot Water Dom/Potable | 3/31/2014
Applebee's Bar & Grill | 1202 N Washington St | Papillion | NE | 68046-3064 | Douglas | NE24348 | Scrapped/Junked | 75398 | F976965 | 1997 | LOCHINVAR | CPFT - Horiz Cpr Fin Boiler | HWSD - Hot Water Dom/Potable | 1/31/2003
Applebee's Bar & Grill | 1202 N Washington St | Papillion | NE | 68046-3064 | Douglas | NE24698 | Scrapped/Junked | 177220 | 177220 | 2013 | AO SMITH | CHWH - ASME/Fired Water Heater | HWSD - Hot Water Dom/Potable | 5/31/2018
Swanson Russell Associates | 1202 P St | Lincoln | NE | 68508-1425 | Lancaster | NE01476 | Active | 9602 | 98-E6931 | 1998 | ALES | FTVT - Firetube Vertical TB | HWSD - Hot Water Dom/Potable | 4/30/2026
Swanson Russell Associates | 1202 P St | Lincoln | NE | 68508-1425 | Lancaster | NE01477 | Active | 9603 | 98-E6932 | 1998 | ALES | FTVT - Firetube Vertical TB | HWSD - Hot Water Dom/Potable | 4/30/2026
Swanson Russell Associates | 1202 P St | Lincoln | NE | 68508-1425 | Lancaster | NE26967 | Active | 357786 | G-16 357786 | 2016 | Laars | WTSS - Watertube SS Steel | HWHT - Hot Water Heat | 4/30/2026
Pacific Hills III | 12020 Shamrock Plz | Omaha | NE | 68154-3537 | Douglas | NE15219 | Scrapped/Junked | 60236 | 8590992 | 1985 | Teledyne Laars | CPFT - Horiz Cpr Fin Boiler | HWHT - Hot Water Heat | 4/30/2023
Pacific Hills III | 12020 Shamrock Plz | Omaha | NE | 68154-3537 | Douglas | NE15220 | Scrapped/Junked | 61579 | 8591203 | 1985 | Teledyne Laars | CPFT - Horiz Cpr Fin Boiler | HWHT - Hot Water Heat | 4/30/2022
Pacific Hills III | 12020 Shamrock Plz | Omaha | NE | 68154-3537 | Douglas | NE42203 | Active | na | 22H00030 | 2022 | Aerco | CALU - Cast Aluminum | HWHT - Hot Water Heat | 4/30/2026
Parkview Haven Nursing Home | 1203 4th St | Deshler | NE | 68340 | Thayer | NE00069 | Scrapped/Junked |  | LF000947472 | 2000 | AOSM | WHTB - Waste Heat Boiler | HWDP - Hotwater Heat & Dom Supply | 10/31/2005
Parkview Haven Nursing Home | 1203 4th St | Deshler | NE | 68340 | Thayer | NE06503 | Scrapped/Junked | 89940 | 89940/H04M010395 | 2004 | A O Smith | CHWH - ASME/Fired Water Heater | HWSD - Hot Water Dom/Potable | 10/31/2011
Parkview Haven Nursing Home | 1203 4th St | Deshler | NE | 68340 | Thayer | NE06504 | Scrapped/Junked | 65663 | SL9665663 | 1996 | AO SMITH | ELWH - Electric Water Heater | HWHS - Hotwater Heat Sidewalks | 10/31/2016
Parkview Haven Nursing Home | 1203 4th St | Deshler | NE | 68340 | Thayer | NE09518 | Scrapped/Junked | n/a | MG91-0202012 | 1991 | AO SMITH | AHWH - ANSI/Fired Water Htr | HWSD - Hot Water Dom/Potable | 10/31/2025
Parkview Haven Nursing Home | 1203 4th St | Deshler | NE | 68340 | Thayer | NE18635 | Scrapped/Junked | 137238 | 0920M001188 | 2009 | AO SMITH | CHWH - ASME/Fired Water Heater | HWSD - Hot Water Dom/Potable | 10/31/2016
Parkview Haven Nursing Home | 1203 4th St | Deshler | NE | 68340 | Thayer | NE20451 | Scrapped/Junked | 33396 | LB96-0500596 | 1996 | A. O. Smith | CHWH - ASME/Fired Water Heater | HWSD - Hot Water Dom/Potable | 10/31/2011
Parkview Haven Nursing Home | 1203 4th St | Deshler | NE | 68340 | Thayer | NE20453 | Scrapped/Junked | N/A | A81-364 | 1981 | H. B. Smith | CI - Cast Iron | HWHT - Hot Water Heat | 10/31/2013
Parkview Haven Nursing Home | 1203 4th St | Deshler | NE | 68340 | Thayer | NE21086 | Scrapped/Junked | 149501 | 1027M001012 | 2010 | AO SMITH | CHWH - ASME/Fired Water Heater | HWSD - Hot Water Dom/Potable | 10/31/2023
Parkview Haven Nursing Home | 1203 4th St | Deshler | NE | 68340 | Thayer | NE24574 | Active | 273878 | J13H10273878 | 2012 | Lochinvar | WTSS - Watertube SS Steel | HWHT - Hot Water Heat | 10/31/2026
Parkview Haven Nursing Home | 1203 4th St | Deshler | NE | 68340 | Thayer | NE24575 | Active | 223394 | G12H10223394 | 2012 | Lochinvar | WTSS - Watertube SS Steel | HWHT - Hot Water Heat | 10/31/2026
Parkview Haven Nursing Home | 1203 4th St | Deshler | NE | 68340 | Thayer | NE25588 | Active | 151556 | 1551R00000R | 2015 | AO Smith | ELWH - Electric Water Heater | HWHS - Hotwater Heat Sidewalks | 10/31/2026
Parkview Haven Nursing Home | 1203 4th St | Deshler | NE | 68340 | Thayer | NE26289 | Active | 198292 | 198292 | 2014 | AO SMITH | CHWH - ASME/Fired Water Heater | HWSD - Hot Water Dom/Potable | 10/31/2026
Parkview Haven Nursing Home | 1203 4th St | Deshler | NE | 68340 | Thayer | NE42935 | Active | 308294 | 308294 | 2023 | AO SMITH | CHWH - ASME/Fired Water Heater | HWSD - Hot Water Dom/Potable | 10/31/2026
Heritage Of Bel Air | 1203 N 13th St | Norfolk | NE | 68701-2609 | Madison | NE05555 | Scrapped/Junked | 21768 | 3512 | 1995 | WEBEN JARCO | COBL - Coil Type Boiler | HWHT - Hot Water Heat | 4/30/2016
Heritage Of Bel Air | 1203 N 13th St | Norfolk | NE | 68701-2609 | Madison | NE05556 | Active | 21802 | 4122 | 1995 | WEBEN JARCO | COBL - Coil Type Boiler | HWHT - Hot Water Heat | 4/30/2026
Heritage Of Bel Air | 1203 N 13th St | Norfolk | NE | 68701-2609 | Madison | NE05557 | Scrapped/Junked | 23775 | 4341 | 1996 | WEBEN JARCO | COBL - Coil Type Boiler | HWSD - Hot Water Dom/Potable | 4/30/2016
Heritage Of Bel Air | 1203 N 13th St | Norfolk | NE | 68701-2609 | Madison | NE05734 | Scrapped/Junked | 27156 | 4510 | 1997 | WEBEN JARCO | COBL - Coil Type Boiler | HWSD - Hot Water Dom/Potable | 4/30/2012
Heritage Of Bel Air | 1203 N 13th St | Norfolk | NE | 68701-2609 | Madison | NE06040 | Scrapped/Junked | 71176 | 71176 | 2004 | WEBEN JARCO | COBL - Coil Type Boiler | HWSD - Hot Water Dom/Potable | 4/30/2008
Heritage Of Bel Air | 1203 N 13th St | Norfolk | NE | 68701-2609 | Madison | NE11516 | Scrapped/Junked | 16839 | 3822 | 1991 | WEBEN JARCO | COBL - Coil Type Boiler | HWSD - Hot Water Dom/Potable | 4/30/2023
Heritage Of Bel Air | 1203 N 13th St | Norfolk | NE | 68701-2609 | Madison | NE12683 | Scrapped/Junked | 72401 | 72401 | 2006 | WEBEN JARCO | CPFH - Copper Fin Water Heater | HWHT - Hot Water Heat | 4/30/2012
Heritage Of Bel Air | 1203 N 13th St | Norfolk | NE | 68701-2609 | Madison | NE19586 | Scrapped/Junked | 11835 | 14130 | 2011 | Western | COBL - Coil Type Boiler | HWSD - Hot Water Dom/Potable | 4/30/2023
Heritage Of Bel Air | 1203 N 13th St | Norfolk | NE | 68701-2609 | Madison | NE20569 | Scrapped/Junked | 11901 | 14231 | 2011 | WEBEN JARCO | COBL - Coil Type Boiler | HWSD - Hot Water Dom/Potable | 4/30/2023
Heritage Of Bel Air | 1203 N 13th St | Norfolk | NE | 68701-2609 | Madison | NE25713 | Active | 262312 | 111420215 | 2014 | CAMUS | WTSS - Watertube SS Steel | HWSD - Hot Water Dom/Potable | 4/30/2026
Heritage Of Bel Air | 1203 N 13th St | Norfolk | NE | 68701-2609 | Madison | NE26096 | Active | 12429 | 14831 | 2014 | Green Boiler Technologies | COBL - Coil Type Boiler | HWHT - Hot Water Heat | 4/30/2026
Heritage Of Bel Air | 1203 N 13th St | Norfolk | NE | 68701-2609 | Madison | NE42099 | Active | 545181 | N1.22.01.00205 | 2022 | Lochinvar | WTSS - Watertube SS Steel | HWSD - Hot Water Dom/Potable | 4/30/2026
Heritage Of Bel Air | 1203 N 13th St | Norfolk | NE | 68701-2609 | Madison | NE42128 | Active | 536657 | 1.21.02.00139 | 2021 | Lochinvar | WTSS - Watertube SS Steel | HWSD - Hot Water Dom/Potable | 4/30/2026
Heritage Of Bel Air | 1203 N 13th St | Norfolk | NE | 68701-2609 | Madison | NE42129 | Active | 545526 | N1.22.02.00.00139 | 2022 | Lochinvar | WTSS - Watertube SS Steel | HWSD - Hot Water Dom/Potable | 4/30/2026
Wash Tech | 1203 S 13th St | Norfolk | NE | 68701-5772 | Madison | NE41875 | Active | 34776 | 21C033472 | 2021 | Thermo LLC | ELBL - Electric Boiler | HWHF - Hot Water Heat-Floor | 10/31/2026
UN of Kearney/Mantor Hall | 1203 W 26th St | Kearney | NE | 68845-4293 | BUFFALO | NE30325 | Inactive |  | M2339 | 1962 | KEWANEE | FT - Firetube Boiler | STHT - Steam-Heat | 8/31/2004
UN of Kearney/Mantor Hall | 1203 W 26th St | Kearney | NE | 68845-4293 | BUFFALO | NE30326 | Inactive |  | M2330 | 1965 | KEWANEE | FT - Firetube Boiler | STHT - Steam-Heat | 8/31/2004
UN of Kearney/Mantor Hall | 1203 W 26th St | Kearney | NE | 68845-4293 | BUFFALO | NE30342 | Inactive |  | M2238 | 1962 | KEWANEE | FT - Firetube Boiler | STHT - Steam-Heat | 8/31/2004
Home For Funerals | 1203 W Norfolk Ave | Norfolk | NE | 68701-4940 | Madison | NE42528 | Active | 352900 | 22.PG60.94.02113 | 2022 | Lochinvar | FTVT - Firetube Vertical TB | HWHT - Hot Water Heat | 1/31/2027
Home For Funerals | 1203 W Norfolk Ave | Norfolk | NE | 68701-4940 | Madison | NE42529 | Active | 352899 | 22.PG60.94.02112 | 2022 | Lochinvar | FTVT - Firetube Vertical TB | HWHT - Hot Water Heat | 1/31/2027
Glenn Valley Foods | 1204 Jones St | Omaha | NE | 68102-3209 | Douglas | NE35536 | Scrapped/Junked | 47867 | RN07876000030 | 1987 | RHEE | CHWH - ASME/Fired Water Heater | HWSD - Hot Water Dom/Potable | 10/31/2018
Skyline Apartments | 1204 Norfolk Ave | Norfolk | NE | 68701-4949 | Madison | NE03995 | Inactive | n/a | 210-10149 | 1972 | Peerless | CI - Cast Iron | HWHT - Hot Water Heat | 12/31/2018
Skyline Apartments | 1204 Norfolk Ave | Norfolk | NE | 68701-4949 | Madison | NE03996 | Inactive | n/a | 210-10148 | 1972 | Peerless | CI - Cast Iron | HWHT - Hot Water Heat | 12/31/2018
Skyline Apartments | 1204 Norfolk Ave | Norfolk | NE | 68701-4949 | Madison | NE27942 | Active | 86880 | F007028 | 2018 | PVI Industries | CHWH - ASME/Fired Water Heater | HWSD - Hot Water Dom/Potable | 1/31/2027
Skyline Apartments | 1204 Norfolk Ave | Norfolk | NE | 68701-4949 | Madison | NE27943 | Active | 87341 | F007028 | 2018 | PVI Industries | CHWH - ASME/Fired Water Heater | HWSD - Hot Water Dom/Potable | 1/31/2027
Skyline Apartments | 1204 Norfolk Ave | Norfolk | NE | 68701-4949 | Madison | NE27944 | Active | 87340 | F007217 | 2018 | PVI Industries | CHWH - ASME/Fired Water Heater | HWSD - Hot Water Dom/Potable | 1/31/2027
30 Bowl | 1205 E 23rd St | Fremont | NE | 68025-2451 | Dodge | NE23345 | Scrapped/Junked | NA | TJ-1374/2004 | 1976 | HYDR | CI - Cast Iron | STHT - Steam-Heat | 10/31/2015
NCCIT - McCook Community College | 1205 E 3rd St | McCook | NE | 69001-2631 | Red Willow | NE07405 | Scrapped/Junked | 0 | G0050109 | 2006 | Slant Fin | CI - Cast Iron | HWSD - Hot Water Dom/Potable | 12/31/2022
NCCIT - McCook Community College | 1205 E 3rd St | McCook | NE | 69001-2631 | Red Willow | NE11372 | Active | 8 | G0039370 | 2003 | Slant Fin | CPFT - Horiz Cpr Fin Boiler | HWHT - Hot Water Heat | 12/31/2026
NCCIT - McCook Community College | 1205 E 3rd St | McCook | NE | 69001-2631 | Red Willow | NE11373 | Active | 2 | G0039371 | 2003 | Slant Fin | CPFT - Horiz Cpr Fin Boiler | HWHT - Hot Water Heat | 12/31/2026
NCCIT - McCook Community College | 1205 E 3rd St | McCook | NE | 69001-2631 | Red Willow | NE11374 | Active | 0 | G0039372 | 2003 | Slant Fin | CPFT - Horiz Cpr Fin Boiler | HWHT - Hot Water Heat | 12/31/2026
NCCIT - McCook Community College | 1205 E 3rd St | McCook | NE | 69001-2631 | Red Willow | NE15181 | Scrapped/Junked |  | 580756 | 1993 | SLANT FIN | WT - Water Tube Boiler | HWSD - Hot Water Dom/Potable | 7/31/2005
NCCIT - McCook Community College | 1205 E 3rd St | McCook | NE | 69001-2631 | Red Willow | NE16097 | Scrapped/Junked | 84586 | K12059579 | 2008 | MUNCHKIN | WTSS - Watertube SS Steel | HWHT - Hot Water Heat | 12/31/2022
NCCIT - McCook Community College | 1205 E 3rd St | McCook | NE | 69001-2631 | Red Willow | NE16098 | Scrapped/Junked | 84825 | K10O58699 | 2008 | MUNCHKIN | SSCO - SS Coil Boiler | HWHT - Hot Water Heat | 12/31/2022
NCCIT - McCook Community College | 1205 E 3rd St | McCook | NE | 69001-2631 | Red Willow | NE16099 | Scrapped/Junked | 71781 | H18035563 | 2008 | MUNCHKIN | SSCO - SS Coil Boiler | HWHT - Hot Water Heat | 12/31/2022
NCCIT - McCook Community College | 1205 E 3rd St | McCook | NE | 69001-2631 | Red Willow | NE20212 | Exempt 1999 LB-66 |  | 000000000000673 | 1993 | RHEEM MANUFACTURING CO | AHWH - ANSI/Fired Water Htr | HWSD - Hot Water Dom/Potable | 7/31/2000
NCCIT - McCook Community College | 1205 E 3rd St | McCook | NE | 69001-2631 | Red Willow | NE21161 | Out of Service | 0 | G0007315 | 1997 | Slant Fin | CI - Cast Iron | STHT - Steam-Heat | 12/31/2013
NCCIT - McCook Community College | 1205 E 3rd St | McCook | NE | 69001-2631 | Red Willow | NE21162 | Inactive |  | G0007314 | 1997 | SLANT FIN |  | STHT - Steam-Heat | 7/31/2008
NCCIT - McCook Community College | 1205 E 3rd St | McCook | NE | 69001-2631 | Red Willow | NE21163 | Inactive |  | 7316 | 1997 | SLANT FIN |  | STHT - Steam-Heat | 7/31/2004
NCCIT - McCook Community College | 1205 E 3rd St | McCook | NE | 69001-2631 | Red Willow | NE23562 | Scrapped/Junked | 0 | MODULEA,B,C | 1999 | Slant Fin | CPFT - Horiz Cpr Fin Boiler | HWHT - Hot Water Heat | 12/31/2012
NCCIT - McCook Community College | 1205 E 3rd St | McCook | NE | 69001-2631 | Red Willow | NE23563 | Exempt |  |  | 1999 | SLANT FIN | CIMD - Cast Iron/Modular Ins | HWHT - Hot Water Heat | 7/31/2005
NCCIT - McCook Community College | 1205 E 3rd St | McCook | NE | 69001-2631 | Red Willow | NE23564 | Exempt |  |  | 1999 | SLANT FIN |  | HWHT - Hot Water Heat | 7/31/2005
NCCIT - McCook Community College | 1205 E 3rd St | McCook | NE | 69001-2631 | Red Willow | NE23629 | Scrapped/Junked | n/a | Unreadable | 2012 | Slant Fin | CI - Cast Iron | HWHT - Hot Water Heat | 12/31/2022
NCCIT - McCook Community College | 1205 E 3rd St | McCook | NE | 69001-2631 | Red Willow | NE24108 | Scrapped/Junked | N/A | 1478972 | 2012 | Slant Fin | CI - Cast Iron | HWHT - Hot Water Heat | 12/31/2020
NCCIT - McCook Community College | 1205 E 3rd St | McCook | NE | 69001-2631 | Red Willow | NE24109 | Scrapped/Junked | N/A | 1478976 | 2012 | Slant Fin | CI - Cast Iron | HWHT - Hot Water Heat | 12/31/2022
NCCIT - McCook Community College | 1205 E 3rd St | McCook | NE | 69001-2631 | Red Willow | NE28449 | Scrapped/Junked | N/A | 399 | 2019 | Slant Fin | CI - Cast Iron | HWHT - Hot Water Heat | 12/31/2022
NCCIT - McCook Community College | 1205 E 3rd St | McCook | NE | 69001-2631 | Red Willow | NE33633 | Scrapped/Junked |  | 00067 | 1984 | BRYANT |  | HWHT - Hot Water Heat | 7/31/2003
NCCIT - McCook Community College | 1205 E 3rd St | McCook | NE | 69001-2631 | Red Willow | NE40463 | Inactive | N/A | 14-16B | 1950 | USRA | CI - Cast Iron | HWHT - Hot Water Heat | 12/31/2015
Security First Bank | 1205 Jackson St | Sidney | NE | 69162-1659 | Cheyenne | NE01844 | Scrapped/Junked | n/a | MSL-1812 | 1993 | Hydrotherm | CIMD - Cast Iron/Modular Ins | HWHT - Hot Water Heat | 4/30/2022
Security First Bank | 1205 Jackson St | Sidney | NE | 69162-1659 | Cheyenne | NE41123 | Active | 11984 | 20HE105662620 | 2020 | Riello | COBL - Coil Type Boiler | HWHT - Hot Water Heat | 11/30/2026
Security First Bank | 1205 Jackson St | Sidney | NE | 69162-1659 | Cheyenne | NE41124 | Active | 11663 | 20HE102452220 | 2020 | Riello | COBL - Coil Type Boiler | HWHT - Hot Water Heat | 11/30/2026
Security First Bank | 1205 Jackson St | Sidney | NE | 69162-1659 | Cheyenne | NE41125 | Active | 11138 | 20HE097251720 | 2020 | Riello | COBL - Coil Type Boiler | HWHT - Hot Water Heat | 11/30/2026
Linden Elementary | 1205 N L St | Fremont | NE | 68025-4043 | Dodge | NE22783 | Scrapped/Junked | 18408 | 11F-6316 | 2011 | Aldrich | FTHT - Firetube Horizontal | STHT - Steam-Heat | 2/28/2025
Linden Elementary | 1205 N L St | Fremont | NE | 68025-4043 | Dodge | NE33504 | Scrapped/Junked | n/a | 10695 | 1951 | Nrc/Us | FT - Firetube Boiler | STHX - Steam to HWSD Heat Exchanger | 8/31/2011
Linden Elementary | 1205 N L St | Fremont | NE | 68025-4043 | Dodge | NE34827 | Scrapped/Junked | 14759 | 14759 | 1983 | Burnham | FTFB - Firetube-Firebox Boiler | STHT - Steam-Heat | 8/31/2012
Heritage Plaza | 1205 Nelson St | Cambridge | NE | 69022-3503 | Furnas | NE00817 | Scrapped/Junked | 84792 | 1299G4435 | 1999 | Ruud-Rheem | CHWH - ASME/Fired Water Heater | HWSD - Hot Water Dom/Potable | 3/31/2013
Heritage Plaza | 1205 Nelson St | Cambridge | NE | 69022-3503 | Furnas | NE00818 | Scrapped/Junked | 83722 | 899G04416 | 1999 | Ruud-Rheem | CHWH - ASME/Fired Water Heater | HWSD - Hot Water Dom/Potable | 3/31/2013
Heritage Plaza | 1205 Nelson St | Cambridge | NE | 69022-3503 | Furnas | NE05406 | Active | 0 | O-4838 | 1970 | KEWA | FTFB - Firetube-Firebox Boiler | HWHT - Hot Water Heat | 3/31/2026
Heritage Plaza | 1205 Nelson St | Cambridge | NE | 69022-3503 | Furnas | NE05407 | Active | 0 | O-4839 | 1970 | KEWA | FTFB - Firetube-Firebox Boiler | HWHT - Hot Water Heat | 3/31/2026
Heritage Plaza | 1205 Nelson St | Cambridge | NE | 69022-3503 | Furnas | NE23630 | Active | 167072 | 1211M001674 | 2012 | AO SMITH | CHWH - ASME/Fired Water Heater | HWSD - Hot Water Dom/Potable | 3/31/2026
Heritage Plaza | 1205 Nelson St | Cambridge | NE | 69022-3503 | Furnas | NE23631 | Active | 148540 | 1022M001631 | 2010 | AO SMITH | CHWH - ASME/Fired Water Heater | HWSD - Hot Water Dom/Potable | 3/31/2026
Washington Elementary | 1205 S 2nd St | Norfolk | NE | 68701-6323 | Madison | NE37706 | Scrapped/Junked | n/a | 17072918 | 1970 | RHEEM | AHWH - ANSI/Fired Water Htr | HWSD - Hot Water Dom/Potable | 1/31/2017
KAAPA Partners, LLC (East) | 1205 S O Rd | Aurora | NE | 68818-5304 | Hamilton | DA 498217-1 | Exempt | 3159 |  | 1995 | Wheeler Tank Company |  | PROC - Process Steam | 4/20/2004
KAAPA Partners, LLC (East) | 1205 S O Rd | Aurora | NE | 68818-5304 | Hamilton | NE20470 | Inactive | 583 | W-1339 | 1995 | Volcano | WT - Water Tube Boiler | PROC - Process Steam | 12/31/2018
First Interstate Inn | 1207 W 3rd St | Alliance | NE | 69301-3124 | Box Butte | NE17493 | Scrapped/Junked | 94452 | 0490D05223 | 2002 | RHEEM | CHWH - ASME/Fired Water Heater | HWSD - Hot Water Dom/Potable | 8/31/2019
First Interstate Inn | 1207 W 3rd St | Alliance | NE | 69301-3124 | Box Butte | NE21194 | Scrapped/Junked | 78040 | 9999 | 1998 | RHEEM | CHWH - ASME/Fired Water Heater | HWSD - Hot Water Dom/Potable | 8/31/2019
First Interstate Inn | 1207 W 3rd St | Alliance | NE | 69301-3124 | Box Butte | NEW | Out of Service | 00000 | 00000 | 1987 | RHEEM | CHWH - ASME/Fired Water Heater | HWSD - Hot Water Dom/Potable | 4/1/2013
Pacific Garden Apartments | 1207-09 Marbee Cir Unit #25 | Omaha | NE | 68124-1547 | Douglas | NE07316 | Inactive | n/a | 64827010 | 2005 | Burnham | CI - Cast Iron | HWHT - Hot Water Heat | 11/30/2016
PACIFIC GARDEN APARTMENTS | 1207-09 MARBEE DR | OMAHA | NE | 68124-1547 | Douglas | NE14510 | Scrapped/Junked |  |  | 1956 | NATIONAL CRANE |  | HWHT - Hot Water Heat | 11/30/2005
Saunders Archery Company | 1208 Applewood Dr | Papillion | NE | 68046-4778 | Sarpy | NE07783 | Scrapped/Junked | 155753 | 9901155753 | 1999 | Raypak | CPFT - Horiz Cpr Fin Boiler | HWHT - Hot Water Heat | 3/31/2023
Saunders Archery Company | 1208 Applewood Dr | Papillion | NE | 68046-4778 | Sarpy | NE11530 | Scrapped/Junked |  | CB2456437 | 1991 | WEIL MCLAIN |  | HWHT - Hot Water Heat | 1/1/1900
Darling International Inc | 1208 E Walnut St | Lexington | NE | 68850-2451 | Dawson | NE02791 | Inactive | 21064 | 41962 & l-48950 | 1969 | Cleaver & Brooks | FTSM - FTS Marine Dry Back | PROC - Process Steam | 5/31/2014
Darling International Inc | 1208 E Walnut St | Lexington | NE | 68850-2451 | Dawson | NE05488 | Inactive | 1833 | 3 | 1966 | SUPERIOR BOILERWORKS | FTSM - FTS Marine Dry Back | PROC - Process Steam | 7/31/2002
Darling International Inc | 1208 E Walnut St | Lexington | NE | 68850-2451 | Dawson | NE05567 | Inactive | 4640 |  | 1969 | SUPERIOR BOILERWORKS | FTSM - FTS Marine Dry Back | PROC - Process Steam | 7/31/2002
Darling International Inc | 1208 E Walnut St | Lexington | NE | 68850-2451 | Dawson | NE09677 | Scrapped/Junked | 6100 | S-4018 | 1974 | Johnston Boiler Corp | FTSM - FTS Marine Dry Back | PROC - Process Steam | 5/31/2017
Darling International Inc | 1208 E Walnut St | Lexington | NE | 68850-2451 | Dawson | NE12717 | Scrapped/Junked | 22882 | N-5527 | 1967 | Kewannee | FTSM - FTS Marine Dry Back | PROC - Process Steam | 5/31/2017
Darling International Inc | 1208 E Walnut St | Lexington | NE | 68850-2451 | Dawson | NE14473 | Active | 8444 | 886901 | 1992 | Johnston Boiler Co. | FTWB - FTS Marine Wet Back | PROC - Process Steam | 3/31/2026
Darling International Inc | 1208 E Walnut St | Lexington | NE | 68850-2451 | Dawson | NE26492 | Active | 24131 | 871698H-94037 | 1987 | York Shipley | FT - Firetube Boiler | PROC - Process Steam | 3/31/2026
Sarpy County Jail | 1208 Golden Gate Dr | Papillion | NE | 68046-2838 | Sarpy | NE02514 | Scrapped/Junked | 206557 | 00206557 | 2004 | Lochinvar | CPFT - Horiz Cpr Fin Boiler | HWSD - Hot Water Dom/Potable | 9/30/2012
Sarpy County Jail | 1208 Golden Gate Dr | Papillion | NE | 68046-2838 | Sarpy | NE16831 | Out of Service | 64582 | 0288100832 | 1988 | Raypak | CPFT - Horiz Cpr Fin Boiler | HWSD - Hot Water Dom/Potable | 9/30/2014
Sarpy County Jail | 1208 Golden Gate Dr | Papillion | NE | 68046-2838 | Sarpy | NE16832 | Scrapped/Junked | 64583 | 0288100833 | 1988 | Raypak | CPFT - Horiz Cpr Fin Boiler | HWHT - Hot Water Heat | 7/31/2015
Sarpy County Jail | 1208 Golden Gate Dr | Papillion | NE | 68046-2838 | Sarpy | NE16833 | Scrapped/Junked | 64584 |  | 1988 | RAYPAK INC, CALIFORNIA | CPFT - Horiz Cpr Fin Boiler | HWSD - Hot Water Dom/Potable | 9/30/2004
Sarpy County Jail | 1208 Golden Gate Dr | Papillion | NE | 68046-2838 | Sarpy | NE22581 | Scrapped/Junked | 167659 | 167659 | 2012 | State Industries | CHWH - ASME/Fired Water Heater | HWSD - Hot Water Dom/Potable | 7/31/2020
Sarpy County Jail | 1208 Golden Gate Dr | Papillion | NE | 68046-2838 | Sarpy | NE22582 | Scrapped/Junked | 167663 | 167663 | 2012 | State Industries | CHWH - ASME/Fired Water Heater | HWSD - Hot Water Dom/Potable | 7/31/2025
Sarpy County Jail | 1208 Golden Gate Dr | Papillion | NE | 68046-2838 | Sarpy | NE22583 | Scrapped/Junked | 167699 | 167699 | 2012 | State Industries | CHWH - ASME/Fired Water Heater | HWSD - Hot Water Dom/Potable | 7/31/2025
Sarpy County Jail | 1208 Golden Gate Dr | Papillion | NE | 68046-2838 | Sarpy | NE22584 | Scrapped/Junked | 167697 | 167697 | 2012 | State Industries | CHWH - ASME/Fired Water Heater | HWSD - Hot Water Dom/Potable | 7/31/2025
Sarpy County Jail | 1208 Golden Gate Dr | Papillion | NE | 68046-2838 | Sarpy | NE25727 | Scrapped/Junked | 70019 | G-14-2885 | 2014 | Aerco | FTVT - Firetube Vertical TB | HWHT - Hot Water Heat | 7/31/2025
Sarpy County Jail | 1208 Golden Gate Dr | Papillion | NE | 68046-2838 | Sarpy | NE25728 | Scrapped/Junked | 70020 | G-14-2886 | 2014 | Aerco | FTVT - Firetube Vertical TB | HWHT - Hot Water Heat | 7/31/2025
Sarpy County Jail | 1208 Golden Gate Dr | Papillion | NE | 68046-2838 | Sarpy | NE28763 | Scrapped/Junked | 263241 | 263241 | 2019 | State Industries | CHWH - ASME/Fired Water Heater | HWSD - Hot Water Dom/Potable | 7/31/2025
Sarpy County Correctional Center | 1208 Golden Gate Dr | Papillion | NE | 68046-2838 | Sarpy | NE42080 | Active | 378680 | 21378680 | 2021 | Lochinvar | FTVT - Firetube Vertical TB | HWHT - Hot Water Heat | 7/31/2026
Sarpy County Correctional Center | 1208 Golden Gate Dr | Papillion | NE | 68046-2838 | Sarpy | NE42081 | Active | 378377 | 21378377 | 2021 | Lochinvar | FTVT - Firetube Vertical TB | HWHT - Hot Water Heat | 7/31/2026
Sarpy County Correctional Center | 1208 Golden Gate Dr | Papillion | NE | 68046-2838 | Sarpy | NE42082 | Active | 375610 | 21375610 | 2021 | Lochinvar | FTVT - Firetube Vertical TB | HWHT - Hot Water Heat | 7/31/2026
Sarpy County Correctional Center | 1208 Golden Gate Dr | Papillion | NE | 68046-2838 | Sarpy | NE42083 | Active | 529738 | N1.21.25.00112 | 2021 | Lochinvar | WTSS - Watertube SS Steel | HWSD - Hot Water Dom/Potable | 7/31/2026
Sarpy County Correctional Center | 1208 Golden Gate Dr | Papillion | NE | 68046-2838 | Sarpy | NE42084 | Active | 529739 | N1.21.25.00113 | 2021 | Lochinvar | WTSS - Watertube SS Steel | HWSD - Hot Water Dom/Potable | 7/31/2026
Sarpy County Correctional Center | 1208 Golden Gate Dr | Papillion | NE | 68046-2838 | Sarpy | NE42085 | Active | 537052 | N1.21.38.00095 | 2021 | Lochinvar | WTSS - Watertube SS Steel | HWSD - Hot Water Dom/Potable | 7/31/2026
Keichall Art Gallery | 1208 O St | Lincoln | NE | 68508-1423 | Lancaster | NE16367 | Inactive | N/A | 211-1913-G | 1976 | Peerless | CI - Cast Iron | STHT - Steam-Heat | 5/31/2014
Tri-County Area Hospital | 1209 N Erie | Lexington | NE | 68850-1560 | Dawson | NE34165 | Scrapped/Junked | 26480 | 26480 | 1986 | Amsco | ELBL - Electric Boiler | 0020 - Supp to Sterlizer/Autoclave | 9/30/2004
JACOB NORTH PRINTING CO | 120TH & A ST | WALTON | NE | 68461 | LANCASTER | NE16348 | Inactive |  | 1289 | 1989 | PEERLESS HEATER COMPANY |  | STHT - Steam-Heat | 9/30/2001
FAIRFIELD INN | 121 3rd Ave | Kearney | NE | 68845-7856 | BUFFALO | NE05893 | Exempt 1999 LB-66 |  | 4608 | 1995 | AO SMITH | AHWH - ANSI/Fired Water Htr | HWSD - Hot Water Dom/Potable | 3/31/2000
FAIRFIELD INN | 121 3rd Ave | Kearney | NE | 68845-7856 | BUFFALO | NE05894 | Exempt 1999 LB-66 |  | 2518 | 1995 | AO SMITH | AHWH - ANSI/Fired Water Htr | HWSD - Hot Water Dom/Potable | 3/31/2000
St Martin's Catholic Church | 121 3rd St | Douglas | NE | 68344 | Otoe | NE01953 | Scrapped/Junked | 6997 | 6997/129J2256 | 2003 | HXPR | COBL - Coil Type Boiler | HWHT - Hot Water Heat | 1/31/2019
ST MARTIN'S CATHOLIC CHURCH | 121 3RD ST | DOUGLAS | NE | 68344 | OTOE | NE08850 | Inactive |  | H13J0477 | 2003 | HEAT TRANSFER PRODUCTS IN | COBL - Coil Type Boiler | HWHT - Hot Water Heat | 1/1/1900
ST MARTIN'S CATHOLIC CHURCH | 121 3RD ST | DOUGLAS | NE | 68344 | OTOE | NE14777 | Inactive |  | 50B-3259 | 1970 | PEERLESS HEATER COMPANY |  | HWHT - Hot Water Heat | 10/31/2002
PLATTE VALLEY VENTURES | 121 46th Ave | Kearney | NE | 68845-0328 | BUFFALO | NE15590 | Inactive |  | 1844047922 | 1984 | RHEEM MANUFACTURING CO | AHWH - ANSI/Fired Water Htr | HWSD - Hot Water Dom/Potable | 6/30/1994
PLATTE VALLEY VENTURES | 121 46th Ave | Kearney | NE | 68845-0328 | BUFFALO | NE18477 | Inactive | 61843 |  | 1992 | RHEEM MANUFACTURING CO | CHWH - ASME/Fired Water Heater | HWSD - Hot Water Dom/Potable | 6/30/1998
PLATTE VALLEY VENTURES | 121 46th Ave | Kearney | NE | 68845-0328 | BUFFALO | NE20441 | Inactive |  | 00001092-D01336 | 1992 | RHEEM MANUFACTURING CO | AHWH - ANSI/Fired Water Htr | HWSD - Hot Water Dom/Potable | 6/30/1998
Tenneco | 121 Meridian Ave | Cozad | NE | 69130-9202 | Dawson | NE03642 | Out of Service | 28609 | S2101MJ | 1973 | Power-Master | FT - Firetube Boiler | PROC - Process Steam | 10/31/2013
Tenneco | 121 Meridian Ave | Cozad | NE | 69130-9202 | Dawson | NE11800 | Inactive | 2662 | 3880-2662 | 1960 | Superior Boiler Works | FT - Firetube Boiler | PROC - Process Steam | 7/31/2014
Tenneco | 121 Meridian Ave | Cozad | NE | 69130-9202 | Dawson | NE11801 | Inactive | 2663 | 3880-2663 | 1960 | Superior Boiler Works | FT - Firetube Boiler | PROC - Process Steam | 7/31/2013
OLIVA CONSTRUCTION | 121 N 9th St | Geneva | NE | 68361-2017 | FILLMORE | NE37199 | Inactive |  |  | 1985 | PEERLESS HEATER COMPANY |  | STHT - Steam-Heat | 12/31/1990
Lincoln Square/Nelnet | 121 S 13th St | Lincoln | NE | 68508-1904 | Lancaster | NE18712 | Active | 9164 | 97E6205 | 1997 | ALDR | FTVT - Firetube Vertical TB | HWHT - Hot Water Heat | 8/31/2026
NELNET, INC | 121 S 13th St | Lincoln | NE | 68508-1904 | LANCASTER | NE03324 | Inactive | 35448 |  | 1982 | PM LATTNER MFR COMPANY | FT - Firetube Boiler | PROC - Process Steam | 12/31/1988
NELNET, INC | 121 S 13th St | Lincoln | NE | 68508-1904 | LANCASTER | NE17121 | Scrapped/Junked |  | M8556 | 1975 | KEWANEE | FT - Firetube Boiler | STHT - Steam-Heat | 6/30/2000
NELNET, INC | 121 S 13th St | Lincoln | NE | 68508-1904 | LANCASTER | NE37218 | Inactive |  | N-2178 | 1975 | KEWANEE | FT - Firetube Boiler | STHT - Steam-Heat | 4/30/1996
Adams Bank & Trust | 121 S Jeffers St | North Platte | NE | 69101-5306 | Lincoln | NE10419 | Active | 1291 | 64330565 | 2001 | Thermal Solutions | WT - Water Tube Boiler | HWHT - Hot Water Heat | 1/31/2027
Adams Bank & Trust | 121 S Jeffers St | North Platte | NE | 69101-5306 | Lincoln | NE10420 | Active | 1292 | 64330566 | 2001 | Thermal Solutions | WT - Water Tube Boiler | HWHT - Hot Water Heat | 1/31/2027
Steinhart Municipal Pool | 121 S Steinhart Park Rd | Nebraska City | NE | 68410-3395 | Otoe | NE08396 | Scrapped/Junked | 137484 | 9701137484 | 1997 | Raypak | CPFT - Horiz Cpr Fin Boiler | OPHT - Outdoor Pool Heater | 6/30/2016
Steinhart Municipal Pool | 121 S Steinhart Park Rd | Nebraska City | NE | 68410-3395 | Otoe | NE26317 | Active | 372305 | D1.16.04.00061 | 2016 | Lochinvar | WTSS - Watertube SS Steel | OPHT - Outdoor Pool Heater | 6/30/2026
Fairbury Elec Utility | 121 W 3rd St | Fairbury | NE | 68352-2201 | Jefferson | NE05479 | Inactive | 16985 | na | 1964 | Erie City Iron Works | WT - Water Tube Boiler | POWR - Power Generation | 5/31/2017
Fairbury Elec Utility | 121 W 3rd St | Fairbury | NE | 68352-2201 | Jefferson | NE05818 | Inactive | 472 | 3930 | 1948 | EDGE | WT - Water Tube Boiler | POWR - Power Generation | 5/31/2017
Red Cloud Jr/Sr High | 121 W 7th Ave | Red Cloud | NE | 68970-2417 | Webster | NE08537 | Scrapped/Junked | 11302 | E9135 | 2001 | ALES | FTVT - Firetube Vertical TB | HWHT - Hot Water Heat | 12/31/2019
Red Cloud Jr/Sr High | 121 W 7th Ave | Red Cloud | NE | 68970-2417 | Webster | NE08538 | Scrapped/Junked | 11301 | 01E-9134 | 2001 | ALES | FTVT - Firetube Vertical TB | HWHT - Hot Water Heat | 12/31/2019
Red Cloud Jr/Sr High | 121 W 7th Ave | Red Cloud | NE | 68970-2417 | Webster | NE08539 | Scrapped/Junked | 11299 | 01E-9132 | 2001 | ALES | FTVT - Firetube Vertical TB | HWHT - Hot Water Heat | 12/31/2019
Red Cloud Jr/Sr High | 121 W 7th Ave | Red Cloud | NE | 68970-2417 | Webster | NE08540 | Scrapped/Junked | 11300 | 01E-9133 | 2001 | ALES | FTVT - Firetube Vertical TB | HWHT - Hot Water Heat | 12/31/2019
Red Cloud Jr/Sr High | 121 W 7th Ave | Red Cloud | NE | 68970-2417 | Webster | NE19180 | Exempt 1999 LB-66 |  | 00000894-G00052 | 1994 | RHEEM MANUFACTURING CO | AHWH - ANSI/Fired Water Htr | HWSD - Hot Water Dom/Potable | 7/31/1999
Red Cloud Jr/Sr High | 121 W 7th Ave | Red Cloud | NE | 68970-2417 | Webster | NE32865 | Scrapped/Junked | 38893 |  | 1985 | KEWANEE | FTFB - Firetube-Firebox Boiler | STHT - Steam-Heat | 7/31/2001
Red Cloud Jr/Sr High | 121 W 7th Ave | Red Cloud | NE | 68970-2417 | Webster | NE34527 | Scrapped/Junked | 3704 | M3704 | 1964 | Kewanee | FTFB - Firetube-Firebox Boiler | HWHT - Hot Water Heat | 12/31/2014
Red Cloud Jr/Sr High | 121 W 7th Ave | Red Cloud | NE | 68970-2417 | Webster | NE37116 | Scrapped/Junked |  |  | 1984 | PEERLESS HEATER COMPANY |  | STHT - Steam-Heat | 7/31/2001
Super Suds | 121 W Leota St | North Platte | NE | 69101-6058 | Lincoln | NE24173 | Active | 150818 | 0600 | 2012 | Columbia | WT - Water Tube Boiler | GLFH - Glycol Floor Heat System | 12/31/2026
Parkview Laundromat | 1210 5th Ave | South Sioux City | NE | 68776-2153 | Dakota | NE24139 | Scrapped/Junked | 61286 | 61286 | 2013 | Parker Ind | WT - Water Tube Boiler | HWSD - Hot Water Dom/Potable | 3/31/2025
Parkview Laundromat | 1210 5th Ave | South Sioux City | NE | 68776-2153 | Dakota | NE40837 | Scrapped/Junked | 138081 | G978046 | 2002 | Teledyne Laars | CPFT - Horiz Cpr Fin Boiler | HWSP - Hot Water Non Potable Supply | 3/31/2018
Parkview Laundromat | 1210 5th Ave | South Sioux City | NE | 68776-2153 | Dakota | NE40838 | Out of Service | 64440 | F966557 | 1996 | TELE | CPFT - Horiz Cpr Fin Boiler | HWSP - Hot Water Non Potable Supply | 3/31/2010
UFCW DIST. UNION 271 | 1210 Douglas St | Omaha | NE | 68102-1815 | Douglas | NE35590 | Scrapped/Junked |  | 0487V00115 | 1987 | BRYANT |  | STHT - Steam-Heat | 11/30/2002
Town & Garden Apartment | 1210 F St | Lincoln | NE | 68508-3200 | Lancaster | NE09661 | Scrapped/Junked | N/A | 50B-4547 | 1965 | Peerless | CI - Cast Iron | HWHT - Hot Water Heat | 2/28/2014
Town & Garden Apartment | 1210 F St | Lincoln | NE | 68508-3200 | Lancaster | NE09662 | Scrapped/Junked | 19199 | 890B9319199 | 1993 | A O Smith | COBL - Coil Type Boiler | HWSD - Hot Water Dom/Potable | 2/28/2021
Town & Garden Apartment | 1210 F St | Lincoln | NE | 68508-3200 | Lancaster | NE24200 | Active | n/a | 091200479 | 2012 | Dunkirk | CI - Cast Iron | HWHT - Hot Water Heat | 2/28/2026
Sarpy County Courthouse | 1210 Golden Gate Dr | Papillion | NE | 68046-2839 | Sarpy | NE06632 | Active | 13121 | O3F-1037 | 2003 | ALES | FTFB - Firetube-Firebox Boiler | STHT - Steam-Heat | 3/31/2026
Sarpy County Courthouse | 1210 Golden Gate Dr | Papillion | NE | 68046-2839 | Sarpy | NE06633 | Active | 13758 | 04F-1669 | 2004 | ALES | FTFB - Firetube-Firebox Boiler | STHT - Steam-Heat | 3/31/2026
Sarpy County Courthouse | 1210 Golden Gate Dr | Papillion | NE | 68046-2839 | Sarpy | NE09420 | Scrapped/Junked | n/a | P-0310 | 1980 | Kewanee | FTFB - Firetube-Firebox Boiler | HWHT - Hot Water Heat | 3/31/2016
Sarpy County Courthouse | 1210 Golden Gate Dr | Papillion | NE | 68046-2839 | Sarpy | NE09421 | Scrapped/Junked |  | 7115 | 1971 | KEWANEE | FT - Firetube Boiler | STHT - Steam-Heat | 9/30/2004
Sarpy County Courthouse | 1210 Golden Gate Dr | Papillion | NE | 68046-2839 | Sarpy | NE09422 | Scrapped/Junked | n/a | P-0738 | 1980 | Kewanee | FTFB - Firetube-Firebox Boiler | HWHT - Hot Water Heat | 3/31/2016
Sarpy County Courthouse | 1210 Golden Gate Dr | Papillion | NE | 68046-2839 | Sarpy | NE09444 | Scrapped/Junked |  | 7116 | 1971 | KEWANEE | FT - Firetube Boiler | STHT - Steam-Heat | 9/30/2004
Sarpy County Courthouse | 1210 Golden Gate Dr | Papillion | NE | 68046-2839 | Sarpy | NE13388 | Active | 16539 | 07F-4446 | 2007 | ALDRICH/LES | FTVT - Firetube Vertical TB | HWHT - Hot Water Heat | 3/31/2026
Sarpy County Courthouse | 1210 Golden Gate Dr | Papillion | NE | 68046-2839 | Sarpy | NE13389 | Active | 16545 | 07F-4452 | 2007 | ALDRICH/LES | FTVT - Firetube Vertical TB | HWHT - Hot Water Heat | 3/31/2026
Sarpy County Courthouse | 1210 Golden Gate Dr | Papillion | NE | 68046-2839 | Sarpy | NE13390 | Active | 16543 | 07F-4450 | 2007 | ALDRICH/LES | FTVT - Firetube Vertical TB | HWHT - Hot Water Heat | 3/31/2026
Sarpy County Courthouse | 1210 Golden Gate Dr | Papillion | NE | 68046-2839 | Sarpy | NE16987 | Scrapped/Junked | 51073 | 0000404059 | 1988 | RHEEM MANUFACTURING CO | CHWH - ASME/Fired Water Heater | HWSD - Hot Water Dom/Potable | 9/30/2007
Sarpy County Courthouse | 1210 Golden Gate Dr | Papillion | NE | 68046-2839 | Sarpy | NE26052 | Active | N/A | 14H00112 | 2014 | Aerco | CALU - Cast Aluminum | HWHT - Hot Water Heat | 3/31/2026
Sarpy County Courthouse | 1210 Golden Gate Dr | Papillion | NE | 68046-2839 | Sarpy | NE26053 | Active | N/A | 13H00163 | 2014 | Aerco | CALU - Cast Aluminum | HWHT - Hot Water Heat | 3/31/2026
Sarpy County Courthouse | 1210 Golden Gate Dr | Papillion | NE | 68046-2839 | Sarpy | NE26054 | Active | N/A | 14H00124 | 2014 | Aerco | CALU - Cast Aluminum | HWHT - Hot Water Heat | 3/31/2026
Wonder Wash | 1210 S 11th St | Nebraska City | NE | 68410-3402 | Otoe | NE40784 | Active | 68413 | 0888105013 | 1988 | Raypak | CPFT - Horiz Cpr Fin Boiler | GLFH - Glycol Floor Heat System | 12/31/2026
Wonder Wash | 1210 S 11th St | Nebraska City | NE | 68410-3402 | Otoe | NE40785 | Scrapped/Junked | 70857 | 1188107557 | 1988 | Raypak | CPFT - Horiz Cpr Fin Boiler | HWFG - Hotwater Heat Floor-Glycl | 12/31/2020
SOUTH WARD ELEMENTARY | 1210 TOLEDO RD | SIDNEY | NE | 69162 | CHEYENNE | NE31345 | Scrapped/Junked |  | 468 | 1952 | AMERICAN STANDARD |  | HWHT - Hot Water Heat | 3/31/2005
SOUTH WARD ELEMENTARY | 1210 TOLEDO RD | SIDNEY | NE | 69162 | CHEYENNE | NE31346 | Scrapped/Junked |  | 468 | 1952 | AMERICAN STANDARD |  | HWHT - Hot Water Heat | 3/31/2005
South Elementary | 1210 Toledo St | Sidney | NE | 69162-2543 | Cheyenne | NE11368 | Inactive | 2465 | AFJC-9130 | 2003 | ALLI | WT - Water Tube Boiler |  | 3/31/2005
OPPD Papillion Service Cen | 1210 W 6th St | Papillion | NE | 68046-3034 | Sarpy | NE22101 | Scrapped/Junked | NA | SN99483361 | 1994 | POLY | ELWH - Electric Water Heater | HWSD - Hot Water Dom/Potable | 12/31/2021
OPPD Papillion Service Cen | 1210 W 6th St | Papillion | NE | 68046-3034 | Sarpy | NE22102 | Exempt 1999 LB-66 |  | SN12742834 | 1967 | PVI INDUSTRIES | ELWH - Electric Water Heater | HWSD - Hot Water Dom/Potable | 7/31/2000
The Players Club | 12101 Deer Creek Dr | Omaha | NE | 68142-1644 | Douglas | NE08106 | Scrapped/Junked | 266231 | 705266231 | 2007 | RayPak | CPFT - Horiz Cpr Fin Boiler | OPHT - Outdoor Pool Heater | 8/31/2017
The Players Club | 12101 Deer Creek Dr | Omaha | NE | 68142-1644 | Douglas | NE08107 | Scrapped/Junked | 266069 | 705266069 | 2007 | RayPak | CPFT - Horiz Cpr Fin Boiler | IPHT - Indoor Pool Heater | 8/31/2021
The Players Club | 12101 Deer Creek Dr | Omaha | NE | 68142-1644 | Douglas | NE27678 | Scrapped/Junked | 465242 | 1804465242 | 2018 | RayPak | CPFT - Horiz Cpr Fin Boiler | OPHT - Outdoor Pool Heater | 8/31/2023
North Bend City Pool | 1211 Locust St | North Bend | NE | 68649-4506 | Dodge | NE40522 | Scrapped/Junked | 154381 | 9811154381 | 1998 | Raypak | CPFT - Horiz Cpr Fin Boiler | OPHT - Outdoor Pool Heater | 6/30/2021
North Bend City Pool | 1211 Locust St | North Bend | NE | 68649-4506 | Dodge | NE40523 | Exempt 1999 LB-66 |  | MB990812141 | 1999 | AO SMITH | AHWH - ANSI/Fired Water Htr | HWSD - Hot Water Dom/Potable | 5/31/2000
North Bend City Pool | 1211 Locust St | North Bend | NE | 68649-4506 | Dodge | NE42340 | Active | 127668 | 19.PGT850.142.0930 | 2020 | Lochinvar | FTVT - Firetube Vertical TB | OPHT - Outdoor Pool Heater | 6/30/2026
SUPER 8 MOTEL WEST POINT | 1211 N Lincoln St | West Point | NE | 68788-1007 | CUMING | NE30966 | Exempt 1999 LB-66 |  | ME95-0438142930 | 1995 | AO SMITH | AHWH - ANSI/Fired Water Htr | HWSD - Hot Water Dom/Potable | 10/31/1999
SUPER 8 MOTEL WEST POINT | 1211 N Lincoln St | West Point | NE | 68788-1007 | CUMING | NE30967 | Exempt 1999 LB-66 |  | ME95-0432856930 | 1995 | AO SMITH | AHWH - ANSI/Fired Water Htr | HWSD - Hot Water Dom/Potable | 10/31/1999
RETAIL STORE | 1211 O St | Lincoln | NE | 68508-1431 | LANCASTER | NE15505 | Inactive | 89509 | N-5612-W76 | 1983 | CHROMALOX PRECISION HEAT | ELBL - Electric Boiler | STHT - Steam-Heat | 10/31/2003
PARK PLACE APTS LP | 12115 William Plz | Omaha | NE | 68144-1404 | Douglas | NE19709 | Exempt 1999 LB-66 |  | 0000003315 | 1995 | AO SMITH | AHWH - ANSI/Fired Water Htr | HWSD - Hot Water Dom/Potable | 3/31/2000
PARK PLACE APTS LP | 12115 William Plz | Omaha | NE | 68144-1404 | Douglas | NE19710 | Exempt 1999 LB-66 |  | 0000002505 | 1991 | AO SMITH | AHWH - ANSI/Fired Water Htr | HWSD - Hot Water Dom/Potable | 3/31/2000
PARK PLACE APTS LP | 12115 William Plz | Omaha | NE | 68144-1404 | Douglas | NE19711 | Exempt 1999 LB-66 |  | 0000006150 | 1990 | AO SMITH | AHWH - ANSI/Fired Water Htr | HWSD - Hot Water Dom/Potable | 3/31/2000
PARK PLACE APTS LP | 12115 William Plz | Omaha | NE | 68144-1404 | Douglas | NE19712 | Exempt 1999 LB-66 |  | 0000002217 | 1991 | AO SMITH | AHWH - ANSI/Fired Water Htr | HWSD - Hot Water Dom/Potable | 3/31/2000
PARK PLACE APTS LP | 12115 William Plz | Omaha | NE | 68144-1404 | Douglas | NE19713 | Exempt 1999 LB-66 |  | 0000000860 | 1992 | AO SMITH | AHWH - ANSI/Fired Water Htr | HWSD - Hot Water Dom/Potable | 3/31/2000
PARK PLACE APTS LP | 12115 William Plz | Omaha | NE | 68144-1404 | Douglas | NE19714 | Exempt 1999 LB-66 |  | 0000007235 | 1994 | AO SMITH | AHWH - ANSI/Fired Water Htr | HWSD - Hot Water Dom/Potable | 3/31/2000
PARK PLACE APTS LP | 12115 William Plz | Omaha | NE | 68144-1404 | Douglas | NE19715 | Exempt 1999 LB-66 |  | 0000007235 | 1987 | RHEEM MANUFACTURING CO | AHWH - ANSI/Fired Water Htr | HWSD - Hot Water Dom/Potable | 3/31/2000
PARK PLACE APTS LP | 12115 William Plz | Omaha | NE | 68144-1404 | Douglas | NE19717 | Exempt 1999 LB-66 |  | 0000001911 | 1987 | RHEEM MANUFACTURING CO | AHWH - ANSI/Fired Water Htr | HWSD - Hot Water Dom/Potable | 3/31/2000
PARK PLACE APTS LP | 12115 William Plz | Omaha | NE | 68144-1404 | Douglas | NE21934 | Exempt 1999 LB-66 |  | MM958484635930 | 1995 | A. O. Smith | AHWH - ANSI/Fired Water Htr | HWSD - Hot Water Dom/Potable | 3/31/2000
Liberty Packaging | 12118 S 150th St | Papillion | NE | 68138-4429 | Sarpy | NE28301 | Out of Service | 23711 | S2500-250-28 | 2019 | Hurst | FTSM - FTS Marine Dry Back | PROC - Process Steam | 9/30/2024
Liberty Packaging | 12118 S 150th St | Papillion | NE | 68138-4429 | Sarpy | NE43407 | Active | 26582 | S3000-250-26 | 2024 | Hurst | FTWB - FTS Marine Wet Back | PROC - Process Steam | 6/30/2026
Northside Elementary | 1212 12th Ave | Nebraska City | NE | 68410-1126 | Otoe | NE32331 | Scrapped/Junked | n/a | 650-667 | 1966 | AOSM | COBL - Coil Type Boiler | HWSD - Hot Water Dom/Potable | 6/30/2013
Northside Elementary | 1212 12th Ave | Nebraska City | NE | 68410-1126 | Otoe | NE33913 | Scrapped/Junked | 4948 | 4989 | 1966 | Kewanee | FTFB - Firetube-Firebox Boiler | HWHT - Hot Water Heat | 6/30/2013
Hampton Inn | 1212 Cuming St | Omaha | NE | 68102-4402 | Douglas | NE08139 | Scrapped/Junked | 114673 | 114673 | 2007 | A O Smith | CHWH - ASME/Fired Water Heater | HWSD - Hot Water Dom/Potable | 12/31/2022
Hampton Inn | 1212 Cuming St | Omaha | NE | 68102-4402 | Douglas | NE08140 | Scrapped/Junked | 114669 | 114669 | 2007 | A O Smith | CHWH - ASME/Fired Water Heater | HWSD - Hot Water Dom/Potable | 12/31/2022
Hampton Inn | 1212 Cuming St | Omaha | NE | 68102-4402 | Douglas | NE08141 | Scrapped/Junked | 114672 | 114672 | 2007 | A O Smith | CHWH - ASME/Fired Water Heater | HWSD - Hot Water Dom/Potable | 12/31/2022
Hampton Inn | 1212 Cuming St | Omaha | NE | 68102-4402 | Douglas | NE43028 | Active | 25665 | IN501-994 | 2023 | Intellihot | WTHW - Watertube Wtr Heater | HWSD - Hot Water Dom/Potable | 12/31/2026
Hampton Inn | 1212 Cuming St | Omaha | NE | 68102-4402 | Douglas | NE43029 | Active | 26921 | IN501-1162 | 2023 | Intellihot | WTHW - Watertube Wtr Heater | HWSD - Hot Water Dom/Potable | 12/31/2026
Apartment Building - Reinke | 1212 D St | Lincoln | NE | 68502-1337 | Lancaster | NE17987 | Active | 124308 | 124308 | 2008 | AO SMITH | FTVT - Firetube Vertical TB | HWDP - Hotwater Heat & Dom Supply | 1/31/2025
Apartment Building | 1212 E St | Lincoln | NE | 68508-3554 | Lancaster | NE09660 | Inactive | N/A | CP810904 | 1984 | Weil-Mcclain | CI - Cast Iron | HWHT - Hot Water Heat | 1/31/2014
Birchcrest Elementary | 1212 Fairfax Rd | Bellevue | NE | 68005-3125 | Sarpy | NE18944 | Scrapped/Junked | 8294 | 95-E4990 | 1995 | ALES | FTVT - Firetube Vertical TB | HWHT - Hot Water Heat | 7/31/2019
Birchcrest Elementary | 1212 Fairfax Rd | Bellevue | NE | 68005-3125 | Sarpy | NE18945 | Scrapped/Junked | 8295 | 95-E4991 | 1995 | ALES | FTVT - Firetube Vertical TB | HWHT - Hot Water Heat | 7/31/2019
Birchcrest Elementary | 1212 Fairfax Rd | Bellevue | NE | 68005-3125 | Sarpy | NE18946 | Scrapped/Junked | 8296 | 95-E4992 | 1995 | ALES | FTVT - Firetube Vertical TB | HWHT - Hot Water Heat | 7/31/2019
1212 Harney St Building | 1212 Harney St | Omaha | NE | 68102-1847 | Douglas | NE12900 | Active | 7206 | 92-3208 | 1992 | ALES | FTFB - Firetube-Firebox Boiler | HWHT - Hot Water Heat | 10/31/2025
GARDEN CAFE | 1212 Harney St | Omaha | NE | 68102-1847 | Douglas | NE21673 | Exempt 1999 LB-66 |  | MM95-0484113920 | 1995 | AO SMITH | AHWH - ANSI/Fired Water Htr | HWSD - Hot Water Dom/Potable | 9/30/1999
GARDEN CAFE | 1212 Harney St | Omaha | NE | 68102-1847 | Douglas | NE21674 | Exempt 1999 LB-66 |  | MM95-0484132920 | 1995 | AO SMITH | AHWH - ANSI/Fired Water Htr | HWSD - Hot Water Dom/Potable | 9/30/1999
Auburn State Bank | 1212 J St | Auburn | NE | 68305-1533 | Nemaha | NE19532 | Out of Service | N/A | 11-102 | 1979 | Crane | CI - Cast Iron | HWHT - Hot Water Heat | 3/31/2012
HUNTER CLEANERS | 1212 L St | Aurora | NE | 68818-2016 | HAMILTON | NE01077 | Inactive | 6854 |  | 1958 | STEAMASTER | FT - Firetube Boiler | PROC - Process Steam | 7/31/2000
City Pool | 1212 Lincoln St | Wayne | NE | 68787-1035 | Wayne | NE20576 | Out of Service | 212824 | C09212824 | 2009 | Laars | CPPH - Ansi Cpr Fin Pool Heater | OPHT - Outdoor Pool Heater | 6/30/2012
Central States Health & Life Insurance | 1212 N 96th St | Omaha | NE | 68114-2279 | Douglas | NE24872 | Active | 67990 | G-14-1001 | 2014 | Aerco | FTVT - Firetube Vertical TB | HWHT - Hot Water Heat | 11/30/2025
Central States Health & Life Insurance | 1212 N 96th St | Omaha | NE | 68114-2279 | Douglas | NE24873 | Active | 67986 | G-14-0997 | 2014 | Aerco | FTVT - Firetube Vertical TB | HWHT - Hot Water Heat | 11/30/2025
Central States Health & Life Insurance | 1212 N 96th St | Omaha | NE | 68114-2279 | Douglas | NE37469 | Scrapped/Junked | None | 2111509G | 1976 | PEER | CI - Cast Iron | HWHT - Hot Water Heat | 6/30/2014
Central States Health & Life Insurance | 1212 N 96th St | Omaha | NE | 68114-2279 | Douglas | NE37470 | Scrapped/Junked | None | 2111508G | 1976 | PEER | CI - Cast Iron | HWHT - Hot Water Heat | 6/30/2014
Central States Health & Life Insurance | 1212 N 96th St | Omaha | NE | 68114-2279 | Douglas | NE37471 | Scrapped/Junked | None | 211A260187 | 1987 | PEER | CI - Cast Iron | STHT - Steam-Heat | 6/30/2014
CENTRAL STATES HEALTH & LIFE CO | 1212 N 96th St | Omaha | NE | 68114-2279 | Douglas | NE21338 | Exempt 1999 LB-66 |  | 325570 | 1994 | AO SMITH | AHWH - ANSI/Fired Water Htr | HWSD - Hot Water Dom/Potable | 11/30/1998
Pacific Hills IV | 12120 Shamrock Plz | Omaha | NE | 68154-3539 | Douglas | NE15217 | Active | 6293 | 87-20519 | 1988 | Rite | WT - Water Tube Boiler | HWHT - Hot Water Heat | 4/30/2026
Pacific Hills IV | 12120 Shamrock Plz | Omaha | NE | 68154-3539 | Douglas | NE15218 | Active | 6294 | 8720520 | 1987 | Rite | WT - Water Tube Boiler | HWHT - Hot Water Heat | 4/30/2026
Platte Valley Bank Ops Center | 1213 E 20th St. | Scottsbluff | NE | 69361 | Scotts Bluff | NE43655 | Active | 424615 | 24424615 | 2024 | Lochinvar | CPFT - Horiz Cpr Fin Boiler | HWHT - Hot Water Heat | 8/31/2026
Platte Valley Bank Ops Center | 1213 E 20th St. | Scottsbluff | NE | 69361 | Scotts Bluff | NE43656 | Active | 424351 | 24424351 | 2024 | Lochinvar | CPFT - Horiz Cpr Fin Boiler | HWHT - Hot Water Heat | 8/31/2026
MRS MILES BUTERBAUGH | 1213 Lake Ave | Gothenburg | NE | 69138-1742 | DAWSON | NE01207 | Inactive |  | 19931 | 1911 | CASE | HOBB - Hobby/Antique Boiler | 0024 - Antique Steam Tractor | 12/31/1994
Pacific Garden Apartments Unit #24 | 1213-15 Marbee Dr Unt 24 | Omaha | NE | 68124-1695 | Douglas | NE13805 | Inactive | 30013 | 2006-51-0030 | 2008 | Lochinvar | WT - Water Tube Boiler | HWHT - Hot Water Heat | 11/30/2015
Pacific Garden Apartments Unit #24 | 1213-15 Marbee Dr Unt 24 | Omaha | NE | 68124-1695 | Douglas | NE14511 | Scrapped/Junked |  |  | 1956 | NATIONAL CRANE |  | HWHT - Hot Water Heat | 11/30/2008
MINATARE FEED LOTS, INC. | 1214 4TH ST | MINATARE | NE | 69356-3961 | SCOTTS BLUFF | NE21154 | Inactive |  | 2828 | 1916 | AMERICAN RADIATOR |  | HWHT - Hot Water Heat | 4/30/2003
Poet Ethanol LLC | 1214 Road G | Fairmont | NE | 68354-3054 | Fillmore | NE09176 | Active | 113 | 520-B | 2006 | AGC | WT - Water Tube Boiler | PROC - Process Steam | 11/30/2025
Poet Ethanol LLC | 1214 Road G | Fairmont | NE | 68354-3054 | Fillmore | NE09177 | Active | 112 | 520-A | 2006 | SCPM | WT - Water Tube Boiler | PROC - Process Steam | 11/30/2025
Poet Ethanol LLC | 1214 Road G | Fairmont | NE | 68354-3054 | Fillmore | NE09199 | Scrapped/Junked | 372 | 1714 | 2007 | CCAM | ECON - Boiler Economizer | ECON - Boiler Economizer | 6/30/2014
Poet Ethanol LLC | 1214 Road G | Fairmont | NE | 68354-3054 | Fillmore | NE09200 | Scrapped/Junked | 369 | 1711 | 2007 | CCAM | ECON - Boiler Economizer | ECON - Boiler Economizer | 6/30/2014
Poet Ethanol LLC | 1214 Road G | Fairmont | NE | 68354-3054 | Fillmore | NE24692 | Active | 150 | 12374-1E | 2014 | VICTORY ENERGY | ECON - Boiler Economizer | PROC - Process Steam | 11/30/2025
Poet Ethanol LLC | 1214 Road G | Fairmont | NE | 68354-3054 | Fillmore | NE24693 | Active | 153 | 12374.2E | 2014 | VICTORY ENERGY | ECON - Boiler Economizer | HPEC - High Pressure Economizer | 11/30/2025
Poet Ethanol LLC | 1214 Road G | Fairmont | NE | 68354-3054 | Fillmore | NE41454 | Active | 832 | 15722 | 2020 | VICTORY ENERGY | FTHT - Firetube Horizontal | PROC - Process Steam | 11/30/2025
The Egging Company | 12145 Road 38 | Gurley | NE | 69141-6511 | Cheyenne | NE14443 | Active | unk | LC010-484-0896 | 1996 | Peerless | CI - Cast Iron | HWHT - Hot Water Heat | 3/31/2025
The Egging Company | 12145 Road 38 | Gurley | NE | 69141-6511 | Cheyenne | NE15702 | Scrapped/Junked | 18702 | 18514SN | 1962 | Bryan Steam LLC | WT - Water Tube Boiler | HWHT - Hot Water Heat | 3/31/2019
Mirror Image Car Wash - South | 1215 2nd Ave | Kearney | NE | 68847-6873 | Buffalo | NE44104 | Active | 293366 | 21.PG80.95.2602 | 2021 | Lochinvar | FTSS - Firetube Stainless Steel | GLFH - Glycol Floor Heat System | 1/31/2026
Mirror Image Car Wash - South | 1215 2nd Ave | Kearney | NE | 68847-6873 | Buffalo | NE44105 | Active | 280579 | 21.PG80.95.2157 | 2021 | Lochinvar | FTSS - Firetube Stainless Steel | GLFH - Glycol Floor Heat System | 1/31/2026
Central Community College | 1215 30th Ave | Kearney | NE | 68845 | Buffalo | NE26908 | Active | 75870 | G-16-2284 | 2016 | Aerco | SSCO - SS Coil Boiler | GLYC - Glycol Bldg Heat Sys | 2/28/2026
Apartment Building - Arrow | 1215 E St | Lincoln | NE | 68508-3587 | Lancaster | NE02306 | Scrapped/Junked | 6999 | 6999 | 2003 | HTPI | COBL - Coil Type Boiler | HWDP - Hotwater Heat & Dom Supply | 8/31/2007
Apartment Building - Arrow | 1215 E St | Lincoln | NE | 68508-3587 | Lancaster | NE19690 | Scrapped/Junked |  | 0392D07700 | 1992 | RUDD | AHWH - ANSI/Fired Water Htr | HWDP - Hotwater Heat & Dom Supply | 11/30/2004
Apartment Building - Arrow | 1215 E St | Lincoln | NE | 68508-3587 | Lancaster | NE21065 | Active | 37436 | J06R37436 | 2010 | Heat Transfer Products Inc. | WTSS - Watertube SS Steel | HWHT - Hot Water Heat | 12/31/2025
Central Nebraska Transload | 1215 E US Highway 30 | Grand Island | NE | 68801-8315 | Hall | NE27787 | Active | 477 | 50465 | 2000 | Lattner Boiler Co | FT - Firetube Boiler | PROC - Process Steam | 11/30/2025
YORK COLD STORAGE | 1215 N Division Ave | York | NE | 68467-1701 | YORK | NE18310 | Scrapped/Junked | 98236 |  | 1994 | RAYPAK INC, CALIFORNIA | CPFT - Horiz Cpr Fin Boiler | HWSP - Hot Water Non Potable Supply | 10/31/2002
YORK COLD STORAGE | 1215 N Division Ave | York | NE | 68467-1701 | YORK | NE40924 | Inactive | 4287 |  | 1997 | HURST BOILER & WELDING CO | COBL - Coil Type Boiler | PROW - Process Hot Water | 10/31/2000
Career Pathways Institute | 1215 S Adams St | Grand Island | NE | 68801-7172 | Hall | NE23680 | Active | n/a | 1060-09-0650 | 2012 | Aerco | CALU - Cast Aluminum | HWHT - Hot Water Heat | 1/31/2027
Career Pathways Institute | 1215 S Adams St | Grand Island | NE | 68801-7172 | Hall | NE24086 | Active | 62530 | G12-1352 | 2012 | Aerco | FTVT - Firetube Vertical TB | HWHT - Hot Water Heat | 1/31/2027
Career Pathways Institute | 1215 S Adams St | Grand Island | NE | 68801-7172 | Hall | NE24087 | Active | 62531 | G-12-1353 | 2012 | Aerco | FTVT - Firetube Vertical TB | HWHT - Hot Water Heat | 1/31/2027
Career Pathways Institute | 1215 S Adams St | Grand Island | NE | 68801-7172 | Hall | NE28201 | Active | 83603 | G-19-0734 | 2019 | Aerco | FTVT - Firetube Vertical TB | HWHT - Hot Water Heat | 1/31/2027
Phelps Memorial Health Center | 1215 Tibbals St | Holdrege | NE | 68949-1255 | Phelps | NE14192 | Scrapped/Junked | 22611 | N-3409 | 1967 | KEWA | FTSM - FTS Marine Dry Back | BSUP - Bldg Heat & Process | 4/30/2011
Phelps Memorial Health Center | 1215 Tibbals St | Holdrege | NE | 68949-1255 | Phelps | NE14193 | Scrapped/Junked | 22612 | N-3410 | 1967 | Kewanee | FTSM - FTS Marine Dry Back | PROC - Process Steam | 10/31/2011
Phelps Memorial Health Center | 1215 Tibbals St | Holdrege | NE | 68949-1255 | Phelps | NE20980 | Scrapped/Junked | 664 | 37S6110300 | 2011 | Miura | VTWT - Vert Watertube | STHT - Steam-Heat | 10/31/2023
Phelps Memorial Health Center | 1215 Tibbals St | Holdrege | NE | 68949-1255 | Phelps | NE21481 | Scrapped/Junked | 612 | 37S61100GU | 2011 | Miura | VTWT - Vert Watertube | STHT - Steam-Heat | 10/31/2022
Phelps Memorial Health Center | 1215 Tibbals St | Holdrege | NE | 68949-1255 | Phelps | NE22256 | Scrapped/Junked | 749 | 3756110550 | 2011 | Miura | VTWT - Vert Watertube | STHT - Steam-Heat | 10/31/2018
Phelps Memorial Health Center | 1215 Tibbals St | Holdrege | NE | 68949-1255 | Phelps | NE27826 | Active | 2809 | 91980 | 2011 | Miura | VTWT - Vert Watertube | STHT - Steam-Heat | 10/31/2026
Phelps Memorial Health Center | 1215 Tibbals St | Holdrege | NE | 68949-1255 | Phelps | NE28411 | Active | 104127 | FO11148 | 2019 | Conquest | FT - Firetube Boiler | HWSD - Hot Water Dom/Potable | 10/31/2026
Phelps Memorial Health Center | 1215 Tibbals St | Holdrege | NE | 68949-1255 | Phelps | NE28412 | Active | 98920 | FO1152 | 2019 | Conquest | FT - Firetube Boiler | HWSD - Hot Water Dom/Potable | 10/31/2026
Phelps Memorial Health Center | 1215 Tibbals St | Holdrege | NE | 68949-1255 | Phelps | NE28413 | Active | 100169 | FO1153 | 2019 | Conquest | FT - Firetube Boiler | HWSD - Hot Water Dom/Potable | 10/31/2026
Phelps Memorial Health Center | 1215 Tibbals St | Holdrege | NE | 68949-1255 | Phelps | NE41400 | Inactive | 11367 | 11367 | 1991 | Apache | FTSM - FTS Marine Dry Back | PROC - Process Steam | 10/31/2023
Phelps Memorial Health Center | 1215 Tibbals St | Holdrege | NE | 68949-1255 | Phelps | NE42237 | Active | 2954 | A3970 | 2023 | Unilux | WT - Water Tube Boiler | PROC - Process Steam | 10/31/2026
Phelps Memorial Health Center | 1215 Tibbals St | Holdrege | NE | 68949-1255 | Phelps | NE43191 | Active | 3023 | A 4025 | 2023 | Unilux | WT - Water Tube Boiler | PROC - Process Steam | 10/31/2026
Poppleton Place II Apts | 1217 S 25th Ave | Omaha | NE | 68105-2382 | Douglas | NE12812 | Scrapped/Junked | NA | 4BJ3 | 1975 | American Standard | CI - Cast Iron | STHT - Steam-Heat | 1/31/2010
APARTMENT BUILDING | 1218 E St | Lincoln | NE | 68508-3588 | LANCASTER | NE06501 | Exempt | n/a | MB021465476110 | 2002 | AO SMITH | AHWH - ANSI/Fired Water Htr | HWDP - Hotwater Heat & Dom Supply | 8/31/2006
APARTMENT BUILDING | 1218 E St | Lincoln | NE | 68508-3588 | LANCASTER | NE22509 | Exempt 1999 LB-66 |  | MD97-0639837 | 1997 | AO SMITH | AHWH - ANSI/Fired Water Htr | HWSD - Hot Water Dom/Potable | 6/30/2000
Overland Building | 1218 Howard St | Omaha | NE | 68102-2819 | Douglas | NE12851 | Active | n/a | 211A10375129 | 1994 | Peerless | CI - Cast Iron | STHT - Steam-Heat | 11/30/2026
Pacific Garden Apartments | 1219-21 Marbee Dr | Omaha | NE | 68124-1545 | Douglas | NE07315 | Scrapped/Junked | n/a | 64568648 | 2003 | Burnham | CI - Cast Iron | HWHT - Hot Water Heat | 11/30/2015
PACIFIC GARDEN APARTMENTS | 1219-21 MARBEE DR | OMAHA | NE | 68124-1545 | Douglas | NE14512 | Scrapped/Junked |  |  | 1956 | NATIONAL CRANE |  | HWHT - Hot Water Heat | 11/30/2003
City Hall | 122 E 3rd St | Papillion | NE | 68046-2365 | Sarpy | NE22784 | Scrapped/Junked | N/A | 632845-201001 | 2010 | Peerless | CI - Cast Iron | STHT - Steam-Heat | 10/31/2021
City Hall | 122 E 3rd St | Papillion | NE | 68046-2365 | Sarpy | NE37751 | Inactive |  | 870 | 1922 | PACIFIC | FT - Firetube Boiler | STHT - Steam-Heat | 11/30/1990
City Hall | 122 E 3rd St | Papillion | NE | 68046-2365 | Sarpy | NE37752 | Scrapped/Junked | none | 211-9252-0984 | 1984 | Peerless | CI - Cast Iron | STHT - Steam-Heat | 1/31/2012
Stromsberg City Pool | 122 E 3Rd St | Stromsburg | NE | 68666-3035 | Polk | NE40691 | Out of Service | 43328 | C94F05373 | 1994 | TELE | CPFT - Horiz Cpr Fin Boiler | OPHT - Outdoor Pool Heater | 6/30/2010
City Of Stromsburg | 122 E 3rd St | Stromsburg | NE | 68666-3035 | Polk | NE10201 | Active | 16671 | 2006-17-0181 | 2006 | GIANNONI | COWH - Coil Type Water Heater | HWHS - Hotwater Heat Sidewalks | 4/30/2026
Boys Town | 122 Heroes Blvd | Boys Town | NE | 68010-7537 | Douglas | NE12051 | Inactive | 191790 | 0202191790 | 2002 | RAYP | CPFT - Horiz Cpr Fin Boiler | HWSP - Hot Water Non Potable Supply | 10/31/2011
NORWEST FEEDS SANDY | 122 Main St | Crawford | NE | 69339-1024 | DAWES | NE13593 | Inactive | 696 |  | 1962 | SUPERIOR BOILERWORKS | FT - Firetube Boiler | PROC - Process Steam | 7/31/1994
State Nebraska Bank & Trust | 122 Main St | Wayne | NE | 68787-1940 | Wayne | NE07562 | Active | 14832 | 06F-2739 | 2006 | ALES | FTVT - Firetube Vertical TB | GLYC - Glycol Bldg Heat Sys | 12/31/2026
State Nebraska Bank & Trust | 122 Main St | Wayne | NE | 68787-1940 | Wayne | NE07563 | Active | 14831 | 06F-2738 | 2006 | ALES | FTVT - Firetube Vertical TB | GLYC - Glycol Bldg Heat Sys | 12/31/2026
OEA Apartments | 122 S 39th St | Omaha | NE | 68131-3032 | Douglas | NE26326 | Active | 19597 | 15F-7505 | 2015 | Aldrich | FT - Firetube Boiler | STHT - Steam-Heat | 3/31/2026
OEA Apartments | 122 S 39th St | Omaha | NE | 68131-3032 | Douglas | NE26327 | Active | 19601 | 15F-7509 | 2015 | Aldrich | FT - Firetube Boiler | STHT - Steam-Heat | 3/31/2026
OEA Apartments | 122 S 39th St | Omaha | NE | 68131-3032 | Douglas | NE35316 | Scrapped/Junked | 27920 | P5788/431194 | 1976 | Kewanee | FTFB - Firetube-Firebox Boiler | STHT - Steam-Heat | 8/31/2015
OEA Apartments | 122 S 39th St | Omaha | NE | 68131-3032 | Douglas | NE35317 | Scrapped/Junked |  | 2-M5496 | 1963 | KEWANEE | FT - Firetube Boiler | STHT - Steam-Heat | 8/31/2004
OEA Apartments | 122 S 39th St | Omaha | NE | 68131-3032 | Douglas | NE35318 | Scrapped/Junked | 58068 | 780JL858068 | 1985 | AOSM | COBL - Coil Type Boiler | HWSD - Hot Water Dom/Potable | 8/31/2009
SUPERIOR CLEANERS | 122 W 4th St | Superior | NE | 68978-1731 | NUCKOLLS | NE00627 | Scrapped/Junked | 9369 |  | 1946 | PM LATTNER MFR COMPANY | FTVT - Firetube Vertical TB | PROC - Process Steam | 7/31/2004
First Presbyterian Church | 1220 Bellevue Blvd S | Bellevue | NE | 68005-2722 | Sarpy | NE15267 | Scrapped/Junked | N/A | K3251 | 1958 | Kewanee | FTFB - Firetube-Firebox Boiler | HWHT - Hot Water Heat | 9/30/2013
First Presbyterian Church | 1220 Bellevue Blvd S | Bellevue | NE | 68005-2722 | Sarpy | NE20049 | Exempt 1999 LB-66 |  | 672-96178 | 1972 | RUUD | AHWH - ANSI/Fired Water Htr | HWSD - Hot Water Dom/Potable | 9/30/1999
Holiday Lodge | 1220 E 23rd St | Fremont | NE | 68025-2411 | Dodge | NE17837 | Scrapped/Junked | 37962 | G68-9-3276 | 1972 | Cleaver & Brooks | WT - Water Tube Boiler | HWHT - Hot Water Heat | 10/31/2006
Holiday Lodge | 1220 E 23rd St | Fremont | NE | 68025-2411 | Dodge | NE17838 | Scrapped/Junked |  | 0189141-880 | 1991 | A. O. Smith |  | HWDP - Hotwater Heat & Dom Supply | 10/31/2005
Town & Garden Apartment | 1220 F St | Lincoln | NE | 68508-3229 | Lancaster | NE09663 | Scrapped/Junked | N/A | 487-52-SA | 1962 | Weil-Mcclain | CI - Cast Iron | HWHT - Hot Water Heat | 2/28/2014
Town & Garden Apartment | 1220 F St | Lincoln | NE | 68508-3229 | Lancaster | NE09664 | Scrapped/Junked | 13135 | 840D9113135 | 1991 | A O Smith | COBL - Coil Type Boiler | HWSD - Hot Water Dom/Potable | 2/28/2021
Town & Garden Apartment | 1220 F St | Lincoln | NE | 68508-3229 | Lancaster | NE24199 | Active | n/a | 091200480 | 2012 | Dunkirk | CI - Cast Iron | HWHT - Hot Water Heat | 2/28/2026
Farmers Mutual of Nebraska | 1220 Lincoln Mall | Lincoln | NE | 68508-2838 | Lancaster | NE25704 | Active | 68358 | G14-1353 | 2014 | Aerco International, Inc. | FTVT - Firetube Vertical TB | HWHT - Hot Water Heat | 3/31/2026
Farmers Mutual of Nebraska | 1220 Lincoln Mall | Lincoln | NE | 68508-2838 | Lancaster | NE25705 | Scrapped/Junked | 68357 | G14-1352 | 2014 | Aerco International, Inc. | FTVT - Firetube Vertical TB | HWHT - Hot Water Heat | 3/31/2026
Farmers Mutual of Nebraska | 1220 Lincoln Mall | Lincoln | NE | 68508-2838 | Lancaster | NE25706 | Scrapped/Junked | 38355 | G14-1350 | 2014 | Aerco International, Inc. | FTVT - Firetube Vertical TB | HWHT - Hot Water Heat | 3/31/2026
Farmers Mutual of Nebraska | 1220 Lincoln Mall | Lincoln | NE | 68508-2838 | Lancaster | NE37524 | Scrapped/Junked | 20889 | L8151 | 1961 | Kewanee | FTSM - FTS Marine Dry Back | HWHT - Hot Water Heat | 1/31/2015
Farmers Mutual of Nebraska | 1220 Lincoln Mall | Lincoln | NE | 68508-2838 | Lancaster | NE43845 | Active | 10211 | 605831600054 | 2025 | Cleaver Brooks | SSCO - SS Coil Boiler | HWHT - Hot Water Heat | 3/31/2026
Farmers Mutual of Nebraska | 1220 Lincoln Mall | Lincoln | NE | 68508-2838 | Lancaster | NE43846 | Active | 10217 | 605831600060 | 2025 | Cleaver Brooks | SSCO - SS Coil Boiler | HWHT - Hot Water Heat | 3/31/2026
Dino's Storage | 1220 S 13th St | Omaha | NE | 68108-3502 | Douglas | NE00620 | Active | n/a | 211-13526-0898 | 1998 | PEER | CI - Cast Iron | HWHT - Hot Water Heat | 11/30/2026
Dino's Storage | 1220 S 13th St | Omaha | NE | 68108-3502 | Douglas | NE01439 | Out of Service | 51164 | 86899 | 2001 | LATT | WT - Water Tube Boiler | PROC - Process Steam | 10/31/2017
Dino's Storage | 1220 S 13th St | Omaha | NE | 68108-3502 | Douglas | NE10755 | Scrapped/Junked | 12008 |  | 1947 | KEWANEE | FTFB - Firetube-Firebox Boiler | PROC - Process Steam | 1/31/2002
Dino's Storage | 1220 S 13th St | Omaha | NE | 68108-3502 | Douglas | NE15473 | Scrapped/Junked |  | 4484V00002 | 1985 | DUNKIRK |  | HWHT - Hot Water Heat | 7/31/2000
Dino's Storage | 1220 S 13th St | Omaha | NE | 68108-3502 | Douglas | NE15494 | Inactive | 44534 | 80345 | 1993 | LATT | ELBL - Electric Boiler | PROC - Process Steam | 1/31/2010
YMCA Sports & Rec | 1220 W 18th St | Hastings | NE | 68901-2980 | Adams | NE10078 | Scrapped/Junked | 273563 | 0711273563 | 2007 | Raypak | CPFT - Horiz Cpr Fin Boiler | IPHT - Indoor Pool Heater | 8/31/2016
YMCA Sports & Rec | 1220 W 18th St | Hastings | NE | 68901-2980 | Adams | NE10253 | Scrapped/Junked | 5554 | 030227292 | 2002 | RBI, DIV OF MESTEK CANADA | WT - Water Tube Boiler | IPHT - Indoor Pool Heater | 10/31/2007
YMCA Sports & Rec | 1220 W 18th St | Hastings | NE | 68901-2980 | Adams | NE40720 | Scrapped/Junked | 133817 | F94PI1603 | 1994 | TELEDYNE LAARS | CPFT - Horiz Cpr Fin Boiler | IPHT - Indoor Pool Heater | 10/31/2002
YMCA Sports & Rec | 1220 W 18th St | Hastings | NE | 68901-2980 | Adams | NE40721 | Exempt 1999 LB-66 |  | MJ0779753 | 1993 | BRADFORD | AHWH - ANSI/Fired Water Htr | HWSD - Hot Water Dom/Potable | 8/31/2000
North Platte High School | 1220 W 2nd St | North Platte | NE | 69101-3652 | Lincoln | NE00825 | Inactive | 69866 | 0375 | 2001 | STATE INDUSTRIES | CHWH - ASME/Fired Water Heater | HWSD - Hot Water Dom/Potable | 6/30/2003
North Platte High School | 1220 W 2nd St | North Platte | NE | 69101-3652 | Lincoln | NE10842 | Active | 12708 | 56828 | 2001 | Triad Boiler | FT - Firetube Boiler | HWHT - Hot Water Heat | 12/31/2026
North Platte High School | 1220 W 2nd St | North Platte | NE | 69101-3652 | Lincoln | NE10843 | Active | 12705 | 56825 | 2001 | Triad Boiler | FT - Firetube Boiler | HWHT - Hot Water Heat | 12/31/2026
North Platte High School | 1220 W 2nd St | North Platte | NE | 69101-3652 | Lincoln | NE10844 | Out of Service | 12630 | 56750 | 2001 | Triad Boiler | FT - Firetube Boiler | HWHT - Hot Water Heat | 12/31/2024
North Platte High School | 1220 W 2nd St | North Platte | NE | 69101-3652 | Lincoln | NE10845 | Active | 75620 | L02215051 | 2002 | State Industries | CHWH - ASME/Fired Water Heater | HWSD - Hot Water Dom/Potable | 12/31/2026
North Platte High School | 1220 W 2nd St | North Platte | NE | 69101-3652 | Lincoln | NE10846 | Active | 75615 | L02215049 | 2002 | State Industries | CHWH - ASME/Fired Water Heater | HWSD - Hot Water Dom/Potable | 12/31/2026
North Platte High School | 1220 W 2nd St | North Platte | NE | 69101-3652 | Lincoln | NE10848 | Active | 75617 | L02215050 | 2002 | State Industries | CHWH - ASME/Fired Water Heater | HWSD - Hot Water Dom/Potable | 12/31/2026
North Platte High School | 1220 W 2nd St | North Platte | NE | 69101-3652 | Lincoln | NE10849 | Active | 75613 | L02201168 | 2002 | State Industries | CHWH - ASME/Fired Water Heater | HWSD - Hot Water Dom/Potable | 12/31/2026
North Platte High School | 1220 W 2nd St | North Platte | NE | 69101-3652 | Lincoln | NE16982 | Scrapped/Junked | 43487 |  | 1993 | STATE INDUSTRIES | CHWH - ASME/Fired Water Heater | HWSD - Hot Water Dom/Potable | 6/30/2001
North Platte High School | 1220 W 2nd St | North Platte | NE | 69101-3652 | Lincoln | NE20202 | Exempt 1999 LB-66 |  |  | 1990 | STATE INDUSTRIES | AHWH - ANSI/Fired Water Htr | HWSD - Hot Water Dom/Potable | 6/30/2000
North Platte High School | 1220 W 2nd St | North Platte | NE | 69101-3652 | Lincoln | NE20203 | Exempt 1999 LB-66 |  | 3265 | 1990 | STATE INDUSTRIES | AHWH - ANSI/Fired Water Htr | HWSD - Hot Water Dom/Potable | 6/30/2000
North Platte High School | 1220 W 2nd St | North Platte | NE | 69101-3652 | Lincoln | NE21128 | Inactive | 52865 | 8623 | 1996 | STATE INDUSTRIES | CHWH - ASME/Fired Water Heater | HWSD - Hot Water Dom/Potable | 6/30/2003
North Platte High School | 1220 W 2nd St | North Platte | NE | 69101-3652 | Lincoln | NE21139 | Inactive | 36863 |  | 1996 | AO SMITH | CHWH - ASME/Fired Water Heater | HWSD - Hot Water Dom/Potable | 6/30/2003
North Platte High School | 1220 W 2nd St | North Platte | NE | 69101-3652 | Lincoln | NE31431 | Inactive | 39323 | R-7885 | 1985 | KEWANEE | FTFB - Firetube-Firebox Boiler | STHT - Steam-Heat | 6/30/2003
North Platte High School | 1220 W 2nd St | North Platte | NE | 69101-3652 | Lincoln | NE31435 | Inactive | 39324 | P-5538 | 1985 | KEWANEE | FTFB - Firetube-Firebox Boiler | STHT - Steam-Heat | 6/30/2003
North Platte High School | 1220 W 2nd St | North Platte | NE | 69101-3652 | Lincoln | NE31444 | Inactive | 25676 |  | 1987 | MARKET FORGE INDUSTRIES | FT - Firetube Boiler | 0021 - Steam Supp Cooker/Kettle | 6/30/2003
North Platte High School | 1220 W 2nd St | North Platte | NE | 69101-3652 | Lincoln | NE34237 | Inactive |  | 8086 | 1949 | FITZGIBBONS | FT - Firetube Boiler | STHT - Steam-Heat | 6/30/1995
Burke High School | 12200 Burke St | Omaha | NE | 68154-2327 | Douglas | NE06705 | Active | 28489 | 71300-3 | 2004 | BURN | FTFB - Firetube-Firebox Boiler | STHT - Steam-Heat | 6/30/2025
Burke High School | 12200 Burke St | Omaha | NE | 68154-2327 | Douglas | NE28545 | Active | 32476 | 79266-1 | 2019 | Burnham | FTHT - Firetube Horizontal | HWHT - Hot Water Heat | 12/31/2026
Burke High School | 12200 Burke St | Omaha | NE | 68154-2327 | Douglas | NE28546 | Active | 32474 | 79266-2 | 2019 | Burnham | FTHT - Firetube Horizontal | HWHT - Hot Water Heat | 12/31/2026
Burke High School | 12200 Burke St | Omaha | NE | 68154-2327 | Douglas | NE28547 | Active | 341767 | 19341767 | 2019 | Lochinvar | WT - Water Tube Boiler | HWSD - Hot Water Dom/Potable | 12/31/2026
Burke High School | 12200 Burke St | Omaha | NE | 68154-2327 | Douglas | NE28548 | Active | 341753 | 19341753 | 2019 | Lochinvar | WT - Water Tube Boiler | HWSD - Hot Water Dom/Potable | 12/31/2026
Burke High School | 12200 Burke St | Omaha | NE | 68154-2327 | Douglas | NE30994 | Inactive |  | NK400HNO1B | 1983 | Teledyne & Laars | CPFT - Horiz Cpr Fin Boiler | HWSD - Hot Water Dom/Potable | 6/30/1999
Burke High School | 12200 Burke St | Omaha | NE | 68154-2327 | Douglas | NE30995 | Scrapped/Junked | 16670 |  | 1983 | BRYAN STEAM LLC | AHWH - ANSI/Fired Water Htr | HWSD - Hot Water Dom/Potable | 6/30/1999
Burke High School | 12200 Burke St | Omaha | NE | 68154-2327 | Douglas | NE31204 | Scrapped/Junked | n/a | N-2950 | 1966 | Kewanee | FTFB - Firetube-Firebox Boiler | STHT - Steam-Heat | 12/31/2019
Burke High School | 12200 Burke St | Omaha | NE | 68154-2327 | Douglas | NE31205 | Scrapped/Junked | n/a | N-5948 | 1966 | Kewanee | FTFB - Firetube-Firebox Boiler | STHT - Steam-Heat | 12/31/2019
Baum Hydraulics Corp | 1221 Harney St | Omaha | NE | 68102-1831 | Douglas | NE20726 | Active | 123060 | D2093700046 | 2009 | GIANNONI | COND - Condenser | HWHT - Hot Water Heat | 1/31/2027
Baum Hydraulics Corp | 1221 Harney St | Omaha | NE | 68102-1831 | Douglas | NE20727 | Active | 123065 | D2093700051 | 2009 | GIANNONI | COND - Condenser | HWHT - Hot Water Heat | 1/31/2027
Baum Hydraulics Corp | 1221 Harney St | Omaha | NE | 68102-1831 | Douglas | NE22658 | Scrapped/Junked |  | 94911 | 1941 | USRA | CI - Cast Iron | HWHT - Hot Water Heat | 1/31/2010
Baum Hydraulics Corp | 1221 Harney St | Omaha | NE | 68102-1831 | Douglas | NE22659 | Scrapped/Junked |  | 103290 | 1941 | USRA | CI - Cast Iron | HWHT - Hot Water Heat | 1/31/2010
Valley Hope Treatment Center | 1221 N 10th St | O'Neill | NE | 68763-1465 | Holt | NE02539 | Inactive | 72475 | 72475 | 2002 | AOSM | CHWH - ASME/Fired Water Heater | HWSD - Hot Water Dom/Potable | 6/30/2015
Valley Hope Treatment Center | 1221 N 10th St | O'Neill | NE | 68763-1465 | Holt | NE16670 | Scrapped/Junked | na | ME91-0197525 | 1991 | AOSM | AHWH - ANSI/Fired Water Htr | HWSD - Hot Water Dom/Potable | 6/30/2013
VALLEY HOPE TRTMNT CTR | 1221 N 10th St | Oneill | NE | 68763-1465 | HOLT | NE03677 | Scrapped/Junked |  | 214 | 1976 | RHEEM MANUFACTURING CO | AHWH - ANSI/Fired Water Htr | HWSD - Hot Water Dom/Potable | 8/31/2003
VALLEY HOPE TRTMNT CTR | 1221 N 10th St | Oneill | NE | 68763-1465 | HOLT | NE20471 | Exempt 1999 LB-66 |  | 29691 | 1989 | AO SMITH | AHWH - ANSI/Fired Water Htr | HWSD - Hot Water Dom/Potable | 8/31/1999
Norfolk Middle School | 1221 N 1st St | Norfolk | NE | 68701-2927 | Madison | NE07535 | Active | 181189 | J05HOO181189 | 2005 | Loch | CPFH - Copper Fin Water Heater | HWHT - Hot Water Heat | 1/31/2026
Norfolk Middle School | 1221 N 1st St | Norfolk | NE | 68701-2927 | Madison | NE16966 | Scrapped/Junked | 17408 | AP-1002173-3P-1690 | 1994 | CRNF | COOK - Fired Cooker | COOK - Cooker/Kettle | 1/31/2015
Norfolk Middle School | 1221 N 1st St | Norfolk | NE | 68701-2927 | Madison | NE16967 | Scrapped/Junked | 17409 | n/a | 1994 | CRNF | COOK - Fired Cooker | COOK - Cooker/Kettle | 1/31/2015
Norfolk Middle School | 1221 N 1st St | Norfolk | NE | 68701-2927 | Madison | NE16968 | Scrapped/Junked | 17173 | AP-1002136-3P-1689 | 1993 | CRNF | FT - Firetube Boiler | 0021 - Steam Supp Cooker/Kettle | 1/31/2017
Norfolk Middle School | 1221 N 1st St | Norfolk | NE | 68701-2927 | Madison | NE16969 | Scrapped/Junked | 17168 | AP-1002135-3P-1688 | 1993 | CRNF | FT - Firetube Boiler | 0021 - Steam Supp Cooker/Kettle | 1/31/2017
Norfolk Middle School | 1221 N 1st St | Norfolk | NE | 68701-2927 | Madison | NE20024 | Exempt 1999 LB-66 |  | 000MK93-0299407 | 1993 | AO SMITH | AHWH - ANSI/Fired Water Htr | HWSD - Hot Water Dom/Potable | 7/31/2000
Norfolk Middle School | 1221 N 1st St | Norfolk | NE | 68701-2927 | Madison | NE20025 | Exempt 1999 LB-66 |  | 000MK93-0299409 | 1993 | AO SMITH | AHWH - ANSI/Fired Water Htr | HWSD - Hot Water Dom/Potable | 7/31/2000
Norfolk Middle School | 1221 N 1st St | Norfolk | NE | 68701-2927 | Madison | NE25678 | Active | 24067 | n-3211 | 2015 | Vulcan | KETT - Fired Kettle | COOK - Cooker/Kettle | 1/31/2026
Norfolk Middle School | 1221 N 1st St | Norfolk | NE | 68701-2927 | Madison | NE25679 | Active | 24057 | 1-3201 | 2015 | Vulcan | KETT - Fired Kettle | COOK - Cooker/Kettle | 1/31/2026
Norfolk Middle School | 1221 N 1st St | Norfolk | NE | 68701-2927 | Madison | NE25711 | Inactive | 113897 | 113897 | 2014 | Cleveland | FTVT - Firetube Vertical TB | COOK - Cooker/Kettle | 1/31/2025
Norfolk Middle School | 1221 N 1st St | Norfolk | NE | 68701-2927 | Madison | NE25712 | Active | 116070 | 116070 | 2014 | Cleveland | FTVT - Firetube Vertical TB | COOK - Cooker/Kettle | 1/31/2026
OFFICE BUILDING | 1221 N St | Lincoln | NE | 68508-2016 | LANCASTER | NE16388 | Inactive |  | 6-01240-83 | 1985 | AO SMITH | AHWH - ANSI/Fired Water Htr | HWSD - Hot Water Dom/Potable | 9/30/1992
OFFICE BUILDING | 1221 N St | Lincoln | NE | 68508-2016 | LANCASTER | NE30614 | Inactive |  | 00210-9245 | 1979 | PEERLESS HEATER COMPANY |  | STHT - Steam-Heat | 4/30/1995
St John Paul II Newman Center | 1221 S 71st St | Omaha | NE | 68106 | Douglas | NE26373 | Active | 51441 | 14.HWHH.1520.037 | 2014 | PVI Industries | FT - Firetube Boiler | HWHT - Hot Water Heat | 7/31/2026
St John Paul II Newman Center | 1221 S 71st St | Omaha | NE | 68106 | Douglas | NE26374 | Active | 51443 | 14.HWHH.1520.039 | 2014 | PVI Industries | FT - Firetube Boiler | HWHT - Hot Water Heat | 7/31/2026
St John Paul II Newman Center | 1221 S 71st St | Omaha | NE | 68106 | Douglas | NE26375 | Active | 208690 | 208690 | 2015 | AO SMITH | CHWH - ASME/Fired Water Heater | HWSD - Hot Water Dom/Potable | 7/31/2026
St John Paul II Newman Center | 1221 S 71st St | Omaha | NE | 68106 | Douglas | NE26376 | Active | 208681 | 208681 | 2015 | AO SMITH | CHWH - ASME/Fired Water Heater | HWSD - Hot Water Dom/Potable | 7/31/2026
St John Paul II Newman Center | 1221 S 71st St | Omaha | NE | 68106 | Douglas | NE26377 | Active | 208686 | 208686 | 2015 | AO SMITH | CHWH - ASME/Fired Water Heater | HWSD - Hot Water Dom/Potable | 7/31/2026
SODA CRACKERS/COUNTRY | 1221 W Omaha Ave | Norfolk | NE | 68701-5770 | MADISON | NE22535 | Exempt 1999 LB-66 |  | MM96-0608014 | 1996 | AO SMITH | AHWH - ANSI/Fired Water Htr | HWSD - Hot Water Dom/Potable | 1/31/2000
St Matthew School | 12210 S 36th St | Bellevue | NE | 68123-1210 | Sarpy | NE25601 | Active | 47602 | LM98-0795116970 | 1998 | AOSM | CHWH - ASME/Fired Water Heater | HWSD - Hot Water Dom/Potable | 9/30/2026
St Matthew School | 12210 S 36th St | Bellevue | NE | 68123-1210 | Sarpy | NE25602 | Active | 43752 | LJ98-0765127970 | 1998 | AOSM | CHWH - ASME/Fired Water Heater | HWSD - Hot Water Dom/Potable | 9/30/2026
St Matthew School | 12210 S 36th St | Bellevue | NE | 68123-1210 | Sarpy | NE25605 | Active | 10043 | 98E-7498 | 1998 | ALES | FTNF - Firetube Flueless | HWHT - Hot Water Heat | 9/30/2026
St Matthew School | 12210 S 36th St | Bellevue | NE | 68123-1210 | Sarpy | NE34641 | Scrapped/Junked | N/A | 1BJ1 | 1964 | AMRA | CI - Cast Iron | HWHT - Hot Water Heat | 9/30/2021
St Matthew School | 12210 S 36th St | Bellevue | NE | 68123-1210 | Sarpy | NE34642 | Active | N/A | 1BN-J1 | 1968 | AMRA | CI - Cast Iron | HWHT - Hot Water Heat | 9/30/2026
St Matthew School | 12210 S 36th St | Bellevue | NE | 68123-1210 | Sarpy | NE34643 | Active | N/A | 3B-J2 | 1966 | AMRA | CI - Cast Iron | HWHT - Hot Water Heat | 9/30/2026
St Matthew School | 12210 S 36th St | Bellevue | NE | 68123-1210 | Sarpy | NE41517 | Active | 380178 | 21380178 | 2021 | Lochinvar | CPFT - Horiz Cpr Fin Boiler | HWHT - Hot Water Heat | 9/30/2026
Swanson Russell Associates | 1222 P St | Lincoln | NE | 68508-1425 | LANCASTER | NE08854 | Scrapped/Junked | n/a | 7746230 | 2001 | Burnham | CI - Cast Iron | STHT - Steam-Heat | 4/30/2017
Swanson Russell Associates | 1222 P St | Lincoln | NE | 68508-1425 | LANCASTER | NE19612 | Scrapped/Junked |  |  | 1986 | BRYANT |  | STHT - Steam-Heat | 2/28/2002
APARTMENT BUILDING | 1222 S 14th St | Lincoln | NE | 68502-1373 | LANCASTER | NE16800 | Scrapped/Junked |  |  | 1930 | ARCO |  | HWHT - Hot Water Heat | 5/31/1998
Lincoln Children's Zoo | 1222 S 27th St | Lincoln | NE | 68502-1832 | Lancaster | NE25927 | Active | 261969 | J14261969 | 2014 | Laars | FTVT - Firetube Vertical TB | HWHF - Hot Water Heat-Floor | 1/31/2026
Lincoln Children's Zoo | 1222 S 27th St | Lincoln | NE | 68502-1832 | Lancaster | NE27893 | Active | 424045 | G18424045 | 2018 | Laars | WTSS - Watertube SS Steel | HWHT - Hot Water Heat | 1/31/2026
Lincoln Children's Zoo | 1222 S 27th St | Lincoln | NE | 68502-1832 | Lancaster | NE27894 | Active | 424047 | G18424047 | 2018 | Laars | WTSS - Watertube SS Steel | HWHT - Hot Water Heat | 1/31/2026
Lincoln Children's Zoo | 1222 S 27th St | Lincoln | NE | 68502-1832 | Lancaster | NE28131 | Active | 408057 | 65641462 | 2017 | U.S. Boiler | WTSS - Watertube SS Steel | HWHT - Hot Water Heat | 1/31/2026
Wolf Mem Good Sam Ctr | 1222 S 7th St | Albion | NE | 68620-1716 | Boone | NE15940 | Out of Service | n/a | N6322 | 1967 | Kewanee | FT - Firetube Boiler | HWHT - Hot Water Heat | 2/28/2026
Wolf Mem Good Sam Ctr | 1222 S 7th St | Albion | NE | 68620-1716 | Boone | NE15941 | Active | 36279 | n/a | 1982 | Kewanee | FT - Firetube Boiler | HWHT - Hot Water Heat | 2/28/2026
Wolf Mem Good Sam Ctr | 1222 S 7th St | Albion | NE | 68620-1716 | Boone | NE18969 | Exempt 1999 LB-66 |  | AH85-02248 | 1985 | AO SMITH | AHWH - ANSI/Fired Water Htr | HWSD - Hot Water Dom/Potable | 4/30/2000
Wolf Mem Good Sam Ctr | 1222 S 7th St | Albion | NE | 68620-1716 | Boone | NE18970 | Exempt 1999 LB-66 |  | AE84-04436 | 1984 | AO SMITH | AHWH - ANSI/Fired Water Htr | HWSD - Hot Water Dom/Potable | 4/30/2000
Wolf Mem Good Sam Ctr | 1222 S 7th St | Albion | NE | 68620-1716 | Boone | NE22264 | Active | 16987 | ELR06891 | 2012 | Noritz | CPFH - Copper Fin Water Heater | HWSD - Hot Water Dom/Potable | 2/28/2026
Wolf Mem Good Sam Ctr | 1222 S 7th St | Albion | NE | 68620-1716 | Boone | NE22265 | Active | 15775 | ELRO6377 | 2012 | Noritz | CPFH - Copper Fin Water Heater | HWSD - Hot Water Dom/Potable | 2/28/2026
Wolf Mem Good Sam Ctr | 1222 S 7th St | Albion | NE | 68620-1716 | Boone | NE27842 | Active | 23054 | ELR 10566 | 2016 | Noritz | CPFH - Copper Fin Water Heater | HWSD - Hot Water Dom/Potable | 2/28/2026
Wolf Mem Good Sam Ctr | 1222 S 7th St | Albion | NE | 68620-1716 | Boone | NE27843 | Active | 23069 | ELR 10581 | 2016 | Noritz | CPFH - Copper Fin Water Heater | HWSD - Hot Water Dom/Potable | 2/28/2026
Tyco Healthcare/Kendall | 1222 Sherwood Rd | Norfolk | NE | 68701-9062 | Madison | NE11526 | Inactive | 130457 | N4-13018-092 | 1991 | SUSS | ELBL - Electric Boiler | PROC - Process Steam | 8/31/2009
Cardinal Health | 1222 Sherwood Rd | Norfolk | NE | 68701-9062 | Madison | NE11452 | Active | 31359 | P9788 | 1978 | Kewanee | FT - Firetube Boiler | HWHT - Hot Water Heat | 1/31/2026
Cardinal Health | 1222 Sherwood Rd | Norfolk | NE | 68701-9062 | Madison | NE11453 | Active | 31362 | P9733 | 1966 | Kewanee | FT - Firetube Boiler | HWHT - Hot Water Heat | 1/31/2026
Cardinal Health | 1222 Sherwood Rd | Norfolk | NE | 68701-9062 | Madison | NE11525 | Active | 8125 | 8125-17381 | 1993 | Chromalox | ELBL - Electric Boiler | PROC - Process Steam | 1/31/2026
Cardinal Health | 1222 Sherwood Rd | Norfolk | NE | 68701-9062 | Madison | NE14050 | Inactive | 77357 |  | 1978 | CHROMALOX PRECISION HEAT | ELBL - Electric Boiler | PROC - Process Steam | 11/30/1991
Cardinal Health | 1222 Sherwood Rd | Norfolk | NE | 68701-9062 | Madison | NE23213 | Active | 94175 | 94175 | 1998 | Pvi | FT - Firetube Boiler | HWHT - Hot Water Heat | 1/31/2026
Cardinal Health | 1222 Sherwood Rd | Norfolk | NE | 68701-9062 | Madison | NE23214 | Scrapped/Junked |  | 730-K-7800216 | 1978 | AO SMITH | AHWH - ANSI/Fired Water Htr | HWSD - Hot Water Dom/Potable | 7/31/1999
Cardinal Health | 1222 Sherwood Rd | Norfolk | NE | 68701-9062 | Madison | NE23235 | Exempt 1999 LB-66 |  | MA990800262917 | 1999 | AO SMITH | ELWH - Electric Water Heater | HWSD - Hot Water Dom/Potable | 7/31/2000
Cardinal Health | 1222 Sherwood Rd | Norfolk | NE | 68701-9062 | Madison | NE39196 | Out of Service | 36748 | R-5159 | 1983 | KEWA | FT - Firetube Boiler | HWHT - Hot Water Heat | 8/31/2009
Cardinal Health | 1222 Sherwood Rd | Norfolk | NE | 68701-9062 | Madison | NE39198 | Inactive | 9747 | M505 | 1974 | KEWANEE | FT - Firetube Boiler | HWHT - Hot Water Heat | 7/31/2003
Apartment Building - Duran | 1224 S 21st St | Lincoln | NE | 68502-1674 | Lancaster | NE06936 | Scrapped/Junked | N/A | 81-1667 | 1981 | Peerless | CI - Cast Iron | HWHT - Hot Water Heat | 3/31/2014
Apartment Building - Duran | 1224 S 21st St | Lincoln | NE | 68502-1674 | Lancaster | NE25243 | Active | 89201 | P660.13.0740 | 2013 | Lochinvar | FTVT - Firetube Vertical TB | HWHT - Hot Water Heat | 11/30/2026
Walman Optical | 12240 Emmet St | Omaha | NE | 68164-4265 | Douglas | NE25778 | Active | 201221 | 201221 | 2015 | AO SMITH | CHWH - ASME/Fired Water Heater | PROW - Process Hot Water | 9/30/2025
Dome Rock Manor | 1225 12th St | Gering | NE | 69341-3416 | Scotts Bluff | NE27348 | Out of Service | 76366 | 76366 | 2003 | A O Smith | CHWH - ASME/Fired Water Heater | HWSD - Hot Water Dom/Potable | 4/30/2024
Dome Rock Manor | 1225 12th St | Gering | NE | 69341-3416 | Scotts Bluff | NE27349 | Active | 235185 | 235185 | 2017 | A O Smith | CHWH - ASME/Fired Water Heater | HWSD - Hot Water Dom/Potable | 4/30/2026
City of Lincoln, Nebraska F Street Rec Center | 1225 F St | Lincoln | NE | 68508-3228 | Lancaster | NE09738 | Active | 105491 | 700-1095 | 2000 | Teledyne & Laars | COBL - Coil Type Boiler | HWHT - Hot Water Heat | 9/30/2026
City of Lincoln, Nebraska F Street Rec Center | 1225 F St | Lincoln | NE | 68508-3228 | Lancaster | NE09739 | Active | 106218 | 700-1107 | 2000 | Teledyne & Laars | COBL - Coil Type Boiler | HWHT - Hot Water Heat | 9/30/2026
City of Lincoln, Nebraska F Street Rec Center | 1225 F St | Lincoln | NE | 68508-3228 | Lancaster | NE09740 | Active | 105490 | 700-1097 | 2000 | Teledyne & Laars | COBL - Coil Type Boiler | HWHT - Hot Water Heat | 9/30/2026
F ST COMMUNITY CENTER | 1225 F St | Lincoln | NE | 68508-3228 | LANCASTER | NE16354 | Inactive |  |  | 1940 | US RADIATOR |  | HWHT - Hot Water Heat | 2/29/2000
Centre Terrace | 1225 L St | Lincoln | NE | 68508-2171 | Lancaster | NE07757 | Active | 27438 | 67945 | 1989 | dewey | ELBL - Electric Boiler | HWHT - Hot Water Heat | 10/31/2026
Power Wash | 1225 Redwood Ave | Crete | NE | 68333-2038 | Saline | NE01409 | Scrapped/Junked |  | CP2675985 | 1991 | Weil-Mcclain | CI - Cast Iron | HWHF - Hot Water Heat-Floor | 2/28/2007
Power Wash | 1225 Redwood Ave | Crete | NE | 68333-2038 | Saline | NE07454 | Active | NA | 2 | 2006 | Weil Mclain | CALU - Cast Aluminum | HWHF - Hot Water Heat-Floor | 2/28/2026
Wolf Memorial Gsc | 1225 S 6th St | Albion | NE | 68620-1763 | Boone | NE10826 | Active | n/a | R2003-1616 | 2003 | Hydrotherm | CI - Cast Iron | HWHT - Hot Water Heat | 2/28/2026
Wolf Memorial Gsc | 1225 S 6th St | Albion | NE | 68620-1763 | Boone | NE10827 | Active | n/a | R2003-1617 | 2003 | Hydrotherm | CI - Cast Iron | HWHT - Hot Water Heat | 2/28/2026
Wolf Memorial Gsc | 1225 S 6th St | Albion | NE | 68620-1763 | Boone | NE10828 | Scrapped/Junked | n/a | R2003-1618 | 2003 | Hydrotherm | CI - Cast Iron | HWHT - Hot Water Heat | 2/28/2019
Wolf Memorial Gsc | 1225 S 6th St | Albion | NE | 68620-1763 | Boone | NE10829 | Scrapped/Junked | n/a | R2003-1619 | 2003 | Hydrotherm | CI - Cast Iron | HWHT - Hot Water Heat | 2/28/2019
Wolf Memorial Gsc | 1225 S 6th St | Albion | NE | 68620-1763 | Boone | NE27817 | Active | 394963 | 081827207 | 2017 | CAMUS | WTSS - Watertube SS Steel | HWHT - Hot Water Heat | 2/28/2026
Wolf Memorial Gsc | 1225 S 6th St | Albion | NE | 68620-1763 | Boone | NE27818 | Active | 394964 | 081827207 | 2017 | CAMUS | WTSS - Watertube SS Steel | HWHT - Hot Water Heat | 2/28/2026
Patriarch Distillers | 12251 Cary Cir | La Vista | NE | 68128-5614 | Sarpy | NE26320 | Scrapped/Junked | 19683 | 16F-7591 | 2016 | Aldrich | FTHT - Firetube Horizontal | 0023 - Water Heated Cooker | 8/31/2024
Apartment Building - Century - Beranek-Whitney | 1227 D St | Lincoln | NE | 68502-1350 | Lancaster | NE09658 | Active | NA | 60-9884 | 1964 | Peerless | CI - Cast Iron | HWHT - Hot Water Heat | 1/31/2026
RAMADA INN | 1227 W Omaha Ave | Norfolk | NE | 68701-5770 | MADISON | NE05022 | Inactive | 17318 |  | 1992 | AO SMITH | CHWH - ASME/Fired Water Heater | HWSD - Hot Water Dom/Potable | 4/30/1997
RAMADA INN | 1227 W Omaha Ave | Norfolk | NE | 68701-5770 | MADISON | NE08631 | Inactive | 190041 | COLHCOO28 | 2001 | TELEDYNE LAARS | CPFT - Horiz Cpr Fin Boiler | IPHT - Indoor Pool Heater | 3/31/2005
RAMADA INN | 1227 W Omaha Ave | Norfolk | NE | 68701-5770 | MADISON | NE20667 | Inactive | 71955 |  | 1997 | LOCHINVAR | CPFT - Horiz Cpr Fin Boiler | HWSD - Hot Water Dom/Potable | 3/31/2005
RAMADA INN | 1227 W Omaha Ave | Norfolk | NE | 68701-5770 | MADISON | NE24302 | Inactive | 84775 | C986536 | 1998 | LOCHINVAR | CPFT - Horiz Cpr Fin Boiler | HWSD - Hot Water Dom/Potable | 3/31/2005
Garfield Apts | 1228 Garfield St | Lincoln | NE | 68502-2332 | Lancaster | NE09727 | Active | N/A | MI-1205800798 | 1998 | Peerless | CI - Cast Iron | HWHT - Hot Water Heat | 2/28/2026
B&J Partnership | 1228 P St | Lincoln | NE | 68508-1425 | Lancaster | NE03374 | Inactive | N/A | 0686403740 | 1986 | RHEE | CHWH - ASME/Fired Water Heater | HWSD - Hot Water Dom/Potable | 3/31/2010
B&J Partnership | 1228 P St | Lincoln | NE | 68508-1425 | Lancaster | NE39175 | Inactive | 36414 | 36414 | 1984 | LATT | FTVT - Firetube Vertical TB | PROC - Process Steam | 2/28/2010
Spin Linen Management | 1228 S 16th St | Omaha | NE | 68108-3514 | Douglas | NE04203 | Out of Service | 39077 | R7300 | 1985 | Kewanee | FT - Firetube Boiler | PROC - Process Steam | 4/30/2012
Spin Linen Management | 1228 S 16th St | Omaha | NE | 68108-3514 | Douglas | NE20760 | Active | 11014 | 10942-01 | 2011 | Johnston Boiler Co. | FTSM - FTS Marine Dry Back | PROC - Process Steam | 5/31/2026
Vacant Building | 1229 Main Ave | Crete | NE | 68333-2261 | Saline | NE00993 | Scrapped/Junked | 531 | N368 | 1953 | Nebraska Boiler | WT - Water Tube Boiler | PROC - Process Steam | 6/30/2018
Riverdale Elementary | 123 1st Ave | Riverdale | NE | 68870-7140 | Buffalo | NE31864 | Exempt 1999 LB-66 | n/a | 211A-1869-0486 | 1987 | Peerless | CI - Cast Iron | STHT - Steam-Heat | 12/31/2012
Farnam Middle School | 123 Caribou St | Farnam | NE |  | Dawson | NE22426 | Inactive |  | 37173384 | 1971 | Ruud-Rheem | AHWH - ANSI/Fired Water Htr | HWSD - Hot Water Dom/Potable | 3/31/2005
Farnam Middle School | 123 Caribou St | Farnam | NE |  | Dawson | NE22427 | Inactive |  | 37173387 | 1971 | Ruud-Rheem | AHWH - ANSI/Fired Water Htr | HWSD - Hot Water Dom/Potable | 3/31/2005
Farnam Middle School | 123 Caribou St | Farnam | NE |  | Dawson | NE22428 | Inactive |  | 37173386 | 1971 | Ruud-Rheem | AHWH - ANSI/Fired Water Htr | HWSD - Hot Water Dom/Potable | 3/31/2005
FARNAM ECONOMIC DEVELOPMENT | 123 CARIBOU ST | FARNAM | NE | 69029 | DAWSON | NE30295 | Inactive |  |  | 1923 | KEWANEE | FT - Firetube Boiler | STHT - Steam-Heat | 3/31/2005
FARNAM ECONOMIC DEVELOPMENT | 123 CARIBOU ST | FARNAM | NE | 69029 | DAWSON | NE30296 | Inactive |  |  | 1939 | KEWANEE | FT - Firetube Boiler | STHT - Steam-Heat | 9/30/2007
St Anthony's Hospital | 123 E Adams St | O'Neill | NE | 68763-1531 | Holt | NE03575 | Active | 26170 | P-1372 | 1974 | Kewannee | FT - Firetube Boiler | STHT - Steam-Heat | 10/31/2025
St Anthony's Hospital | 123 E Adams St | O'Neill | NE | 68763-1531 | Holt | NE03576 | Active | 26169 | P-1371 | 1974 | Kewanee | FT - Firetube Boiler | STHT - Steam-Heat | 6/30/2026
St Anthony's Hospital | 123 E Adams St | O'Neill | NE | 68763-1531 | Holt | NE19227 | Active | 130836 | 110130836 | 2010 | PVI Industries | FTVT - Firetube Vertical TB | HWSD - Hot Water Dom/Potable | 10/31/2026
St Anthony's Hospital | 123 E Adams St | O'Neill | NE | 68763-1531 | Holt | NE19228 | Active | 130837 | 1110130837 | 2010 | PVI Industries | FTVT - Firetube Vertical TB | HWSD - Hot Water Dom/Potable | 10/31/2026
St Anthony's Hospital | 123 E Adams St | O'Neill | NE | 68763-1531 | Holt | NE19229 | Active | 57743 | 98352 | 2010 | Bryan | WT - Water Tube Boiler | HWHT - Hot Water Heat | 10/31/2026
St Anthony's Hospital | 123 E Adams St | O'Neill | NE | 68763-1531 | Holt | NE19230 | Active | 57744 | 998353 | 2010 | Bryan | WT - Water Tube Boiler | HWHT - Hot Water Heat | 10/31/2026
Peru State College | 123 Hoyt St | Peru | NE | 68421 | Nemaha | NE01237 | Scrapped/Junked | 16507 |  | 1966 | Cleaver & Brooks |  |  | 7/31/2003
Peru State College | 123 Hoyt St | Peru | NE | 68421 | Nemaha | NE01245 | Scrapped/Junked | 1438 | 2D1438 | 1967 | Nebraska Boiler |  | PROC - Process Steam | 12/31/2003
Peru State College | 123 Hoyt St | Peru | NE | 68421 | Nemaha | NE09575 | Active | 28373 | 71832 | 2003 | Burnham | FTSM - FTS Marine Dry Back | BSUP - Bldg Heat & Process | 12/31/2025
Peru State College | 123 Hoyt St | Peru | NE | 68421 | Nemaha | NE11527 | Scrapped/Junked |  | 61-59160-10191 | 1993 | Peerless | CI - Cast Iron |  | 12/31/2009
Peru State College | 123 Hoyt St | Peru | NE | 68421 | Nemaha | NE11529 | Scrapped/Junked |  | 61-62887-0991 | 1993 | Peerless | CI - Cast Iron |  | 12/31/2008
Peru State College | 123 Hoyt St | Peru | NE | 68421 | Nemaha | NE12163 | Inactive | 28362 | 71833-2 | 2003 | Burnham | FTSM - FTS Marine Dry Back | BSUP - Bldg Heat & Process | 12/31/2022
Peru State College | 123 Hoyt St | Peru | NE | 68421 | Nemaha | NE12376 | Active | 28364 | 71833-1 | 2003 | Burnham | FTSM - FTS Marine Dry Back | BSUP - Bldg Heat & Process | 12/31/2025
Peru State College | 123 Hoyt St | Peru | NE | 68421 | Nemaha | NE13605 | Out of Service | N/A | 5055659-200810 | 2008 | Peerless | CI - Cast Iron | HWHT - Hot Water Heat | 12/31/2017
Peru State College | 123 Hoyt St | Peru | NE | 68421 | Nemaha | NE15785 | Out of Service | N/A | 208NIL-BE12 | 2003 | Burnham | CI - Cast Iron | HWHT - Hot Water Heat | 12/31/2017
Peru State College | 123 Hoyt St | Peru | NE | 68421 | Nemaha | NE27214 | Active | 108727 | 108727 | 2016 | Reimers | ELBL - Electric Boiler | HHHP - Hotwater Heat & Heat Pump | 12/31/2025
Peru State College | 123 Hoyt St | Peru | NE | 68421 | Nemaha | NE27215 | Active | 71244 | F000553 | 2016 | PVI Industries | CHWH - ASME/Fired Water Heater | HWSD - Hot Water Dom/Potable | 12/31/2025
Peru State College | 123 Hoyt St | Peru | NE | 68421 | Nemaha | NE27216 | Active | 71811 | F001036 | 2016 | PVI Industries | CHWH - ASME/Fired Water Heater | HWSD - Hot Water Dom/Potable | 12/31/2025
Peru State College | 123 Hoyt St | Peru | NE | 68421 | Nemaha | NE33052 | Inactive |  | 4715E | 1967 | MARKET FORGE INDUSTRIES | ELBL - Electric Boiler | 0021 - Steam Supp Cooker/Kettle | 7/31/1990
Convienent Food Mart | 123 N 114th St | Omaha | NE | 68154-3162 | Douglas | NE00109 | Scrapped/Junked | 153193 | 9810153193 | 1998 | RAYP | CPFT - Horiz Cpr Fin Boiler | HWSP - Hot Water Non Potable Supply | 6/30/2008
Dodge Street Flats | 123 N 36th St | Omaha | NE | 68131-2449 | Douglas | NE00150 | Active | n/a | 123750-1098 | 1998 | Peerless | CI - Cast Iron | HWHT - Hot Water Heat | 12/31/2026
Hughs Apartment Building | 123 N 39th St | Omaha | NE | 68131-5301 | Douglas | NE15614 | Exempt |  | 302 | 1975 | CRAN | CI - Cast Iron | HWHT - Hot Water Heat | 3/31/2007
St Margaret Mary School | 123 N 61st St | Omaha | NE | 68132-2111 | Douglas | NE20339 | Exempt 1999 LB-66 |  | MA96-0496323960 | 1996 | AO SMITH | AHWH - ANSI/Fired Water Htr | HWSD - Hot Water Dom/Potable | 8/31/1999
St Margaret Mary School | 123 N 61st St | Omaha | NE | 68132-2111 | Douglas | NE32086 | Scrapped/Junked | unk | C3292 | 1950 | KEWA | FTFB - Firetube-Firebox Boiler | STHT - Steam-Heat | 5/31/2015
St Margaret Mary School | 123 N 61st St | Omaha | NE | 68132-2111 | Douglas | NE32087 | Scrapped/Junked |  | C3291 | 1950 | KEWANEE | FTFB - Firetube-Firebox Boiler | STHT - Steam-Heat | 8/31/2007
Yancey Condominium Assoc | 123 N Locust St | Grand Island | NE | 68801-6107 | Hall | NE31910 | Inactive | n/a | 7FDA4019 | 1984 | Peerless | CI - Cast Iron | STHT - Steam-Heat | 12/31/2017
East Elementary School | 123 N Minden Ave | Minden | NE | 68959-1624 | Kearney | NE09684 | Scrapped/Junked | 11761 | 01E9664 | 2001 | ALES | FTVT - Firetube Vertical TB | HWHT - Hot Water Heat | 2/28/2019
East Elementary School | 123 N Minden Ave | Minden | NE | 68959-1624 | Kearney | NE19174 | Scrapped/Junked | 83333 | 95-E5050 | 1995 | ALES | FTVT - Firetube Vertical TB | GLYC - Glycol Bldg Heat Sys | 2/28/2018
East Elementary School | 123 N Minden Ave | Minden | NE | 68959-1624 | Kearney | NE19175 | Inactive | 8334 | 95 E5051 | 1995 | ALDRICH | FT - Firetube Boiler | HWHT - Hot Water Heat | 6/30/2002
East Elementary School | 123 N Minden Ave | Minden | NE | 68959-1624 | Kearney | NE22841 | Active | 193500 | 051215624 | 2011 | CAMUS | WTSS - Watertube SS Steel | HWHT - Hot Water Heat | 2/28/2026
East Elementary School | 123 N Minden Ave | Minden | NE | 68959-1624 | Kearney | NE27350 | Active | 390548 | 5132933-201712 | 2017 | Peerless | FTSS - Firetube Stainless Steel | HWHT - Hot Water Heat | 2/28/2026
East Elementary School | 123 N Minden Ave | Minden | NE | 68959-1624 | Kearney | NE27515 | Active | 9287 | 051826534 | 2018 | CAMUS | FT - Firetube Boiler | HWSD - Hot Water Dom/Potable | 2/28/2026
East Elementary School | 123 N Minden Ave | Minden | NE | 68959-1624 | Kearney | NE32627 | Inactive |  | 5180 | 1946 | KEWANEE | FT - Firetube Boiler | STHT - Steam-Heat | 6/30/1995
East Elementary School | 123 N Minden Ave | Minden | NE | 68959-1624 | Kearney | NE32918 | Scrapped/Junked | n/a | JO-FDA2232-1188 | 1988 | Peerless | CI - Cast Iron | HWHT - Hot Water Heat | 2/28/2019
A Full House | 123 Norris Ave | McCook | NE | 69001-3779 | Red Willow | NE00810 | Out of Service | N/A | 61-97835-1299 | 2000 | Peerless | CI - Cast Iron | STHT - Steam-Heat | 2/28/2017
A Full House | 123 Norris Ave | McCook | NE | 69001-3779 | Red Willow | NE16305 | Scrapped/Junked |  | 4BJ3 | 1975 | AMERICAN STANDARD |  | STHT - Steam-Heat | 4/30/2001
School Warehouse | 123 S Webb Rd | Grand Island | NE | 68803-5110 | HALL | NE10455 | Inactive | 92812 | 30-PB | 2003 | FULTON BOILERWORKS | FTUT - Firetube U-Tube Vert | HWHT - Hot Water Heat | 7/31/2005
School Warehouse | 123 S Webb Rd | Grand Island | NE | 68803-5110 | HALL | NE21069 | Active | 1388 | G-09-2160 | 2009 | Aerco | FTNT - FT Vertical Tubeless | HWSD - Hot Water Dom/Potable | 12/31/2026
School Warehouse | 123 S Webb Rd | Grand Island | NE | 68803-5110 | HALL | NE21070 | Active | 1389 | G-09-2161 | 2009 | Aerco | FTNT - FT Vertical Tubeless | HWSD - Hot Water Dom/Potable | 12/31/2026
School Warehouse | 123 S Webb Rd | Grand Island | NE | 68803-5110 | HALL | NE21071 | Active | 1386 | G-09-2158 | 2009 | Aerco | FTNT - FT Vertical Tubeless | HWHT - Hot Water Heat | 12/31/2026
School Warehouse | 123 S Webb Rd | Grand Island | NE | 68803-5110 | HALL | NE21072 | Active | 1387 | G-09-2159 | 2009 | Aerco | FTNT - FT Vertical Tubeless | HWHT - Hot Water Heat | 12/31/2026
Westin Inc | 123 W 3rd St | Fairbury | NE | 68352-2201 | Jefferson | NE11850 | Inactive | 9418 | 9418 | 1985 | Superior | FTSM - FTS Marine Dry Back | PROC - Process Steam | 4/30/2024
Ridgewood Living | 12301 N 149th Cir | Bennington | NE | 68007-5775 | Douglas | NE14687 | Active | 67024 | FO8H10067024 | 2008 | GIANNONI/LOCHINVAR | SSCH - SS Coil Water Heater | HWHT - Hot Water Heat | 11/30/2026
Ridgewood Living | 12301 N 149th Cir | Bennington | NE | 68007-5775 | Douglas | NE14688 | Active | 67000 | FO8H10067000 | 2008 | GIANNONI/LOCHINVAR | SSCH - SS Coil Water Heater | HWHT - Hot Water Heat | 11/30/2026
Ridgewood Living | 12301 N 149th Cir | Bennington | NE | 68007-5775 | Douglas | NE17065 | Active | 125729 | 125729 | 2008 | A O Smith | CHWH - ASME/Fired Water Heater | HWSD - Hot Water Dom/Potable | 11/30/2026
Ridgewood Living | 12301 N 149th Cir | Bennington | NE | 68007-5775 | Douglas | NE17066 | Scrapped/Junked | 125731 | 125731 | 2008 | A O Smith | CHWH - ASME/Fired Water Heater | HWSD - Hot Water Dom/Potable | 11/30/2023
Ridgewood Living | 12301 N 149th Cir | Bennington | NE | 68007-5775 | Douglas | NE42273 | Active | 307136 | 307136 | 2023 | State Industries | CHWH - ASME/Fired Water Heater | HWSD - Hot Water Dom/Potable | 11/30/2026
CLOTHES HAMPER | 1232 Jackson St | Sidney | NE | 69162-1660 | CHEYENNE | NE40608 | Exempt 1999 LB-66 |  | 398-0185 | 1998 | Unknown | AHWH - ANSI/Fired Water Htr | HWSD - Hot Water Dom/Potable | 6/30/2000
1232 Apartment Building | 1232 S 11th St | Omaha | NE | 68108-3656 | Douglas | NE18100 | Active | NA | 61-75760-1294 | 1994 | Peerless | CI - Cast Iron | STHT - Steam-Heat | 2/28/2026
Jason's Deli | 12320 L St | Omaha | NE | 68137-2267 | Douglas | NE12596 | Scrapped/Junked | 123169 | 0806M001991 | 2008 | AO Smith | CHWH - ASME/Fired Water Heater | HWDP - Hotwater Heat & Dom Supply | 4/30/2015
OAK HILLS COUNTRY CLUB | 12325 Golfing Green Dr | Omaha | NE | 68137-3438 | Douglas | NE12990 | Inactive |  | 29682 | 1993 | TELEDYNE LAARS | CPFT - Horiz Cpr Fin Boiler | OPHT - Outdoor Pool Heater | 5/31/2000
Office Building | 1233 Arapahoe St | Lincoln | NE | 68502-4538 | Lancaster | NE28344 | Active | 344427 | 18.A68095.2250 | 2018 | Lochinvar | FTVT - Firetube Vertical TB | HWHT - Hot Water Heat | 10/31/2026
Office Building | 1233 Arapahoe St | Lincoln | NE | 68502-4538 | Lancaster | NE30862 | Scrapped/Junked | 44363 | 80141 | 1993 | Lattner Boiler Co | VTNT - Vertical Tubeless | STHT - Steam-Heat | 11/30/2019
Peetz & Company | 1233 Lincoln Mall | Lincoln | NE | 68508-2875 | Lancaster | NE04476 | Active | 156669 | 9902156669 | 1999 | RAYP | CPFT - Horiz Cpr Fin Boiler | HWHT - Hot Water Heat | 10/31/2025
Peetz & Company | 1233 Lincoln Mall | Lincoln | NE | 68508-2875 | Lancaster | NE20703 | Active | 145473 | 9712145473 | 1998 | RAYP | CPFT - Horiz Cpr Fin Boiler | HWHT - Hot Water Heat | 10/31/2025
Hampton Inn & Suites | 12331 Southport Pkwy | La Vista | NE | 68128-2386 | Sarpy | NE07958 | Scrapped/Junked | 111925 | A07M008301 | 2007 | AOSM | CHWH - ASME/Fired Water Heater | HWSD - Hot Water Dom/Potable | 5/31/2019
Hampton Inn & Suites | 12331 Southport Pkwy | La Vista | NE | 68128-2386 | Sarpy | NE07959 | Scrapped/Junked | 11927 | A07M008303 | 2007 | AOSM | CHWH - ASME/Fired Water Heater | HWSD - Hot Water Dom/Potable | 5/31/2019
Hampton Inn & Suites | 12331 Southport Pkwy | La Vista | NE | 68128-2386 | Sarpy | NE07960 | Inactive | 111923 | A07M008302 | 2007 | AOSM | CHWH - ASME/Fired Water Heater | HWSD - Hot Water Dom/Potable | 5/31/2022
Hampton Inn & Suites | 12331 Southport Pkwy | La Vista | NE | 68128-2386 | Sarpy | NE07961 | Active | 1111930 | A07M008305 | 2007 | AOSM | CHWH - ASME/Fired Water Heater | HWSD - Hot Water Dom/Potable | 5/31/2026
Hampton Inn & Suites | 12331 Southport Pkwy | La Vista | NE | 68128-2386 | Sarpy | NE26979 | Exempt | 260140 | 0612260140 | 2006 | Raypak | CPPH - Ansi Cpr Fin Pool Heater | IPHT - Indoor Pool Heater | 5/31/2017
Hampton Inn & Suites | 12331 Southport Pkwy | La Vista | NE | 68128-2386 | Sarpy | NE26980 | Exempt | 262210 | 0702262210 | 2007 | Raypak | CPPH - Ansi Cpr Fin Pool Heater | IPHT - Indoor Pool Heater | 5/31/2017
Hampton Inn & Suites | 12331 Southport Pkwy | La Vista | NE | 68128-2386 | Sarpy | NE26981 | Active | 25991 | K06H10025991 | 2006 | Lochinvar | WTSS - Watertube SS Steel | HWCA - Hotwater to Coil Htexchgr | 5/31/2026
Hampton Inn & Suites | 12331 Southport Pkwy | La Vista | NE | 68128-2386 | Sarpy | NE27967 | Active | 232141 | 232141 | 2017 | AOSM | CHWH - ASME/Fired Water Heater | HWSD - Hot Water Dom/Potable | 5/31/2026
Hampton Inn & Suites | 12331 Southport Pkwy | La Vista | NE | 68128-2386 | Sarpy | NE27968 | Active | 232137 | 232137 | 2017 | AOSM | CHWH - ASME/Fired Water Heater | HWSD - Hot Water Dom/Potable | 5/31/2026
Belmont Rec Center | 1234 Judson St | Lincoln | NE | 68521-2165 | Lancaster | NE13665 | Active | 16216 | 06F-4123 | 2006 | ALDRICH/LES | FTVT - Firetube Vertical TB | HWHT - Hot Water Heat | 4/30/2026
Apartment Building | 1234 K St | Lincoln | NE | 68508-2823 | Lancaster | NE23845 | Scrapped/Junked | N/A | 211-13767-1098 | 1998 | Peerless | CI - Cast Iron | STHT - Steam-Heat | 1/31/2017
Apartment Building | 1234 K St | Lincoln | NE | 68508-2823 | Lancaster | NE26712 | Out of Service | N/A | 1501.9C | 2016 | Peerless | CI - Cast Iron | STHT - Steam-Heat | 1/31/2022
Regency Retire Res Of Hastings | 1235 N Laird Ave | Hastings | NE | 68901-2712 | Adams | NE10191 | Scrapped/Junked | 113611 | 113611 | 2007 | RHEEM | CHWH - ASME/Fired Water Heater | HWSD - Hot Water Dom/Potable | 3/31/2022
Regency Retire Res Of Hastings | 1235 N Laird Ave | Hastings | NE | 68901-2712 | Adams | NE22139 | Scrapped/Junked | 124288 | 0610G00694 | 2010 | RHEEM | CHWH - ASME/Fired Water Heater | HWSD - Hot Water Dom/Potable | 3/31/2022
Regency Retire Res Of Hastings | 1235 N Laird Ave | Hastings | NE | 68901-2712 | Adams | NE28402 | Active | 153420 | 153420 | 2018 | RHEEM | CHWH - ASME/Fired Water Heater | HWSD - Hot Water Dom/Potable | 6/30/2027
Regency Retire Res Of Hastings | 1235 N Laird Ave | Hastings | NE | 68901-2712 | Adams | NE40027 | Scrapped/Junked | n/a | 0993G00081 | 1993 | RHEEM | AHWH - ANSI/Fired Water Htr | HWSD - Hot Water Dom/Potable | 1/31/2014
Regency Retire Res Of Hastings | 1235 N Laird Ave | Hastings | NE | 68901-2712 | Adams | NE40028 | Scrapped/Junked |  | RUN0893G00974 | 1993 | RHEEM MANUFACTURING CO | AHWH - ANSI/Fired Water Htr | HWSD - Hot Water Dom/Potable | 1/31/2008
Regency Retire Res Of Hastings | 1235 N Laird Ave | Hastings | NE | 68901-2712 | Adams | NE41116 | Active | 163204 | A192116849 | 2021 | RHEEM | CHWH - ASME/Fired Water Heater | HWSD - Hot Water Dom/Potable | 6/30/2027
1221 Tower LLC | 1235 N St | Lincoln | NE | 68508-2008 | Lancaster | NE14947 | Scrapped/Junked | N/A | 7FD3152 | 1960 | Peerless | CI - Cast Iron | STHT - Steam-Heat | 1/31/2012
1221 Tower LLC | 1235 N St | Lincoln | NE | 68508-2008 | Lancaster | NE21079 | Active | n/a | 670615-2011 | 2011 | Peerless | CI - Cast Iron | STHT - Steam-Heat | 1/31/2027
Gretna Crossing YMCA | 12358 S 208th Ave | Gretna | NE | 68028 | Sarpy | NE42414 | Active | 9061 | F10214770 | 2022 | Americ HFTC Fulton | ELBL - Electric Boiler | SAUN - Sauna Steam Room Heat | 9/30/2025
Gretna Crossing YMCA | 12358 S 208th Ave | Gretna | NE | 68028 | Sarpy | NE42415 | Active | N/A | 19H00043 | 2019 | Aerco | CALU - Cast Aluminum | HWHT - Hot Water Heat | 9/30/2026
Gretna Crossing YMCA | 12358 S 208th Ave | Gretna | NE | 68028 | Sarpy | NE42416 | Active | 168341 | 20.WHTX.188.0248 | 2020 | PVI Industries | CHWH - ASME/Fired Water Heater | HWSD - Hot Water Dom/Potable | 9/30/2026
Gretna Crossing YMCA | 12358 S 208th Ave | Gretna | NE | 68028 | Sarpy | NE42417 | Active | 186743 | 20.WHTX.188.0433 | 2020 | PVI Industries | CHWH - ASME/Fired Water Heater | HWSD - Hot Water Dom/Potable | 9/30/2026
Gretna Crossing YMCA | 12358 S 208th Ave | Gretna | NE | 68028 | Sarpy | NE42418 | Active | 109259 | 19.PGT400.113.0311 | 2019 | Lochinvar | FTVT - Firetube Vertical TB | IPHT - Indoor Pool Heater | 9/30/2026
Hastings Utilities - North Denver | 1236 N Hastings Ave # 1322 | Hastings | NE | 68901-3014 | Adams | NE05049 | Scrapped/Junked | 3085 | Serial 8385 | 1982 | Precision | ELBL - Electric Boiler | STHT - Steam-Heat | 7/31/2022
Hastings Utilities - North Denver | 1236 N Hastings Ave # 1322 | Hastings | NE | 68901-3014 | Adams | NE05117 | Active | 22332 | Contract PF1-3077 | 1966 | Babcock & Wilcox | WT - Water Tube Boiler | POWR - Power Generation | 2/28/2026
Hastings Utilities - North Denver | 1236 N Hastings Ave # 1322 | Hastings | NE | 68901-3014 | Adams | NE05521 | Active | 374 | Ser#55020 | 1955 | Springfield Boiler Co | WT - Water Tube Boiler | POWR - Power Generation | 2/28/2026
Hastings Utilities - North Denver | 1236 N Hastings Ave # 1322 | Hastings | NE | 68901-3014 | Adams | NE25099 | Active | NB-1574 | FDWTR Heater #4 | 1956 | Lummus | HEXC - Heat Exchanger | FDHT - Feedwater Heater | 7/31/2025
Hastings Utilities - North Denver | 1236 N Hastings Ave # 1322 | Hastings | NE | 68901-3014 | Adams | NE41611 | Active | 22614 | T895111 | 2022 | Cleaver Brooks | ELBL - Electric Boiler | STHT - Steam-Heat | 2/28/2026
Hastings Utilities - North Denver | 1236 N Hastings Ave # 1322 | Hastings | NE | 68901-3014 | Adams | NE42213 | Active | 290224 | 21PG80952465 | 2021 | Lochinvar | COBL - Coil Type Boiler | GLFH - Glycol Floor Heat System | 2/28/2026
Apartment Building | 1237 C St | Lincoln | NE | 68502-1338 | Lancaster | NE09987 | Inactive | N/A | 6-8 | 1964 | Crane | CI - Cast Iron | HWHT - Hot Water Heat | 2/28/2022
DEPARTMENT OF UTILITIES | 124 E 11th St | Schuyler | NE | 68661-1937 | DODGE | NE11117 | Inactive | 1857 |  | 1954 | BADENHAUSEN | WT - Water Tube Boiler | POWR - Power Generation | 3/31/1995
DEPARTMENT OF UTILITIES | 124 E 11th St | Schuyler | NE | 68661-1937 | DODGE | NE11147 | Inactive | 12647 |  | 1959 | COMBUSTION ENG | WT - Water Tube Boiler | POWR - Power Generation | 3/31/1993
Central High School | 124 N 20th St | Omaha | NE | 68102-4801 | Douglas | NE12038 | Active | 199524 | 0209199524 | 2002 | RAYP | CPFH - Copper Fin Water Heater | HWSD - Hot Water Dom/Potable | 12/31/2025
Central High School | 124 N 20th St | Omaha | NE | 68102-4801 | Douglas | NE12039 | Active | 199525 | 029199525 | 2002 | RAYP | CPFH - Copper Fin Water Heater | HWSD - Hot Water Dom/Potable | 12/31/2026
PARKVIEW APARTMENTS | 124 N 31st Ave | Omaha | NE | 68131-2949 | Douglas | NE12968 | Exempt 1999 LB-66 |  | A-85203255 | 1985 | PRESTIGE | AHWH - ANSI/Fired Water Htr | HWSD - Hot Water Dom/Potable | 2/29/2000
PARKVIEW APARTMENTS | 124 N 31st Ave | Omaha | NE | 68131-2949 | Douglas | NE12969 | Exempt 1999 LB-66 |  | 854203259 | 1985 | PRESTIGE | AHWH - ANSI/Fired Water Htr | HWSD - Hot Water Dom/Potable | 2/29/2000
The Slips at Blackstone | 124 S 39th St | Omaha | NE | 68131-3033 | Douglas | NE12822 | Scrapped/Junked | NA | 8-E-27 | 1961 | THER | WT - Water Tube Boiler | HWHT - Hot Water Heat | 3/31/2021
The Slips at Blackstone | 124 S 39th St | Omaha | NE | 68131-3033 | Douglas | NE21990 | Exempt 1999 LB-66 |  | MK90-0181253880 | 1990 | AO SMITH | AHWH - ANSI/Fired Water Htr | HWSD - Hot Water Dom/Potable | 6/30/1999
The Slips at Blackstone | 124 S 39th St | Omaha | NE | 68131-3033 | Douglas | NE29269 | Active | n/a | 65779784 | 2020 | Burnham | CI - Cast Iron | HWHT - Hot Water Heat | 3/31/2026
Spalding Public School | 124 S Ash St | Spalding | NE | 68665-6182 | Greeley | NE32011 | Inactive | n/a | 8BJ9 | 1930 | American Standard | CI - Cast Iron | STHT - Steam-Heat | 1/31/2014
Spalding Public School | 124 S Ash St | Spalding | NE | 68665-6182 | Greeley | NE35116 | Scrapped/Junked | n/a | 720736G00372 | 1972 | AO SMITH | AHWH - ANSI/Fired Water Htr | HWSD - Hot Water Dom/Potable | 1/31/2014
FNBO - 702110E | 124 W 3rd St | Alliance | NE | 69301-3302 | Box Butte | NE00813 | Scrapped/Junked | 0 | 9-66A | 1965 | USNA | CI - Cast Iron | HWHT - Hot Water Heat | 3/31/2012
FNBO - 702110E | 124 W 3rd St | Alliance | NE | 69301-3302 | Box Butte | NE22813 | Active | 18499 | 11F-6407 | 2011 | Les Inc/Aldrich Co | FTVT - Firetube Vertical TB | HWHT - Hot Water Heat | 10/31/2026
FNBO - 702110E | 124 W 3rd St | Alliance | NE | 69301-3302 | Box Butte | NE22814 | Active | 18500 | 11F-6408 | 2011 | Les Inc/Aldrich Co | FTVT - Firetube Vertical TB | HWHT - Hot Water Heat | 10/31/2026
Bell Elementary School | 1240 E 11th St | Fremont | NE | 68025-4321 | Dodge | NE10811 | Scrapped/Junked | 135207 | K015669 | 2001 | Lochinvar | CPFT - Horiz Cpr Fin Boiler | HWHT - Hot Water Heat | 2/28/2024
Bell Elementary School | 1240 E 11th St | Fremont | NE | 68025-4321 | Dodge | NE42534 | Active | 99 | 22-HE001082622 | 2022 | Riello | WT - Water Tube Boiler | HWHT - Hot Water Heat | 1/31/2026
Bell Elementary School | 1240 E 11th St | Fremont | NE | 68025-4321 | Dodge | NE42535 | Active | 95 | 22-HE001042622 | 2022 | Riello | WT - Water Tube Boiler | HWHT - Hot Water Heat | 1/31/2026
Bell Elementary School | 1240 E 11th St | Fremont | NE | 68025-4321 | Dodge | NE42536 | Active | 104 | 22-HE001132622 | 2022 | Riello | WT - Water Tube Boiler | HWHT - Hot Water Heat | 1/31/2026
Ambassador Wellness Cntr | 1240 N 19th St | Nebraska City | NE | 68410-1119 | Otoe | NE22778 | Scrapped/Junked | 340164 | 1205340164 | 2012 | Raypak | CPPH - Ansi Cpr Fin Pool Heater | IPHT - Indoor Pool Heater | 9/30/2021
Ambassador Wellness Cntr | 1240 N 19th St | Nebraska City | NE | 68410-1119 | Otoe | NE23379 | Scrapped/Junked | 145192 | 9712145192 | 1997 | RAYP | CPFT - Horiz Cpr Fin Boiler | IPHT - Indoor Pool Heater | 3/31/2012
Ambassador Wellness Cntr | 1240 N 19th St | Nebraska City | NE | 68410-1119 | Otoe | NE41090 | Active | 522939 | 2104522939 | 2021 | Raypak | CPPH - Ansi Cpr Fin Pool Heater | IPHT - Indoor Pool Heater | 9/30/2025
Durham Scout Center | 12401 W Maple Rd | Omaha | NE | 68164-1853 | Douglas | NE18359 | Active | 7969 | 94-E4281 | 1994 | Aldrich | FTVT - Firetube Vertical TB | HWHT - Hot Water Heat | 11/30/2026
Blue Moon Fitness | 1241 N 48th St | Lincoln | NE | 68504-3159 | Lancaster | NE40256 | Scrapped/Junked | 45499 | LG98-0752664970 | 1998 | AO SMITH | CHWH - ASME/Fired Water Heater | HWSD - Hot Water Dom/Potable | 3/31/2013
1221 Tower LLC | 1241 N St | Lincoln | NE | 68508-2008 | Lancaster | NE17661 | Active | N/A | 211A97940694 | 1994 | Peerless | CI - Cast Iron | STHT - Steam-Heat | 1/31/2027
1221 Tower LLC | 1241 N St | Lincoln | NE | 68508-2008 | Lancaster | NE17662 | Scrapped/Junked | N/A | PEB-1203 | 1980 | Peerless | CI - Cast Iron | STHT - Steam-Heat | 1/31/2015
1221 Tower LLC | 1241 N St | Lincoln | NE | 68508-2008 | Lancaster | NE26583 | Active | 6358 | 091419863 | 2014 | CAMUS | WT - Water Tube Boiler | HWHT - Hot Water Heat | 1/31/2027
Qdoba Mexican Grill #2625 | 12414 L St | Omaha | NE | 68137-2212 | Douglas | NE20739 | Scrapped/Junked | 14714 | EMT04565 | 2011 | Noritz | CHWH - ASME/Fired Water Heater | HWSD - Hot Water Dom/Potable | 9/30/2022
Qdoba Mexican Grill #2625 | 12414 L St | Omaha | NE | 68137-2212 | Douglas | NE20740 | Scrapped/Junked | 14764 | EMT04615 | 2011 | Noritz | CHWH - ASME/Fired Water Heater | HWSD - Hot Water Dom/Potable | 9/30/2022
Colonial Pointe Apartments | 12418 Constitution Cir Bldg 11 | Bellevue | NE | 68123 | Sarpy | NE24117 | Active | 241618 | F12H00241618 | 2012 | Lochinvar | CPFH - Copper Fin Water Heater | HWSD - Hot Water Dom/Potable | 9/30/2027
INTERNATIONAL HOUSE OF | 12423 W Center Rd | Omaha | NE | 68144-3927 | Douglas | NE00108 | Scrapped/Junked | 84965 | URNG-0200GO2942 | 1999 | RUUD | CHWH - ASME/Fired Water Heater | HWSD - Hot Water Dom/Potable | 5/31/2007
Norris Elementary School | 12424 Weir St | Omaha | NE | 68137-2138 | Douglas | NE19779 | Exempt 1999 LB-66 |  | 000000000002273 | 1987 | AO SMITH | AHWH - ANSI/Fired Water Htr | HWSD - Hot Water Dom/Potable | 8/31/2000
Norris Elementary School | 12424 Weir St | Omaha | NE | 68137-2138 | Douglas | NE19780 | Exempt 1999 LB-66 |  | 000000000001197 | 1987 | AO SMITH | AHWH - ANSI/Fired Water Htr | HWSD - Hot Water Dom/Potable | 8/31/2000
Norris Elementary School | 12424 Weir St | Omaha | NE | 68137-2138 | Douglas | NE32343 | Scrapped/Junked | 15404 | M63-18668B | 1975 | MARKET FORGE INDUSTRIES | FT - Firetube Boiler | 0021 - Steam Supp Cooker/Kettle | 8/31/2008
Norris Elementary School | 12424 Weir St | Omaha | NE | 68137-2138 | Douglas | NE33569 | Scrapped/Junked | n/a | M4596 | 1963 | Kewanee | FTFB - Firetube-Firebox Boiler | HWHT - Hot Water Heat | 8/31/2022
Norris Elementary School | 12424 Weir St | Omaha | NE | 68137-2138 | Douglas | NE33570 | Scrapped/Junked | n/a | M4597 | 1963 | Kewanee | FTFB - Firetube-Firebox Boiler | HWHT - Hot Water Heat | 8/31/2022
Willard Community Center | 1245 Folsom St | Lincoln | NE | 68522-1257 | Lancaster | NE16362 | Inactive | NA | 33 | 1953 | Kewannee | FTFB - Firetube-Firebox Boiler | STHT - Steam-Heat | 1/31/2014
Willard Community Center | 1245 Folsom St | Lincoln | NE | 68522-1257 | Lancaster | NE24072 | Active | 253724 | 65403106 | 2013 | Burnham/Giannoni | WTSS - Watertube SS Steel | HWHT - Hot Water Heat | 11/30/2026
Willard Community Center | 1245 Folsom St | Lincoln | NE | 68522-1257 | Lancaster | NE24073 | Active | 253727 | 65403110 | 2013 | Burnham/Giannoni | WTSS - Watertube SS Steel | HWHT - Hot Water Heat | 11/30/2026
NRC Health | 1245 Q St | Lincoln | NE | 68508-1430 | Lancaster | NE08646 | Scrapped/Junked | 10608 | 99E-8270 | 1999 | Aldrich Co./L.E.S., Inc. | FTVT - Firetube Vertical TB | HWHT - Hot Water Heat | 8/31/2024
NRC Health | 1245 Q St | Lincoln | NE | 68508-1430 | Lancaster | NE08647 | Scrapped/Junked | 10609 | 99E-8271 | 1999 | Aldrich Co./L.E.S., Inc. | FTVT - Firetube Vertical TB | HWHT - Hot Water Heat | 8/31/2024
NRC Health | 1245 Q St | Lincoln | NE | 68508-1430 | Lancaster | NE43399 | Active | 386669 | 22386669 | 2022 | Lochinvar | FTVT - Firetube Vertical TB | HWFG - Hotwater Heat Floor-Glycl | 6/30/2025
NRC Health | 1245 Q St | Lincoln | NE | 68508-1430 | Lancaster | NE43400 | Active | 392149 | 22392149 | 2022 | Lochinvar | FTVT - Firetube Vertical TB | HWFG - Hotwater Heat Floor-Glycl | 6/30/2025
Apartment Bldg | 1247 C St | Lincoln | NE | 68502-1329 | Lancaster | NE07248 | Active | N/A | 170-6472 | 1972 | Peerless | CI - Cast Iron | HWHT - Hot Water Heat | 10/31/2025
Union Bank Place | 1248 O St | Lincoln | NE | 68508-1493 | Lancaster | NE08524 | Active | 67324 | 67324 | 2001 | WEBJ | COBL - Coil Type Boiler | HWSD - Hot Water Dom/Potable | 3/31/2025
Union Bank Place | 1248 O St | Lincoln | NE | 68508-1493 | Lancaster | NE21530 | Scrapped/Junked |  | 1799 | 1974 | Kewannee | FT - Firetube Boiler | HWSP - Hot Water Non Potable Supply | 2/28/2001
Union Bank Place | 1248 O St | Lincoln | NE | 68508-1493 | Lancaster | NE21531 | Active | N/A | P-0231 | 1973 | Kewanee | FTSM - FTS Marine Dry Back | STHT - Steam-Heat | 3/31/2025
Union Bank Place | 1248 O St | Lincoln | NE | 68508-1493 | Lancaster | NE21532 | Active | n/a | P-0407 | 1974 | Kewanee | FTSM - FTS Marine Dry Back | STHT - Steam-Heat | 3/31/2025
Union Bank Place | 1248 O St | Lincoln | NE | 68508-1493 | Lancaster | NE21533 | Active | N/A | P-0230 | 1973 | Kewanee | FTSM - FTS Marine Dry Back | STHT - Steam-Heat | 3/31/2025
St Frances Cabrini Church | 1248 S 10th St | Omaha | NE | 68108-3602 | Douglas | NE17839 | Scrapped/Junked | n/a | 211A-85191092 | 1992 | Peerless | CI - Cast Iron | STHT - Steam-Heat | 12/31/2018
Mother Hull Home | 125 E 23rd St | Kearney | NE | 68847-5425 | BUFFALO | NE05360 | Scrapped/Junked | 66090 |  | 1994 | RHEEM MANUFACTURING CO | CHWH - ASME/Fired Water Heater | HWSD - Hot Water Dom/Potable | 3/31/2006
Mother Hull Home | 125 E 23rd St | Kearney | NE | 68847-5425 | BUFFALO | NE05802 | Exempt 1999 LB-66 |  | 03979 | 1996 | RHEEM MANUFACTURING CO | AHWH - ANSI/Fired Water Htr | HWSD - Hot Water Dom/Potable | 4/30/2000
Mother Hull Home | 125 E 23rd St | Kearney | NE | 68847-5425 | BUFFALO | NE05803 | Exempt 1999 LB-66 |  | 02782 | 1996 | RHEEM MANUFACTURING CO | AHWH - ANSI/Fired Water Htr | HWSD - Hot Water Dom/Potable | 4/30/2000
Mother Hull Home | 125 E 23rd St | Kearney | NE | 68847-5425 | BUFFALO | NE08095 | Scrapped/Junked | 103702 | 103702 | 2005 | AOSM | CHWH - ASME/Fired Water Heater | HWSD - Hot Water Dom/Potable | 7/31/2014
Mother Hull Home | 125 E 23rd St | Kearney | NE | 68847-5425 | BUFFALO | NE08096 | Scrapped/Junked | 104520 | 104520 | 2005 | RHEE | CHWH - ASME/Fired Water Heater | HWSD - Hot Water Dom/Potable | 7/31/2014
Mother Hull Home | 125 E 23rd St | Kearney | NE | 68847-5425 | BUFFALO | NE24513 | Scrapped/Junked | 122064 | 122064 | 2009 | RHEEM | CHWH - ASME/Fired Water Heater | HWSD - Hot Water Dom/Potable | 7/31/2022
Mother Hull Home | 125 E 23rd St | Kearney | NE | 68847-5425 | BUFFALO | NE25166 | Scrapped/Junked | 189660 | 189660 | 2014 | AOSM | CHWH - ASME/Fired Water Heater | HWSD - Hot Water Dom/Potable | 7/31/2019
Mother Hull Home | 125 E 23rd St | Kearney | NE | 68847-5425 | BUFFALO | NE28161 | Active | 253315 | 253315 | 2019 | AOSM | CHWH - ASME/Fired Water Heater | HWSD - Hot Water Dom/Potable | 7/31/2026
Lumen | 125 E 39th St | South Sioux City | NE | 68776-3601 | Dakota | NE16959 | Active | n/a | G-408 | 1975 | American Standard | CI - Cast Iron | HWHT - Hot Water Heat | 2/28/2025
Morrill City Pool | 125 Jirdon Ave | Morrill | NE | 69358-5022 | Scotts Bluff | NE17552 | Out of Service | 69438 | 69438 | 2009 | Ajax | CPFH - Copper Fin Water Heater | OPHT - Outdoor Pool Heater | 6/30/2017
Morrill City Pool | 125 Jirdon Ave | Morrill | NE | 69358-5022 | Scotts Bluff | NE21118 | Scrapped/Junked | 48475 |  | 1996 | Ajax | WT - Water Tube Boiler | OPHT - Outdoor Pool Heater | 5/31/2009
Morrill City Pool | 125 Jirdon Ave | Morrill | NE | 69358-5022 | Scotts Bluff | NE27512 | Active | 73713 | 73713 | 2017 | Ace | COBL - Coil Type Boiler | OPHT - Outdoor Pool Heater | 6/30/2026
VALLEY COUNTY COURTHOUSE | 125 S 15th St | Ord | NE | 68862-1452 | VALLEY | NE35102 | Scrapped/Junked | N/A | 522 | 1960 | BRYANT |  | STHT - Steam-Heat | 2/28/2006
VALLEY COUNTY COURTHOUSE | 125 S 15th St | Ord | NE | 68862-1452 | VALLEY | NE35103 | Scrapped/Junked | N/A | 31T15520 | 1960 | BRYANT |  | STHT - Steam-Heat | 2/28/2006
McMill Inc | 125 S 4th | Norfolk | NE | 68701 | Madison | NE04632 | Scrapped/Junked | 42146 | 95407 | 1989 | Kewanee | FTFB - Firetube-Firebox Boiler | STHT - Steam-Heat | 1/31/2024
McMill Inc | 125 S 4th | Norfolk | NE | 68701 | Madison | NE04633 | Scrapped/Junked | 42120 | 95406 | 1989 | Kewanee | FTFB - Firetube-Firebox Boiler | STHT - Steam-Heat | 1/31/2024
McMill Inc | 125 S 4th | Norfolk | NE | 68701 | Madison | NE42656 | Active | 21439 | 23F-9347 | 2023 | Aldrich | FTVT - Firetube Vertical TB | STHT - Steam-Heat | 5/31/2026
McMill Inc | 125 S 4th | Norfolk | NE | 68701 | Madison | NE42657 | Active | 21438 | 23F-9346 | 2023 | Aldrich | FTVT - Firetube Vertical TB | STHT - Steam-Heat | 5/31/2026
McMill Inc | 125 S 4th | Norfolk | NE | 68701 | Madison | NE43039 | Active | 563516 | N1.22.26.00001 | 2022 | Lochinvar / Sermeta | WTSS - Watertube SS Steel | HWHT - Hot Water Heat | 5/31/2026
McMill Inc | 125 S 4th | Norfolk | NE | 68701 | Madison | NE43040 | Active | 571817 | N1.22.40.00176 | 2022 | Lochinvar / Sermeta | WTSS - Watertube SS Steel | HWHT - Hot Water Heat | 5/31/2026
Flour Mill | 125 S Broad St | Fremont | NE | 68025-5658 | Dodge | NE14997 | Scrapped/Junked | n/a | 1982 | 1965 | Kewanee | FT - Firetube Boiler | PROC - Process Steam | 5/31/2016
SUPER 8 MOTEL FREMONT | 1250 E 23rd St | Fremont | NE | 68025-2411 | DODGE | NE40271 | Exempt 1999 LB-66 |  | M88838685 | 1988 | STATE INDUSTRIES | AHWH - ANSI/Fired Water Htr | HWSD - Hot Water Dom/Potable | 12/31/1999
IRG Realty Advisors | 12500 I St | Omaha | NE | 68137-1264 | Douglas | NE13777 | Inactive | 3377 | 90366-1 | 1957 | UNION IRON WORKS | WT - Water Tube Boiler | PROC - Process Steam | 9/30/2013
IRG Realty Advisors | 12500 I St | Omaha | NE | 68137-1264 | Douglas | NE13778 | Inactive | 3378 | 90336-2 | 1957 | UNION IRON WORKS | WT - Water Tube Boiler | PROC - Process Steam | 3/31/2013
IRG Realty Advisors | 12500 I St | Omaha | NE | 68137-1264 | Douglas | NE13779 | Inactive | 3379 | 90366-3 | 1957 | UNIO | WT - Water Tube Boiler | PROC - Process Steam | 6/30/2013
IRG Realty Advisors | 12500 I St | Omaha | NE | 68137-1264 | Douglas | NE23249 | Inactive | 2230 | 76584 | 1984 | KENTUBE ENG PRODUCTS | ECON - Boiler Economizer | ECON - Boiler Economizer | 6/30/2002
IRG Realty Advisors | 12500 I St | Omaha | NE | 68137-1264 | Douglas | NE23951 | Active | 20027 | 20027 | 2012 | Lochinvar | ELBL - Electric Boiler | HWHT - Hot Water Heat | 11/30/2024
IRG Realty Advisors | 12500 I St | Omaha | NE | 68137-1264 | Douglas | NE23952 | Active | 20025 | 20025 | 2012 | Lochinvar | ELBL - Electric Boiler | HWHT - Hot Water Heat | 11/30/2024
IRG Realty Advisors | 12500 I St | Omaha | NE | 68137-1264 | Douglas | NE23953 | Active | 20026 | 20026 | 2012 | Lochinvar | ELBL - Electric Boiler | HWHT - Hot Water Heat | 11/30/2024
IRG Realty Advisors | 12500 I St | Omaha | NE | 68137-1264 | Douglas | NE23954 | Active | 20024 | 20024 | 2012 | Lochinvar | ELBL - Electric Boiler | HWHT - Hot Water Heat | 11/30/2024
IRG Realty Advisors | 12500 I St | Omaha | NE | 68137-1264 | Douglas | NE23955 | Active | n/a | KN-26-M12NB | 2012 | Hydrotherm | CI - Cast Iron | HWHT - Hot Water Heat | 11/30/2024
IRG Realty Advisors | 12500 I St | Omaha | NE | 68137-1264 | Douglas | NE25765 | Active | n/a | 65496756 | 2015 | Burnham | CI - Cast Iron | HWHT - Hot Water Heat | 11/30/2024
Park 125 Apartments | 12500 W Dodge Rd | Omaha | NE | 68154-2323 | Douglas | NE41939 | Active | 539798 | 220359798 | 2022 | Raypak | CPFH - Copper Fin Water Heater | OPHT - Outdoor Pool Heater | 7/31/2026
Fort Crook Elementary | 12501 S 25th St | Bellevue | NE | 68123-5526 | Sarpy | NE12096 | Active | 38814 | G-03-515 | 2003 | Aerco International | FTVT - Firetube Vertical TB | HWHT - Hot Water Heat | 7/31/2026
Fort Crook Elementary | 12501 S 25th St | Bellevue | NE | 68123-5526 | Sarpy | NE12097 | Active | 38813 | G-03-514 | 2003 | Aerco International | FTVT - Firetube Vertical TB | HWHT - Hot Water Heat | 7/31/2026
Fort Crook Elementary | 12501 S 25th St | Bellevue | NE | 68123-5526 | Sarpy | NE18947 | Exempt 1999 LB-66 |  | MC90016189 | 1990 | AO SMITH | AHWH - ANSI/Fired Water Htr | HWSD - Hot Water Dom/Potable | 7/31/1999
Fort Crook Elementary | 12501 S 25th St | Bellevue | NE | 68123-5526 | Sarpy | NE18948 | Exempt 1999 LB-66 |  |  | 1984 | RUUD | AHWH - ANSI/Fired Water Htr | HWSD - Hot Water Dom/Potable | 7/31/1999
Fort Crook Elementary | 12501 S 25th St | Bellevue | NE | 68123-5526 | Sarpy | NE32072 | Scrapped/Junked |  | 00000L4394 | 1962 | KEWANEE | FT - Firetube Boiler | HWHT - Hot Water Heat | 7/31/2003
Fort Crook Elementary | 12501 S 25th St | Bellevue | NE | 68123-5526 | Sarpy | NE32073 | Scrapped/Junked |  | L4397 | 1962 | Kewannee | FT - Firetube Boiler | HWHT - Hot Water Heat | 7/31/2003
Eastern NE Veterans Home | 12505 Harrison Tull Dr | Bellevue | NE | 68123-1836 | Sarpy | NE07541 | Active | 3451 | FB2503029M | 2006 | Hurst | FTFB - Firetube-Firebox Boiler | HWHT - Hot Water Heat | 12/31/2026
Eastern NE Veterans Home | 12505 Harrison Tull Dr | Bellevue | NE | 68123-1836 | Sarpy | NE07542 | Active | 3453 | FB2503021M | 2006 | Hurst | FTFB - Firetube-Firebox Boiler | HWHT - Hot Water Heat | 12/31/2026
Eastern NE Veterans Home | 12505 Harrison Tull Dr | Bellevue | NE | 68123-1836 | Sarpy | NE07543 | Active | 3452 | FB2503030M | 2006 | Hurst | FTFB - Firetube-Firebox Boiler | HWHT - Hot Water Heat | 12/31/2026
Eastern NE Veterans Home | 12505 Harrison Tull Dr | Bellevue | NE | 68123-1836 | Sarpy | NE07962 | Active | 101040 | n/a | 2006 | Fulton | CHWH - ASME/Fired Water Heater | HWSD - Hot Water Dom/Potable | 12/31/2026
Eastern NE Veterans Home | 12505 Harrison Tull Dr | Bellevue | NE | 68123-1836 | Sarpy | NE07963 | Active | 101039 | n/a | 2006 | Fulton | CHWH - ASME/Fired Water Heater | HWSD - Hot Water Dom/Potable | 12/31/2026
Eastern NE Veterans Home | 12505 Harrison Tull Dr | Bellevue | NE | 68123-1836 | Sarpy | NE42616 | Active | 387878 | 22387878 | 2022 | Lochinvar | FTVT - Firetube Vertical TB | HWHT - Hot Water Heat | 12/31/2026
Eastern NE Veterans Home | 12505 Harrison Tull Dr | Bellevue | NE | 68123-1836 | Sarpy | NE42617 | Active | 387879 | 22387879 | 2022 | Lochinvar | FTVT - Firetube Vertical TB | HWHT - Hot Water Heat | 12/31/2026
Project Raven | 12506 S 150th St | Springfield | NE | 68059-4500 | Sarpy | NE28343 | Out of Service | 36938 | R-4908 | 1983 | Kewanee | FTHT - Firetube Horizontal | PHPS - Portable High PSI Steam | 10/31/2020
Project Raven | 12506 S 150th St | Springfield | NE | 68059-4500 | Sarpy | NE42628 | Scrapped/Junked | 19277 | T4912-3-1 | 1983 | Cleaver Brooks | FTHT - Firetube Horizontal | PHPS - Portable High PSI Steam | 4/30/2025
Embassy Suites | 12520 Westport Pkwy | La Vista | NE | 68128-5603 | Sarpy | NE10155 | Active | 264693 | 704264693 | 2007 | Raypak | CPFT - Horiz Cpr Fin Boiler | HWHT - Hot Water Heat | 2/28/2026
Embassy Suites | 12520 Westport Pkwy | La Vista | NE | 68128-5603 | Sarpy | NE10156 | Active | 264694 | 704264694 | 2007 | Raypak | CPFT - Horiz Cpr Fin Boiler | HWHT - Hot Water Heat | 2/28/2026
Embassy Suites | 12520 Westport Pkwy | La Vista | NE | 68128-5603 | Sarpy | NE13162 | Scrapped/Junked | 16646 | 00716646 | 2007 | AOSM | CPFH - Copper Fin Water Heater | HWSD - Hot Water Dom/Potable | 2/28/2021
Embassy Suites | 12520 Westport Pkwy | La Vista | NE | 68128-5603 | Sarpy | NE13163 | Scrapped/Junked | 18829 | K0718829 | 2007 | AO SMITH | CPFH - Copper Fin Water Heater | HWSD - Hot Water Dom/Potable | 2/28/2018
Embassy Suites | 12520 Westport Pkwy | La Vista | NE | 68128-5603 | Sarpy | NE13164 | Active | 17933 | G0717933 | 2007 | AOSM | CPFH - Copper Fin Water Heater | HWSD - Hot Water Dom/Potable | 2/28/2026
Embassy Suites | 12520 Westport Pkwy | La Vista | NE | 68128-5603 | Sarpy | NE13165 | Scrapped/Junked | 119808 | K07M009217 | 2007 | AOSM | CHWH - ASME/Fired Water Heater | HWSD - Hot Water Dom/Potable | 2/28/2022
Embassy Suites | 12520 Westport Pkwy | La Vista | NE | 68128-5603 | Sarpy | NE27254 | Active | 307324 | 17307324 | 2017 | AO SMITH | CPFH - Copper Fin Water Heater | HWSD - Hot Water Dom/Potable | 2/28/2026
Embassy Suites | 12520 Westport Pkwy | La Vista | NE | 68128-5603 | Sarpy | NE28519 | Scrapped/Junked | 347416 | 19347416 | 2019 | Lochinvar | CPFH - Copper Fin Water Heater | HWSD - Hot Water Dom/Potable | 2/28/2026
Embassy Suites | 12520 Westport Pkwy | La Vista | NE | 68128-5603 | Sarpy | NE43458 | Active | 434783 | 25434783 | 2025 | Lochinvar | CPFH - Copper Fin Water Heater | HWSD - Hot Water Dom/Potable | 2/28/2025
Moylan Iceplex | 12550 W Maple Rd | Omaha | NE | 68164-1871 | Douglas | NE07898 | Scrapped/Junked | 62429 | 932-D0162429 | 2001 | AOSM | COBL - Coil Type Boiler | HWSD - Hot Water Dom/Potable | 1/31/2006
Moylan Iceplex | 12550 W Maple Rd | Omaha | NE | 68164-1871 | Douglas | NE15199 | Exempt 1999 LB-66 |  | 95-0437191 | 1995 | AO SMITH | AHWH - ANSI/Fired Water Htr | HWSD - Hot Water Dom/Potable | 7/31/1999
Moylan Iceplex | 12550 W Maple Rd | Omaha | NE | 68164-1871 | Douglas | NE18708 | Scrapped/Junked | 28544 |  | 1995 | AO SMITH | COBL - Coil Type Boiler | HWSD - Hot Water Dom/Potable | 11/30/2001
Moylan Iceplex | 12550 W Maple Rd | Omaha | NE | 68164-1871 | Douglas | NE19456 | Scrapped/Junked | 125287 | E12A2168 | 2009 | GIANNONI | WT - Water Tube Boiler | HWSP - Hot Water Non Potable Supply | 3/31/2018
Moylan Iceplex | 12550 W Maple Rd | Omaha | NE | 68164-1871 | Douglas | NE23701 | Exempt 1999 LB-66 |  | 95-0429867 | 1995 | AO SMITH | AHWH - ANSI/Fired Water Htr | HWSD - Hot Water Dom/Potable | 7/31/1999
Moylan Iceplex | 12550 W Maple Rd | Omaha | NE | 68164-1871 | Douglas | NE27186 | Scrapped/Junked | 392333 | 98048 | 2016 | Sermeta/Hubbell NX | WT - Water Tube Boiler | HTEX - Heat Exchanger | 3/31/2024
Moylan Iceplex | 12550 W Maple Rd | Omaha | NE | 68164-1871 | Douglas | NE41669 | Active | 329113 | 22VC6033803643 | 2022 | AIC SA | COBL - Coil Type Boiler | HWHT - Hot Water Heat | 3/31/2026
Moylan Iceplex | 12550 W Maple Rd | Omaha | NE | 68164-1871 | Douglas | NE43057 | Active | 555791 | D1.22.14.00514 | 2022 | Sermeta/ Lochinvar | WTSS - Watertube SS Steel | HWSP - Hot Water Non Potable Supply | 3/31/2026
Courtyard | 12560 Westport Pkwy | La Vista | NE | 68128-5610 | Sarpy | NE14110 | Active | 209314 | F08H00209314 | 2008 | LOCHINVAR | CPFH - Copper Fin Water Heater | HWSD - Hot Water Dom/Potable | 2/28/2026
Courtyard | 12560 Westport Pkwy | La Vista | NE | 68128-5610 | Sarpy | NE14111 | Active | 209315 | F08H00209315 | 2008 | LOCHINVAR | CPFH - Copper Fin Water Heater | HWSD - Hot Water Dom/Potable | 2/28/2026
Courtyard | 12560 Westport Pkwy | La Vista | NE | 68128-5610 | Sarpy | NE14112 | Active | 209316 | F08H00209316 | 2008 | LOCHINVAR | CPFH - Copper Fin Water Heater | HWSD - Hot Water Dom/Potable | 2/28/2026
Courtyard | 12560 Westport Pkwy | La Vista | NE | 68128-5610 | Sarpy | NE14113 | Active | 82352 | 97352 | 2008 | BRADFORD-WHITE | CHWH - ASME/Fired Water Heater | HWSD - Hot Water Dom/Potable | 2/28/2026
Ag Processing, Inc.-David City Soy Crush Facility | 1257 37 Rd | David City | NE | 68632-6558 | Butler | NE43663 | Active | 5158 | SP-4788 | 2024 | Cleaver Brooks | WT - Water Tube Boiler | PROC - Process Steam | 8/31/2026
Ag Processing, Inc.-David City Soy Crush Facility | 1257 37 Rd | David City | NE | 68632-6558 | Butler | NE43664 | Active | 5159 | SP-4789 | 2024 | Cleaver Brooks | WT - Water Tube Boiler | PROC - Process Steam | 8/31/2026
Ag Processing, Inc.-David City Soy Crush Facility | 1257 37 Rd | David City | NE | 68632-6558 | Butler | NE43665 | Active | 5160 | SP-4790 | 2024 | Cleaver Brooks | WT - Water Tube Boiler | PROC - Process Steam | 8/31/2026
Ag Processing, Inc.-David City Soy Crush Facility | 1257 37 Rd | David City | NE | 68632-6558 | Butler | NE43666 | Active | 2479 | 23-3085-1 | 2024 | Applied Heat Recovery | ECON - Boiler Economizer | ECON - Boiler Economizer | 8/31/2026
Ag Processing, Inc.-David City Soy Crush Facility | 1257 37 Rd | David City | NE | 68632-6558 | Butler | NE43667 | Active | 2487 | 23-3085-2 | 2023 | Applied Heat Recovery | ECON - Boiler Economizer | ECON - Boiler Economizer | 8/31/2026
Ag Processing, Inc.-David City Soy Crush Facility | 1257 37 Rd | David City | NE | 68632-6558 | Butler | NE43668 | Active | 2494 | 23-3085-3 | 2023 | Applied Heat Recovery | ECON - Boiler Economizer | ECON - Boiler Economizer | 8/31/2026
ALLEN PUBLIC SCHOOLS | 126 E 5TH ST | ALLEN | NE | 68710 | DIXON | NE21587 | Exempt 1999 LB-66 |  | A861703486 | 1986 | AMERICAN STANDARD | AHWH - ANSI/Fired Water Htr | HWSD - Hot Water Dom/Potable | 8/31/2000
ALLEN PUBLIC SCHOOLS | 126 E 5TH ST | ALLEN | NE | 68710 | DIXON | NE34579 | Scrapped/Junked |  | 4265FX | 1973 | KEWANEE | FTFB - Firetube-Firebox Boiler | STHT - Steam-Heat | 8/31/2003
Appeara | 126 N 3rd St | Norfolk | NE | 68701-4108 | Madison | NE04206 | Active | 40136 | 670051 | 1986 | Kewanee | FTSM - FTS Marine Dry Back | PROC - Process Steam | 3/31/2026
Appeara | 126 N 3rd St | Norfolk | NE | 68701-4108 | Madison | NE06105 | Scrapped/Junked | 399 | 2004.25.0399 | 2004 | GIANNONI | COBL - Coil Type Boiler | HWHT - Hot Water Heat | 3/31/2016
Appeara | 126 N 3rd St | Norfolk | NE | 68701-4108 | Madison | NE06106 | Scrapped/Junked | 514 | 2004.25.0514 | 2004 | GIANNONI | COBL - Coil Type Boiler | HWHT - Hot Water Heat | 3/31/2016
Appeara | 126 N 3rd St | Norfolk | NE | 68701-4108 | Madison | NE26263 | Active | 84036 | 40716 | 2008 | Trinity | WTSS - Watertube SS Steel | HWHT - Hot Water Heat | 3/31/2026
Appeara | 126 N 3rd St | Norfolk | NE | 68701-4108 | Madison | NE26264 | Active | 82197 | 40701 | 2008 | Trinity | WTSS - Watertube SS Steel | HWHT - Hot Water Heat | 3/31/2026
Avenue Square Apartments | 126 Park Ave | Omaha | NE | 68131-2633 | Douglas | NE12794 | Scrapped/Junked |  | 5078 | 1945 | CLIFF BOILER WORKS |  | STHT - Steam-Heat | 5/31/1998
Avenue Square Apartments | 126 Park Ave | Omaha | NE | 68131-2633 | Douglas | NE25614 | Active | n/a | MI-200786-0899 | 1999 | Peerless | CI - Cast Iron | HWHT - Hot Water Heat | 5/31/2026
Quality Pork International | 126 W Grant St | West Point | NE | 68788-1856 | Cuming | NE03568 | Active | 23572 | L-51607/45540 | 1971 | Cleaver & Brooks | FTSM - FTS Marine Dry Back | PROC - Process Steam | 10/31/2026
Quality Pork International | 126 W Grant St | West Point | NE | 68788-1856 | Cuming | NE09631 | Active | 14796 | 14796 | 2001 | Superior Boilerworks | FTWB - FTS Marine Wet Back | PROC - Process Steam | 10/31/2025
REMINGTON HEIGHTS | 12606 W Dodge Rd | Omaha | NE | 68154-2349 | Douglas | NE21350 | Exempt 1999 LB-66 |  | 355717 | 1995 | STATE INDUSTRIES | AHWH - ANSI/Fired Water Htr | HWSD - Hot Water Dom/Potable | 1/31/2000
REMINGTON HEIGHTS | 12606 W Dodge Rd | Omaha | NE | 68154-2349 | Douglas | NE21351 | Exempt 1999 LB-66 |  |  | 1995 | STATE INDUSTRIES | AHWH - ANSI/Fired Water Htr | HWSD - Hot Water Dom/Potable | 1/31/2000
Ironwood Golf - Country Club | 12627 Pacific St | Omaha | NE | 68154-3516 | Douglas | NE04780 | Scrapped/Junked |  | 5279J4 | 1960 | RITE ENGINEERING | WT - Water Tube Boiler | HWHT - Hot Water Heat | 4/30/2000
Ironwood Golf - Country Club | 12627 Pacific St | Omaha | NE | 68154-3516 | Douglas | NE04781 | Scrapped/Junked |  | G451 | 1988 | PEERLESS HEATER COMPANY |  | STHT - Steam-Heat | 4/30/2000
Ironwood Golf - Country Club | 12627 Pacific St | Omaha | NE | 68154-3516 | Douglas | NE08458 | Scrapped/Junked | 91676 | SG0191676Y3 | 2001 | AOSM | CHWH - ASME/Fired Water Heater | HWSD - Hot Water Dom/Potable | 4/30/2011
Ironwood Golf - Country Club | 12627 Pacific St | Omaha | NE | 68154-3516 | Douglas | NE08459 | Inactive | 91143 | SG0191143Y3 | 2001 | AOSM | CHWH - ASME/Fired Water Heater | HWSD - Hot Water Dom/Potable | 4/30/2011
Ironwood Golf - Country Club | 12627 Pacific St | Omaha | NE | 68154-3516 | Douglas | NE08476 | Scrapped/Junked | 11497 | 01E-9355 | 2001 | ALES | FTFB - Firetube-Firebox Boiler | HWHT - Hot Water Heat | 4/30/2011
Ironwood Golf - Country Club | 12627 Pacific St | Omaha | NE | 68154-3516 | Douglas | NE08477 | Scrapped/Junked | 11495 | 01E-9353 | 2001 | ALES | FTFB - Firetube-Firebox Boiler | HWHT - Hot Water Heat | 4/30/2011
Ironwood Golf - Country Club | 12627 Pacific St | Omaha | NE | 68154-3516 | Douglas | NE10693 | Scrapped/Junked | 91472 | SG01-91472Y3 | 2001 | AOSM | CHWH - ASME/Fired Water Heater | HWSD - Hot Water Dom/Potable | 4/30/2011
Ironwood Golf - Country Club | 12627 Pacific St | Omaha | NE | 68154-3516 | Douglas | NE21961 | Scrapped/Junked |  | C941205 | 1997 | LOCHINVAR | AHWH - ANSI/Fired Water Htr | HWSD - Hot Water Dom/Potable | 4/30/2000
Ironwood Golf - Country Club | 12627 Pacific St | Omaha | NE | 68154-3516 | Douglas | NE23144 | Scrapped/Junked |  | C941280 | 1997 | LOCHINVAR | AHWH - ANSI/Fired Water Htr | HWSD - Hot Water Dom/Potable | 4/30/2000
Ironwood Golf - Country Club | 12627 Pacific St | Omaha | NE | 68154-3516 | Douglas | NE24764 | Scrapped/Junked | 77255 | C97D02823 | 1997 | TELE | CPFT - Horiz Cpr Fin Boiler | OPHT - Outdoor Pool Heater | 4/30/2011
MICHELES CERAMICS & GIFT | 1263 25th Ave | Columbus | NE | 68601-5774 | PLATTE | NE04172 | Inactive |  |  | 1976 | PEERLESS HEATER COMPANY |  | STHT - Steam-Heat | 10/31/1992
Norfolk YMCA | 127 N 1st St | Norfolk | NE | 68701-4101 | Madison | NE02505 | Active | 13343 | 04-F1259 | 2004 | Aldrich | FTFB - Firetube-Firebox Boiler | STHT - Steam-Heat | 1/31/2026
Norfolk YMCA | 127 N 1st St | Norfolk | NE | 68701-4101 | Madison | NE02506 | Active | 13350 | 04-F1266 | 2004 | Aldrich | FTFB - Firetube-Firebox Boiler | STHT - Steam-Heat | 1/31/2026
Norfolk YMCA | 127 N 1st St | Norfolk | NE | 68701-4101 | Madison | NE15402 | Scrapped/Junked |  | HSB63299 | 1940 | Kewannee | FT - Firetube Boiler | STHT - Steam-Heat | 6/30/2004
Norfolk YMCA | 127 N 1st St | Norfolk | NE | 68701-4101 | Madison | NE15403 | Scrapped/Junked |  | HSB63303 | 1940 | Kewannee | FT - Firetube Boiler | STHT - Steam-Heat | 6/30/2004
Apartment Building - Reality Works | 127 S 18th St | Lincoln | NE | 68508-1755 | Lancaster | NE28345 | Active | N/A | G-408 | 1975 | American Standard | CI - Cast Iron | HWHT - Hot Water Heat | 10/31/2026
Modern Cleaners | 127 W 6th St | Wahoo | NE | 68066-1646 | Saunders | NE01359 | Inactive | N/A | 3050 | 1922 | LEFF | FT - Firetube Boiler | PROC - Process Steam | 11/30/2015
Cross County School | 1270 123rd Rd | Stromsburg | NE | 68666-6239 | Polk | NE12677 | Scrapped/Junked | 16800 | 07F-4707 | 2007 | ALDRICH/LES | FTVT - Firetube Vertical TB | HWHT - Hot Water Heat | 2/28/2013
Cross County School | 1270 123rd Rd | Stromsburg | NE | 68666-6239 | Polk | NE12678 | Active | 16785 | 07F-4692 | 2007 | ALDRICH/LES | FTVT - Firetube Vertical TB | HWHT - Hot Water Heat | 2/28/2026
Cross County School | 1270 123rd Rd | Stromsburg | NE | 68666-6239 | Polk | NE12679 | Active | 16796 | 07F-4703 | 2007 | ALDRICH/LES | FTVT - Firetube Vertical TB | HWHT - Hot Water Heat | 2/28/2026
Cross County School | 1270 123rd Rd | Stromsburg | NE | 68666-6239 | Polk | NE12680 | Active | 52854 | 2007-38-0096 | 2007 | GIANNONI FRANCE SAS | SSCO - SS Coil Boiler | GLYC - Glycol Bldg Heat Sys | 2/28/2026
Cross County School | 1270 123rd Rd | Stromsburg | NE | 68666-6239 | Polk | NE12681 | Active | 52859 | 2007-38-0101 | 2007 | GIANNONI FRANCE SAS | SSCO - SS Coil Boiler | GLYC - Glycol Bldg Heat Sys | 2/28/2026
Cross County School | 1270 123rd Rd | Stromsburg | NE | 68666-6239 | Polk | NE25653 | Inactive | 5865 | 011418651 | 2014 | CAMUS | FTVT - Firetube Vertical TB | GLYC - Glycol Bldg Heat Sys | 2/28/2017
Cross County School | 1270 123rd Rd | Stromsburg | NE | 68666-6239 | Polk | NE26883 | Active | 8196 | 121623990 | 2017 | CAMUS | FTVT - Firetube Vertical TB | GLYC - Glycol Bldg Heat Sys | 2/28/2026
Level One Properties | 1270 27th Ave | Columbus | NE | 68601-5656 | Platte | NE34184 | Active | n/a | 211A-1530-1285 | 1988 | Peerless | CI - Cast Iron | STHT - Steam-Heat | 1/31/2026
Ag Processing Inc | 12700 W Dodge Rd | Omaha | NE | 68154-2154 | Douglas | NE07791 | Scrapped/Junked | 30558 | G-98-046 | 1998 | Aerco International | WT - Water Tube Boiler | HWHT - Hot Water Heat | 6/30/2018
Ag Processing Inc | 12700 W Dodge Rd | Omaha | NE | 68154-2154 | Douglas | NE07792 | Scrapped/Junked | 30559 | G-98-047 | 1998 | Aerco International | WT - Water Tube Boiler | HWHT - Hot Water Heat | 6/30/2018
Ag Processing Inc | 12700 W Dodge Rd | Omaha | NE | 68154-2154 | Douglas | NE08102 | Active | 189029 | G06H00189029 | 2006 | Lochinvar | CPFT - Horiz Cpr Fin Boiler | HWSD - Hot Water Dom/Potable | 6/30/2026
Ag Processing Inc | 12700 W Dodge Rd | Omaha | NE | 68154-2154 | Douglas | NE09901 | Scrapped/Junked | 36423 | G-02-010 | 2002 | Aerco International | WT - Water Tube Boiler | HWHT - Hot Water Heat | 6/30/2018
Ag Processing Inc | 12700 W Dodge Rd | Omaha | NE | 68154-2154 | Douglas | NE17357 | Scrapped/Junked | 28001 |  | 1992 | Lochinvar | CPFT - Horiz Cpr Fin Boiler | HWSD - Hot Water Dom/Potable | 6/30/2007
Ag Processing Inc | 12700 W Dodge Rd | Omaha | NE | 68154-2154 | Douglas | NE17358 | Scrapped/Junked | 564 | BT004197 | 1992 | CLEAVER BROOKS | WT - Water Tube Boiler | HWSP - Hot Water Non Potable Supply | 6/30/2002
Ag Processing Inc | 12700 W Dodge Rd | Omaha | NE | 68154-2154 | Douglas | NE25520 | Inactive | 91457 |  | 1999 | Teledyne & Laars | CPFT - Horiz Cpr Fin Boiler | HWSD - Hot Water Dom/Potable | 6/30/2006
Ag Processing Inc | 12700 W Dodge Rd | Omaha | NE | 68154-2154 | Douglas | NE27136 | Active | 79111 | G-17-2227 | 2017 | Aerco | WT - Water Tube Boiler | HWHT - Hot Water Heat | 6/30/2026
Ag Processing Inc | 12700 W Dodge Rd | Omaha | NE | 68154-2154 | Douglas | NE27137 | Active | 79040 | G-17-2226 | 2017 | Aerco | WT - Water Tube Boiler | HWHT - Hot Water Heat | 6/30/2026
Whitehall Condominiums | 12727 W Dodge Rd | Omaha | NE | 68154-6106 | Douglas | NE13823 | Active | 132697 | 0848M001157 | 2008 | AO SMITH | CHWH - ASME/Fired Water Heater | HWSD - Hot Water Dom/Potable | 8/31/2026
Whitehall Condominiums | 12727 W Dodge Rd | Omaha | NE | 68154-6106 | Douglas | NE13824 | Active | 132696 | 0848M001156 | 2008 | AO SMITH | CHWH - ASME/Fired Water Heater | HWSD - Hot Water Dom/Potable | 8/31/2026
Whitehall Condominiums | 12727 W Dodge Rd | Omaha | NE | 68154-6106 | Douglas | NE22770 | Scrapped/Junked | 299519 | 0908299519 | 2009 | Raypak | WT - Water Tube Boiler | IPHT - Indoor Pool Heater | 8/31/2019
Whitehall Condominiums | 12727 W Dodge Rd | Omaha | NE | 68154-6106 | Douglas | NE28033 | Active | 491286 | 1907491286 | 2019 | Raypak | WT - Water Tube Boiler | IPHT - Indoor Pool Heater | 8/31/2026
Catlin Elementary School | 12736 Marinda St | Omaha | NE | 68144-2648 | Douglas | NE29023 | Active | 491476 | 2018119076795 | 2020 | Lochinvar | WT - Water Tube Boiler | HWHT - Hot Water Heat | 12/31/2026
Catlin Elementary School | 12736 Marinda St | Omaha | NE | 68144-2648 | Douglas | NE29024 | Active | 494026 | 2018119076794 | 2020 | Lochinvar | WT - Water Tube Boiler | HWHT - Hot Water Heat | 12/31/2026
Catlin Elementary School | 12736 Marinda St | Omaha | NE | 68144-2648 | Douglas | NE31202 | Scrapped/Junked | n/a | N3099 | 1966 | Kewanee | FTFB - Firetube-Firebox Boiler | STHT - Steam-Heat | 12/31/2020
Catlin Elementary School | 12736 Marinda St | Omaha | NE | 68144-2648 | Douglas | NE31203 | Scrapped/Junked | n/a | N3098 | 1966 | Kewanee | FTFB - Firetube-Firebox Boiler | STHT - Steam-Heat | 12/31/2020
Blair Family YMCA | 1278 Wilbur St | Blair | NE | 68008-2373 | Washington | NE09802 | Scrapped/Junked | 92027 | SHO1-92027Y3 | 2001 | A. O. Smith | CHWH - ASME/Fired Water Heater | HWSD - Hot Water Dom/Potable | 5/31/2011
Blair Family YMCA | 1278 Wilbur St | Blair | NE | 68008-2373 | Washington | NE09803 | Scrapped/Junked | 92026 | SH01-92026Y3 | 2001 | A. O. Smith | CHWH - ASME/Fired Water Heater | HWSD - Hot Water Dom/Potable | 5/31/2017
Blair Family YMCA | 1278 Wilbur St | Blair | NE | 68008-2373 | Washington | NE09804 | Out of Service | 12642 | 56762 | 2001 | Triad | FT - Firetube Boiler | HWHT - Hot Water Heat | 5/31/2015
Blair Family YMCA | 1278 Wilbur St | Blair | NE | 68008-2373 | Washington | NE09805 | Active | 12631 | 56751 | 2001 | Triad | FT - Firetube Boiler | IPHT - Indoor Pool Heater | 5/31/2026
Blair Family YMCA | 1278 Wilbur St | Blair | NE | 68008-2373 | Washington | NE09806 | Active | 12632 | 56752 | 2001 | Triad | FT - Firetube Boiler | IPHT - Indoor Pool Heater | 5/31/2026
University Towers | 128 N 13th St | Lincoln | NE | 68508-1561 | Lancaster | NE04147 | Active | N/A | N/A | 1928 | Kewanee | FTLO - Firetube Locomotive Type | STHT - Steam-Heat | 2/28/2026
University Towers | 128 N 13th St | Lincoln | NE | 68508-1561 | Lancaster | NE04148 | Active | 40002 | 2939 | 1986 | Kewanee | FTFB - Firetube-Firebox Boiler | STHT - Steam-Heat | 2/28/2026
University Towers | 128 N 13th St | Lincoln | NE | 68508-1561 | Lancaster | NE25476 | Active | 70751 | G-15-0682 | 2015 | Aerco | FTVT - Firetube Vertical TB | HWHT - Hot Water Heat | 2/28/2026
University Towers | 128 N 13th St | Lincoln | NE | 68508-1561 | Lancaster | NE25477 | Active | 70772 | G-15-0709 | 2015 | Aerco | FTVT - Firetube Vertical TB | HWHT - Hot Water Heat | 2/28/2026
University Towers | 128 N 13th St | Lincoln | NE | 68508-1561 | Lancaster | NE25478 | Active | 60504 | 118398A | 2015 | PVI Industries | CHWH - ASME/Fired Water Heater | HWSD - Hot Water Dom/Potable | 2/28/2026
University Towers | 128 N 13th St | Lincoln | NE | 68508-1561 | Lancaster | NE25479 | Active | 60499 | 118400A | 2015 | PVI Industries | CHWH - ASME/Fired Water Heater | HWSD - Hot Water Dom/Potable | 2/28/2026
University Towers | 128 N 13th St | Lincoln | NE | 68508-1561 | Lancaster | NE25480 | Active | 60503 | 118399A | 2015 | PVI Industries | CHWH - ASME/Fired Water Heater | HWSD - Hot Water Dom/Potable | 2/28/2026
BEVERLY MANOR APTS | 128 N 31st St | Omaha | NE | 68131-2951 | Douglas | NE03414 | Scrapped/Junked |  | HSB19095 | 1934 | KEWANEE | FT - Firetube Boiler | STHT - Steam-Heat | 8/31/1998
Apartment Building | 128 N 33rd St | Omaha | NE | 68131-2583 | Douglas | NE04931 | Scrapped/Junked | n/a | 4BJ3 | 1973 | American Standard | CI - Cast Iron | STHT - Steam-Heat | 10/31/2020
HOLT COUNTY ANNEX | 128 N 6th St | O'Neill | NE | 68763-1676 | Holt | NE18524 | Scrapped/Junked |  | 3S9 | 1935 | AMERICAN STANDARD |  | STHT - Steam-Heat | 9/30/2003
GUIDE ROCK PUBLIC SCHOOL | 128 S University St | Guide Rock | NE | 68942-8082 | WEBSTER | NE33584 | Inactive |  | N875 | 1965 | KEWANEE | FT - Firetube Boiler | STHT - Steam-Heat | 7/31/1998
Central Middle School | 12801 L St | Omaha | NE | 68137-2020 | Douglas | NE08465 | Scrapped/Junked | 97229 | 97229 | 1999 | CLEV | FT - Firetube Boiler | 0021 - Steam Supp Cooker/Kettle | 8/31/2009
Central Middle School | 12801 L St | Omaha | NE | 68137-2020 | Douglas | NE14604 | Scrapped/Junked | 113536 | 113536 | 2009 | Cleveland Range | FT - Firetube Boiler | COOK - Cooker/Kettle | 7/31/2020
Central Middle School | 12801 L St | Omaha | NE | 68137-2020 | Douglas | NE17363 | Scrapped/Junked | 15544 | 1913018 | 1992 | Teledyne Laars | CPFT - Horiz Cpr Fin Boiler | HWSD - Hot Water Dom/Potable | 7/31/2016
Central Middle School | 12801 L St | Omaha | NE | 68137-2020 | Douglas | NE18070 | Scrapped/Junked | 66174 |  | 1993 | WELBILT | FT - Firetube Boiler | STHT - Steam-Heat | 8/31/2001
Central Middle School | 12801 L St | Omaha | NE | 68137-2020 | Douglas | NE33564 | Scrapped/Junked | n/a | L-21517 | 1959 | Cleaver Brooks | FTSM - FTS Marine Dry Back | STHT - Steam-Heat | 7/31/2022
Central Middle School | 12801 L St | Omaha | NE | 68137-2020 | Douglas | NE33565 | Scrapped/Junked | na | L32381 | 1959 | Cleaver Brooks | FTSM - FTS Marine Dry Back | STHT - Steam-Heat | 7/31/2022
Central Middle School | 12801 L St | Omaha | NE | 68137-2020 | Douglas | NE41643 | Active | 378678 | 2146126919429 | 2021 | Lochinvar | FTVT - Firetube Vertical TB | GLYC - Glycol Bldg Heat Sys | 1/31/2027
Central Middle School | 12801 L St | Omaha | NE | 68137-2020 | Douglas | NE41644 | Active | 378676 | 2146126919427 | 2021 | Lochinvar | FTVT - Firetube Vertical TB | GLYC - Glycol Bldg Heat Sys | 1/31/2027
Central Middle School | 12801 L St | Omaha | NE | 68137-2020 | Douglas | NE41645 | Active | 378677 | 2146126919428 | 2021 | Lochinvar | FTVT - Firetube Vertical TB | HWHT - Hot Water Heat | 1/31/2027
Central Middle School | 12801 L St | Omaha | NE | 68137-2020 | Douglas | NE43423 | Active | 136030 | 136030 | 2020 | Cleveland Range | FT - Firetube Boiler | 0021 - Steam Supp Cooker/Kettle | 1/31/2025
Sterling Ridge Office Building | 12801 Pierce St | Omaha | NE | 68144 | Douglas | NE27697 | Active | 410664 | 1740107706882 | 2017 | Sermeta/Lochinvar | COND - Condenser | GLFH - Glycol Floor Heat System | 9/30/2026
CHI-McAuley Fogelstrom Ctr | 12809 W Dodge Rd | Omaha | NE | 68154-2155 | Douglas | NE03471 | Scrapped/Junked | 71834 | 1288108434 | 1989 | Raytherm/Raypak |  |  | 10/31/2004
CHI-McAuley Fogelstrom Ctr | 12809 W Dodge Rd | Omaha | NE | 68154-2155 | Douglas | NE11333 | Scrapped/Junked | 1894 | 040457800 | 2004 | Raypak | CPFT - Horiz Cpr Fin Boiler | HWHT - Hot Water Heat | 10/31/2017
CHI-McAuley Fogelstrom Ctr | 12809 W Dodge Rd | Omaha | NE | 68154-2155 | Douglas | NE25969 | Active | 136575 | 0813136575 | 2013 | Centauri Boilers | FTUT - Firetube U-Tube Vert | HWHT - Hot Water Heat | 10/31/2025
CHI-McAuley Fogelstrom Ctr | 12809 W Dodge Rd | Omaha | NE | 68154-2155 | Douglas | NE27159 | Active | 79297 | G-17-2329 | 2017 | Aerco | FT - Firetube Boiler | HWHT - Hot Water Heat | 10/31/2025
Millard Manor Apartments | 12835 Deauville Dr | Omaha | NE | 68137-3250 | Douglas | NE15915 | Out of Service | 26086 | 66593 | 1989 | BRYA | WT - Water Tube Boiler | HWHT - Hot Water Heat | 10/31/2011
Millard Manor Apartments | 12835 Deauville Dr | Omaha | NE | 68137-3250 | Douglas | NE18915 | Exempt 1999 LB-66 |  | D890031756 | 1989 | A. O. Smith | AHWH - ANSI/Fired Water Htr | HWSD - Hot Water Dom/Potable | 10/31/1999
Millard Manor Apartments | 12835 Deauville Dr | Omaha | NE | 68137-3250 | Douglas | NE18916 | Exempt 1999 LB-66 |  | ME89-0034568 | 1989 | A. O. Smith | AHWH - ANSI/Fired Water Htr | HWSD - Hot Water Dom/Potable | 10/31/1999
Millard Manor Apartments | 12835 Deauville Dr | Omaha | NE | 68137-3250 | Douglas | NE18917 | Exempt 1999 LB-66 |  | MD89-0031750 | 1989 | AO SMITH | AHWH - ANSI/Fired Water Htr | HWSD - Hot Water Dom/Potable | 10/31/1999
Millard Manor Apartments | 12835 Deauville Dr | Omaha | NE | 68137-3250 | Douglas | NE22753 | Active | 160645 | 031112767 | 2011 | camus hydronics | WT - Water Tube Boiler | HWHT - Hot Water Heat | 10/31/2025
Millard Good Samaritan | 12856 Deauville Dr | Omaha | NE | 68137-3204 | Douglas | NE02410 | Scrapped/Junked | 74343 | M022138194/74343 | 2003 | AOSM | CHWH - ASME/Fired Water Heater | HWSD - Hot Water Dom/Potable | 10/31/2015
Millard Good Samaritan | 12856 Deauville Dr | Omaha | NE | 68137-3204 | Douglas | NE02411 | Scrapped/Junked | 73536 | LL02207171211/73536 | 2002 | AO SMITH | CHWH - ASME/Fired Water Heater | HWSD - Hot Water Dom/Potable | 10/31/2008
Millard Good Samaritan | 12856 Deauville Dr | Omaha | NE | 68137-3204 | Douglas | NE05231 | Scrapped/Junked | 21422 |  | 1993 | AO SMITH | CHWH - ASME/Fired Water Heater | HWSD - Hot Water Dom/Potable | 10/31/2003
Millard Good Samaritan | 12856 Deauville Dr | Omaha | NE | 68137-3204 | Douglas | NE05314 | Scrapped/Junked | 12534 |  | 1991 | AO SMITH | CHWH - ASME/Fired Water Heater | HWSD - Hot Water Dom/Potable | 10/31/2003
Millard Good Samaritan | 12856 Deauville Dr | Omaha | NE | 68137-3204 | Douglas | NE08482 | Active | 12472 | 56592 | 2001 | Triad Boiler | FTVT - Firetube Vertical TB | HWHT - Hot Water Heat | 10/31/2026
Millard Good Samaritan | 12856 Deauville Dr | Omaha | NE | 68137-3204 | Douglas | NE08483 | Active | 12473 | 56593 | 2001 | Triad Boiler | FT - Firetube Boiler | HWHT - Hot Water Heat | 10/31/2026
Millard Good Samaritan | 12856 Deauville Dr | Omaha | NE | 68137-3204 | Douglas | NE12607 | Scrapped/Junked | 125644 | 0817M001353 | 2008 | AOSM | CHWH - ASME/Fired Water Heater | HWDP - Hotwater Heat & Dom Supply | 10/31/2013
Millard Good Samaritan | 12856 Deauville Dr | Omaha | NE | 68137-3204 | Douglas | NE15913 | Scrapped/Junked |  | SN211-3131 | 1980 | PEERLESS HEATER COMPANY |  | HWHT - Hot Water Heat | 10/31/2000
Millard Good Samaritan | 12856 Deauville Dr | Omaha | NE | 68137-3204 | Douglas | NE22751 | Active | 17737 | ELR 07142 | 2012 | Noritz | CHWH - ASME/Fired Water Heater | HWDP - Hotwater Heat & Dom Supply | 10/31/2026
Millard Good Samaritan | 12856 Deauville Dr | Omaha | NE | 68137-3204 | Douglas | NE22752 | Active | 17729 | ELR 07134 | 2012 | Noritz | CHWH - ASME/Fired Water Heater | HWDP - Hotwater Heat & Dom Supply | 10/31/2026
Millard Good Samaritan | 12856 Deauville Dr | Omaha | NE | 68137-3204 | Douglas | NE24427 | Scrapped/Junked | 61307 |  | 1992 | RHEEM MANUFACTURING CO | CHWH - ASME/Fired Water Heater | HWSD - Hot Water Dom/Potable | 10/31/2003
Millard Good Samaritan | 12856 Deauville Dr | Omaha | NE | 68137-3204 | Douglas | NE24428 | Scrapped/Junked | 64496 |  | 1992 | RHEEM MANUFACTURING CO | CHWH - ASME/Fired Water Heater | HWSD - Hot Water Dom/Potable | 10/31/2003
Millard Good Samaritan | 12856 Deauville Dr | Omaha | NE | 68137-3204 | Douglas | NE24894 | Scrapped/Junked | 173504 | 173504 | 2013 | AO SMITH | CHWH - ASME/Fired Water Heater | HWSD - Hot Water Dom/Potable | 10/31/2019
Millard Good Samaritan | 12856 Deauville Dr | Omaha | NE | 68137-3204 | Douglas | NE25788 | Scrapped/Junked | 202448 | 202448 | 2015 | AO SMITH | CHWH - ASME/Fired Water Heater | HWDP - Hotwater Heat & Dom Supply | 10/31/2020
Millard Good Samaritan | 12856 Deauville Dr | Omaha | NE | 68137-3204 | Douglas | NE28016 | Active | 237448 | 1806109187760 | 2018 | AO SMITH | CHWH - ASME/Fired Water Heater | HWSD - Hot Water Dom/Potable | 10/31/2026
Millard Good Samaritan | 12856 Deauville Dr | Omaha | NE | 68137-3204 | Douglas | NE28993 | Active | 275789 | 275789 | 2020 | AO SMITH | CHWH - ASME/Fired Water Heater | HWDP - Hotwater Heat & Dom Supply | 10/31/2026
Grand Manse Apartments & | 129 N 10Th St | Lincoln | NE | 68508-3633 | Lancaster | NE05973 | Inactive | 10101 | 10101 | 2004 | HTPI | COBL - Coil Type Boiler | HWHT - Hot Water Heat | 1/31/2009
Grand Manse Apartments & | 129 N 10Th St | Lincoln | NE | 68508-3633 | Lancaster | NE07765 | Scrapped/Junked |  | 320 | 1915 | KEWANEE | FT - Firetube Boiler | STHT - Steam-Heat | 6/30/2003
Grand Manse Apartments & | 129 N 10Th St | Lincoln | NE | 68508-3633 | Lancaster | NE07766 | Scrapped/Junked |  | 6087 | 1939 | KEWANEE | FT - Firetube Boiler | STHT - Steam-Heat | 6/30/2003
Boiler Brewing Co | 129 N 10th St | Lincoln | NE | 68508-3633 | Lancaster | NE26251 | Active | N/A | CP7084028 | 2015 | Weil-McLain | CI - Cast Iron | PROC - Process Steam | 3/31/2026
ST BARNABAS PARISH | 129 N 40th St | Omaha | NE | 68131-2356 | Douglas | NE09123 | Scrapped/Junked |  | 18803 | 1947 | NATIONAL RADIATOR |  | STHT - Steam-Heat | 3/31/2004
SCHRAMM FURNITURE INC | 129 N Main St | Valentine | NE | 69201-1839 | CHERRY | NE35162 | Inactive |  |  | 1958 | WEIL MCLAIN |  | STHT - Steam-Heat | 3/31/1991
SCHRAMM FURNITURE INC | 129 N Main St | Valentine | NE | 69201-1839 | CHERRY | NE35163 | Inactive |  |  | 1958 | WEIL MCLAIN |  | HWHT - Hot Water Heat | 3/31/1991
Lockwood Development | 12910 Pierce St | Omaha | NE | 68144-1105 | Douglas | NE24841 | Active | 271066 | D1.13.29.00023 | 2013 | Giannoni France, SAS | WT - Water Tube Boiler | HWHS - Hotwater Heat Sidewalks | 4/30/2026
CARLOS O'KELLYS | 12930 W Maple Rd | Omaha | NE | 68164-1873 | Douglas | NE21812 | Scrapped/Junked | 57778 | G-97-188 | 1997 | STATE INDUSTRIES | CHWH - ASME/Fired Water Heater | HWSD - Hot Water Dom/Potable | 11/30/2005
CLF Landmark Omaha LLC | 1299 Farnam St | Omaha | NE | 68102-1880 | Douglas | NE16812 | Scrapped/Junked | 19534 | 19534 | 1990 | Burnham | FTSM - FTS Marine Dry Back | HWHT - Hot Water Heat | 10/31/2021
CLF Landmark Omaha LLC | 1299 Farnam St | Omaha | NE | 68102-1880 | Douglas | NE16813 | Scrapped/Junked | 19533 | 19533 | 1990 | Burnham | FTSM - FTS Marine Dry Back | HWHT - Hot Water Heat | 10/31/2021
CLF Landmark Omaha LLC | 1299 Farnam St | Omaha | NE | 68102-1880 | Douglas | NE29019 | Out of Service | 59269 | 59269 | 2019 | Lattner Boiler Co | ELBL - Electric Boiler | PROC - Process Steam | 8/31/2025
CLF Landmark Omaha LLC | 1299 Farnam St | Omaha | NE | 68102-1880 | Douglas | NE29020 | Out of Service | 58944 | 58944 | 2019 | Lattner Boiler Co | ELBL - Electric Boiler | PROC - Process Steam | 8/31/2025
Target | 12990 W Center Rd | Omaha | NE | 68144-3743 | Douglas | NE14804 | Scrapped/Junked | 29673 | S/N P7975 | 1977 | Kewannee | FT - Firetube Boiler |  | 8/31/2004
Target | 12990 W Center Rd | Omaha | NE | 68144-3743 | Douglas | NE14805 | Scrapped/Junked | 29681 | S?N P7966 | 1977 | Kewannee | FT - Firetube Boiler |  | 8/31/2004
PE Complex | 12Th & Grant St | Lexington | NE | 68850 | Dawson | NE32950 | Active | 30045 | P8450 | 1977 | Kewanee | FTFB - Firetube-Firebox Boiler | HWHT - Hot Water Heat | 11/30/2026
PE Complex | 12Th & Grant St | Lexington | NE | 68850 | Dawson | NE32951 | Active | 30018 | P8231 | 1977 | Kewanee | FTFB - Firetube-Firebox Boiler | HWHT - Hot Water Heat | 11/30/2026
City Of Lincoln, Belmont Pool | 12th & Manatt | Lincoln | NE | 68502 | Lancaster | NE18005 | Inactive | 4484 | 7690385 | 1976 | Teledyne & Laars | WT - Water Tube Boiler | OPHT - Outdoor Pool Heater | 5/31/2008
City Of Lincoln, Belmont Pool | 12th & Manatt | Lincoln | NE | 68502 | Lancaster | NE18006 | Scrapped/Junked |  | 0048401950 | 1983 | Ruud-Rheem | AHWH - ANSI/Fired Water Htr | HWSD - Hot Water Dom/Potable | 5/31/2007
Kearney Hub Publishing | 13 E 22nd St | Kearney | NE | 68847-5404 | Buffalo | NE15147 | Scrapped/Junked | 42647 | 95781 | 1990 | Kewanee | FTFB - Firetube-Firebox Boiler | HWHT - Hot Water Heat | 10/31/2024
Kearney Hub Publishing | 13 E 22nd St | Kearney | NE | 68847-5404 | Buffalo | NE20648 | Exempt 1999 LB-66 |  | 3464 | 1990 | STATE INDUSTRIES | AHWH - ANSI/Fired Water Htr | HWSD - Hot Water Dom/Potable | 1/31/2000
Kearney Hub Publishing | 13 E 22nd St | Kearney | NE | 68847-5404 | Buffalo | NE20649 | Exempt 1999 LB-66 |  | 3104 | 1990 | STATE INDUSTRIES | AHWH - ANSI/Fired Water Htr | HWSD - Hot Water Dom/Potable | 1/31/2000
Admin Building | 130 E 9th St | Fremont | NE | 68025-4101 | Dodge | NE18693 | Active | 54066 | G09-1297 | 2009 | Aerco | FTVT - Firetube Vertical TB | HHHP - Hotwater Heat & Heat Pump | 2/28/2026
Admin Building | 130 E 9th St | Fremont | NE | 68025-4101 | Dodge | NE18694 | Out of Service | 54065 | G09-1296 | 2009 | Aerco | FTVT - Firetube Vertical TB | HHHP - Hotwater Heat & Heat Pump | 2/28/2023
Admin Building | 130 E 9th St | Fremont | NE | 68025-4101 | Dodge | NE18695 | Active | 1041 | G09-1295 | 2009 | Aerco | FTVT - Firetube Vertical TB | HWHT - Hot Water Heat | 2/28/2026
Admin Building | 130 E 9th St | Fremont | NE | 68025-4101 | Dodge | NE20121 | Scrapped/Junked | 62340 | 0390F00071 | 1993 | RHEEM MANUFACTURING CO | CHWH - ASME/Fired Water Heater | HWSD - Hot Water Dom/Potable | 8/31/2005
Admin Building | 130 E 9th St | Fremont | NE | 68025-4101 | Dodge | NE34830 | Inactive | 27932 | P5588 | 1976 | KEWA | FTSM - FTS Marine Dry Back | STHT - Steam-Heat | 8/31/2009
Admin Building | 130 E 9th St | Fremont | NE | 68025-4101 | Dodge | NE34831 | Inactive | 27919 | P5586 | 1976 | KEWA | FTSM - FTS Marine Dry Back | STHT - Steam-Heat | 8/31/2009
Santa Monica Center | 130 N 39th St | Omaha | NE | 68131-2307 | Douglas | NE04451 | Active | na | 39289-0187 | 1987 | PEER | CI - Cast Iron | HWHT - Hot Water Heat | 1/31/2027
ADM Soybean Extraction | 130 N Broad St | Fremont | NE | 68025-4972 | Dodge | NE10917 | Active | 3126 | 9554 | 1958 | Murray Iron Works | WT - Water Tube Boiler | PROC - Process Steam | 4/30/2026
ADM Soybean Extraction | 130 N Broad St | Fremont | NE | 68025-4972 | Dodge | NE19998 | Active | 5760 | 20047088 | 2004 | Kentube Eng. Products | ECON - Boiler Economizer | ECON - Boiler Economizer | 4/30/2026
Adm | 130 N Broad St | Fremont | NE | 68025-4972 | Dodge | NE16772 | Inactive | 32050 | 32572 | 1992 | Bryan Steam LLC | WT - Water Tube Boiler | PROC - Process Steam | 10/31/2002
St John Nepomucene | 130 N Front St | Weston | NE | 68070-4135 | Saunders | NE23826 | Active | n/a | MI-120581-0798 | 1998 | Peerless | CI - Cast Iron | HWHT - Hot Water Heat | 1/31/2026
St John Nepomucene | 130 N Front St | Weston | NE | 68070-4135 | Saunders | NE23827 | Active | n/a | MI-120586-0798 | 1998 | Peerless | CI - Cast Iron | HWHT - Hot Water Heat | 1/31/2026
St John Nepomucene | 130 N Front St | Weston | NE | 68070-4135 | Saunders | NE23828 | Active | n/a | MI-115259-0997 | 1998 | Peerless | CI - Cast Iron | HWHT - Hot Water Heat | 1/31/2026
St John Nepomucene | 130 N Front St | Weston | NE | 68070-4135 | Saunders | NE34528 | Scrapped/Junked |  | 00014-B-16 | 1954 | US RADIATOR |  | HWHT - Hot Water Heat | 8/31/1998
Nebraska Masonic Home | 1300 Ave D | Plattsmouth | NE | 68048-1055 | Cass | NE04328 | Active | 40815 | 93867 | 1988 | Kewanee | FTSM - FTS Marine Dry Back | BSUP - Bldg Heat & Process | 10/31/2026
Nebraska Masonic Home | 1300 Ave D | Plattsmouth | NE | 68048-1055 | Cass | NE04330 | Active | 40835 | 93998 | 1988 | Kewanee | FTFB - Firetube-Firebox Boiler | HWHT - Hot Water Heat | 10/31/2026
Nebraska Masonic Home | 1300 Ave D | Plattsmouth | NE | 68048-1055 | Cass | NE04331 | Active | 40810 | 93924 | 1988 | Kewanee | FTFB - Firetube-Firebox Boiler | HWHT - Hot Water Heat | 10/31/2026
Nebraska Masonic Home | 1300 Ave D | Plattsmouth | NE | 68048-1055 | Cass | NE04332 | Active | 40836 | 93926 | 1988 | Kewanee | FTFB - Firetube-Firebox Boiler | HWHT - Hot Water Heat | 10/31/2025
City Rec Center | 1300 McDonald Rd | North Platte | NE | 69101-6435 | Lincoln | NE00215 | Scrapped/Junked | 63973 | S#63973 | 1999 | Weben-Jarco | COBL - Coil Type Boiler | HWSD - Hot Water Dom/Potable | 3/31/2016
City Rec Center | 1300 McDonald Rd | North Platte | NE | 69101-6435 | Lincoln | NE06370 | Inactive | 172512 | C06172512 | 2006 | PENTAIR | CPFT - Horiz Cpr Fin Boiler | IPHT - Indoor Pool Heater | 3/31/2015
City Rec Center | 1300 McDonald Rd | North Platte | NE | 69101-6435 | Lincoln | NE26168 | Active | C44495 | 1523M002963 | 2015 | A O Smith | COBL - Coil Type Boiler | HWSD - Hot Water Dom/Potable | 2/28/2025
City Rec Center | 1300 McDonald Rd | North Platte | NE | 69101-6435 | Lincoln | NE26169 | Active | 260278 | C14260278 | 2014 | PENTAIR | CPFT - Horiz Cpr Fin Boiler | IPHT - Indoor Pool Heater | 2/28/2025
City Rec Center | 1300 McDonald Rd | North Platte | NE | 69101-6435 | Lincoln | NE40596 | Scrapped/Junked | 16148 |  | 1991 | WEBEN JARCO | COBL - Coil Type Boiler | HWSD - Hot Water Dom/Potable | 6/30/2000
City Rec Center | 1300 McDonald Rd | North Platte | NE | 69101-6435 | Lincoln | NE40597 | Scrapped/Junked | 274128 | 1200AU128 | 1974 | Purex Triton | WT - Water Tube Boiler | OPHT - Outdoor Pool Heater | 6/30/2007
UNL NB2 Building | 1300 Military Rd | Lincoln | NE | 68508-1051 | Lancaster | NE30416 | Active | 14956 | 14956 | 1983 | Burnham | FTFB - Firetube-Firebox Boiler | HWHT - Hot Water Heat | 11/30/2026
MANGUS | 1300 Morningside Rd | Fremont | NE | 68025-6222 | DODGE | NE24760 | Exempt 1999 LB-66 |  | MK96-059261964 | 1996 | AO SMITH | AHWH - ANSI/Fired Water Htr | HWSD - Hot Water Dom/Potable | 3/31/2000
MANGUS | 1300 Morningside Rd | Fremont | NE | 68025-6222 | DODGE | NE24761 | Exempt 1999 LB-66 |  | MD96-0519929920 | 1996 | AO SMITH | AHWH - ANSI/Fired Water Htr | HWSD - Hot Water Dom/Potable | 3/31/2000
Paddock Lane Elementary | 1300 N 14th St | Beatrice | NE | 68310-2135 | Gage | NE33467 | Out of Service | n/a | J2768 | 1957 | Kewanee | FTSM - FTS Marine Dry Back | HWHT - Hot Water Heat | 1/31/2025
Foundation for Educational Services | 1300 O St | Lincoln | NE | 68508-1511 | LANCASTER | NE04743 | Scrapped/Junked | n/a | 2111000090185 | 1985 | Peerless | CI - Cast Iron | STHT - Steam-Heat | 3/31/2016
Foundation for Educational Services | 1300 O St | Lincoln | NE | 68508-1511 | LANCASTER | NE04744 | Scrapped/Junked | n/a | SN# 2117236 | 1980 | Peerless | CI - Cast Iron | STHT - Steam-Heat | 3/31/2016
Foundation for Educational Services | 1300 O St | Lincoln | NE | 68508-1511 | LANCASTER | NE04745 | Scrapped/Junked |  | MM880017351860 | 1988 | AO SMITH | AHWH - ANSI/Fired Water Htr | HWSD - Hot Water Dom/Potable | 5/31/2007
Foundation for Educational Services | 1300 O St | Lincoln | NE | 68508-1511 | LANCASTER | NE04746 | Scrapped/Junked | 41800 | 95455 | 1989 | Kewanee | FTFB - Firetube-Firebox Boiler | HWHT - Hot Water Heat | 3/31/2016
Foundation for Educational Services | 1300 O St | Lincoln | NE | 68508-1511 | LANCASTER | NE26028 | Active | 7001 | 071521336 | 2015 | CAMUS | WT - Water Tube Boiler | HWHT - Hot Water Heat | 3/31/2026
Foundation for Educational Services | 1300 O St | Lincoln | NE | 68508-1511 | LANCASTER | NE26029 | Active | 7002 | 071521337 | 2015 | CAMUS | WT - Water Tube Boiler | HWHT - Hot Water Heat | 3/31/2026
UNL CEMA | 1300 Q St | Lincoln | NE | 68588-1515 | Lancaster | NE17133 | Active | 38881 | R-7424 | 1985 | Kewanee | FTFB - Firetube-Firebox Boiler | GLYC - Glycol Bldg Heat Sys | 12/31/2026
UNL CEMA | 1300 Q St | Lincoln | NE | 68588-1515 | Lancaster | NE17134 | Active | 38880 | R-7425 | 1985 | Kewanee | FTFB - Firetube-Firebox Boiler | GLYC - Glycol Bldg Heat Sys | 12/31/2026
UNL CEMA | 1300 Q St | Lincoln | NE | 68588-1515 | Lancaster | NE28475 | Active | 148107 | F009193 | 2018 | PVI Industries | CHWH - ASME/Fired Water Heater | HWHT - Hot Water Heat | 12/31/2026
Candlewood Suites | 13003 I St | Omaha | NE | 68137 | Douglas | NE26663 | Active | 147331 | A241607548 | 2016 | RHEEM | CHWH - ASME/Fired Water Heater | HWSD - Hot Water Dom/Potable | 3/31/2025
Candlewood Suites | 13003 I St | Omaha | NE | 68137 | Douglas | NE26664 | Active | 143027 | A191509297 | 2016 | RHEEM | CHWH - ASME/Fired Water Heater | HWSD - Hot Water Dom/Potable | 3/31/2025
Candlewood Suites | 13003 I St | Omaha | NE | 68137 | Douglas | NE26665 | Active | 146228 | A131603419 | 2016 | RHEEM | CHWH - ASME/Fired Water Heater | HWSD - Hot Water Dom/Potable | 3/31/2025
Candlewood Suites | 13003 I St | Omaha | NE | 68137 | Douglas | NE26666 | Active | 147263 | A241607554 | 2016 | RHEEM | CHWH - ASME/Fired Water Heater | HWSD - Hot Water Dom/Potable | 3/31/2025
Centennial Public Schools | 1301 Centennial Ave | Utica | NE | 68456-6168 | Seward | NE06694 | Active | 47121 | AP-1044829-2AA-1005 | 2005 | CRNF | FPV - Fired Pressure Vessel | COOK - Cooker/Kettle | 10/31/2026
Centennial Public Schools | 1301 Centennial Ave | Utica | NE | 68456-6168 | Seward | NE10885 | Active | 12773 | 03F-0689 | 2003 | ALES | FTFB - Firetube-Firebox Boiler | STHT - Steam-Heat | 10/31/2026
Centennial Public Schools | 1301 Centennial Ave | Utica | NE | 68456-6168 | Seward | NE14166 | Scrapped/Junked | 17428 | 09F-5335 | 2009 | ALDRICH/LES | FTVT - Firetube Vertical TB | HWHT - Hot Water Heat | 10/31/2019
Centennial Public Schools | 1301 Centennial Ave | Utica | NE | 68456-6168 | Seward | NE17801 | Scrapped/Junked | 28955 |  | 1991 | LOCHINVAR | CPFT - Horiz Cpr Fin Boiler | HWHT - Hot Water Heat | 6/30/1999
Centennial Public Schools | 1301 Centennial Ave | Utica | NE | 68456-6168 | Seward | NE18118 | Scrapped/Junked | 43064 |  | 1993 | Market Forge Industries | FT - Firetube Boiler | 0021 - Steam Supp Cooker/Kettle | 10/31/2005
Centennial Public Schools | 1301 Centennial Ave | Utica | NE | 68456-6168 | Seward | NE20930 | Inactive | 2084 | 2084 | 2007 | Rinnai | CPFH - Copper Fin Water Heater | HWSD - Hot Water Dom/Potable | 10/31/2014
Centennial Public Schools | 1301 Centennial Ave | Utica | NE | 68456-6168 | Seward | NE20931 | Scrapped/Junked | 3257 | 3257 | 2010 | Rinnai | CPFH - Copper Fin Water Heater | HWSD - Hot Water Dom/Potable | 10/31/2014
Centennial Public Schools | 1301 Centennial Ave | Utica | NE | 68456-6168 | Seward | NE20932 | Scrapped/Junked | 3256 | 3256 | 2010 | Rinnai | CPFH - Copper Fin Water Heater | HWSD - Hot Water Dom/Potable | 10/31/2020
Centennial Public Schools | 1301 Centennial Ave | Utica | NE | 68456-6168 | Seward | NE20933 | Inactive | 2000 | 2000 | 2007 | Rinnai | CPFH - Copper Fin Water Heater | HWSD - Hot Water Dom/Potable | 10/31/2015
Centennial Public Schools | 1301 Centennial Ave | Utica | NE | 68456-6168 | Seward | NE22376 | Scrapped/Junked | 7099 | 91-3028 | 1991 | Aldrich | FTVT - Firetube Vertical TB | HWHT - Hot Water Heat | 10/31/2018
Centennial Public Schools | 1301 Centennial Ave | Utica | NE | 68456-6168 | Seward | NE22377 | Scrapped/Junked | 7100 | 91-3029 | 1991 | Aldrich | FTVT - Firetube Vertical TB | HWHT - Hot Water Heat | 10/31/2018
Centennial Public Schools | 1301 Centennial Ave | Utica | NE | 68456-6168 | Seward | NE27519 | Active | 20053 | 18F-7961 | 2018 | Aldrich | FT - Firetube Boiler | HWHT - Hot Water Heat | 10/31/2026
Centennial Public Schools | 1301 Centennial Ave | Utica | NE | 68456-6168 | Seward | NE27520 | Active | 20052 | 18F-7960 | 2018 | Aldrich | FT - Firetube Boiler | HWHT - Hot Water Heat | 10/31/2026
Centennial Public Schools | 1301 Centennial Ave | Utica | NE | 68456-6168 | Seward | NE28466 | Active | 432 | 120208 | 2019 | ALDRICH/LES | FTVT - Firetube Vertical TB | HWHT - Hot Water Heat | 10/31/2026
Centennial Public Schools | 1301 Centennial Ave | Utica | NE | 68456-6168 | Seward | NE33020 | Scrapped/Junked | 28955 | H920103 | 1992 | Lochinvar | CPFT - Horiz Cpr Fin Boiler | HWSD - Hot Water Dom/Potable | 10/31/2015
Centennial Public Schools | 1301 Centennial Ave | Utica | NE | 68456-6168 | Seward | NE37044 | Scrapped/Junked | n/a | MB89-0025683-880 | 1989 | AOSM | AHWH - ANSI/Fired Water Htr | HWSD - Hot Water Dom/Potable | 10/31/2011
Centennial Public Schools | 1301 Centennial Ave | Utica | NE | 68456-6168 | Seward | NE37045 | Scrapped/Junked |  | AD85-02500 | 1985 | AOSM | AHWH - ANSI/Fired Water Htr | HWSD - Hot Water Dom/Potable | 10/31/2009
McCook Community Hospital | 1301 E H St | McCook | NE | 69001-3482 | Red Willow | NE02245 | Scrapped/Junked | 29422 | L-55336 | 1973 | CLEA | FTSM - FTS Marine Dry Back | BSUP - Bldg Heat & Process | 8/31/2010
McCook Community Hospital | 1301 E H St | McCook | NE | 69001-3482 | Red Willow | NE02246 | Scrapped/Junked | 29411 | L-55335 | 1973 | CLEA | FTSM - FTS Marine Dry Back | BSUP - Bldg Heat & Process | 5/31/2010
McCook Community Hospital | 1301 E H St | McCook | NE | 69001-3482 | Red Willow | NE19201 | Active | 1094 | A2094 | 2010 | Unilux | WT - Water Tube Boiler | BSUP - Bldg Heat & Process | 11/30/2026
McCook Community Hospital | 1301 E H St | McCook | NE | 69001-3482 | Red Willow | NE19202 | Active | 1276 | 09138-C | 2010 | Economasters, LLC | ECON - Boiler Economizer | ECON - Boiler Economizer | 11/30/2026
McCook Community Hospital | 1301 E H St | McCook | NE | 69001-3482 | Red Willow | NE19203 | Out of Service | 1096 | A2096 | 2010 | Unilux | WT - Water Tube Boiler | BSUP - Bldg Heat & Process | 11/30/2023
McCook Community Hospital | 1301 E H St | McCook | NE | 69001-3482 | Red Willow | NE19204 | Inactive | 1274 | 09138-B | 2010 | Economasters, LLC | ECON - Boiler Economizer | ECON - Boiler Economizer | 11/30/2024
McCook Community Hospital | 1301 E H St | McCook | NE | 69001-3482 | Red Willow | NE19205 | Active | 1095 | A2095 | 2010 | Unilux | WT - Water Tube Boiler | BSUP - Bldg Heat & Process | 11/30/2026
McCook Community Hospital | 1301 E H St | McCook | NE | 69001-3482 | Red Willow | NE19206 | Active | 1273 | 09138-A | 2010 | Economasters, LLC | ECON - Boiler Economizer | ECON - Boiler Economizer | 11/30/2026
CHI-St Mary's Hospital | 1301 Grundman Blvd | Nebraska City | NE | 68410 | Otoe | NE24949 | Active | 66637 | G-13-2358 | 2013 | Aerco | FTVT - Firetube Vertical TB | GLYC - Glycol Bldg Heat Sys | 1/31/2026
CHI-St Mary's Hospital | 1301 Grundman Blvd | Nebraska City | NE | 68410 | Otoe | NE24950 | Active | 4383 | 251094 | 2012 | Cleaver Brooks | FTSM - FTS Marine Dry Back | HUMI - Humidifier/Humidity Contr | 1/31/2026
CHI-St Mary's Hospital | 1301 Grundman Blvd | Nebraska City | NE | 68410 | Otoe | NE24951 | Active | 66616 | G-13-2335 | 2013 | Aerco | FTVT - Firetube Vertical TB | HWSD - Hot Water Dom/Potable | 1/31/2026
CHI-St Mary's Hospital | 1301 Grundman Blvd | Nebraska City | NE | 68410 | Otoe | NE24952 | Active | 66514 | G-13-2240 | 2013 | Aerco | FTVT - Firetube Vertical TB | HWSD - Hot Water Dom/Potable | 1/31/2026
CHI-St Mary's Hospital | 1301 Grundman Blvd | Nebraska City | NE | 68410 | Otoe | NE24955 | Active | 1894 | 750846 | 2014 | BeliMed Sauter AG | ELBL - Electric Boiler | STER - Sterilizer | 10/31/2025
CHI-St Mary's Hospital | 1301 Grundman Blvd | Nebraska City | NE | 68410 | Otoe | NE24956 | Active | 1815 | 750684 | 2014 | BeliMed Sauter AG | ELBL - Electric Boiler | STER - Sterilizer | 10/31/2025
CHI-St Mary's Hospital | 1301 Grundman Blvd | Nebraska City | NE | 68410 | Otoe | NE24957 | Active | 1814 | 750863 | 2014 | BeliMed Sauter AG | ELBL - Electric Boiler | STER - Sterilizer | 10/31/2025
CIS Service Center | 1301 Highland Blvd | Lincoln | NE | 68521-4639 | Lancaster | NE06520 | Out of Service | 176166 | E05H00176166 | 2005 | Loch | VC2H - Vertcprfin 2 Htxchagr | HWHT - Hot Water Heat | 1/31/2012
CIS Service Center | 1301 Highland Blvd | Lincoln | NE | 68521-4639 | Lancaster | NE06521 | Out of Service | 176167 | E05H00176167 | 2005 | Loch | VC2H - Vertcprfin 2 Htxchagr | HWHT - Hot Water Heat | 1/31/2012
CIS Service Center | 1301 Highland Blvd | Lincoln | NE | 68521-4639 | Lancaster | NE06522 | Scrapped/Junked | 96982 | 96982/E05M009279 | 2005 | AOSF | CHWH - ASME/Fired Water Heater | HWSD - Hot Water Dom/Potable | 4/30/2022
CIS Service Center | 1301 Highland Blvd | Lincoln | NE | 68521-4639 | Lancaster | NE22897 | Active | 217115 | 77-12-0900004 | 2012 | Peerless | WTSS - Watertube SS Steel | HWHT - Hot Water Heat | 4/20/2026
CIS Service Center | 1301 Highland Blvd | Lincoln | NE | 68521-4639 | Lancaster | NE22898 | Active | 204576 | T1-12-3600007 | 2012 | Peerless | WTSS - Watertube SS Steel | HWHT - Hot Water Heat | 4/20/2026
CIS Service Center | 1301 Highland Blvd | Lincoln | NE | 68521-4639 | Lancaster | NE22899 | Active | 217116 | T1-12-0900005 | 2012 | Peerless | WTSS - Watertube SS Steel | HWHT - Hot Water Heat | 4/30/2026
CIS Service Center | 1301 Highland Blvd | Lincoln | NE | 68521-4639 | Lancaster | NE41814 | Active | 294902 | 294902 | 2022 | AO SMITH | CHWH - ASME/Fired Water Heater | HWSD - Hot Water Dom/Potable | 4/30/2026
Old Market Carwash | 1301 Jones St | Omaha | NE | 68102-3242 | Douglas | NE08457 | Out of Service | 183394 | 0105183394 | 2001 | RAYP | CPFT - Horiz Cpr Fin Boiler | HWHT - Hot Water Heat | 8/31/2010
Sky Park Manor | 1301 Lincoln Mall | Lincoln | NE | 68508-2706 | Lancaster | NE16394 | Scrapped/Junked | na | M2769 | 1961 | Kewanee | FTSM - FTS Marine Dry Back | STHT - Steam-Heat | 11/30/2021
Sky Park Manor | 1301 Lincoln Mall | Lincoln | NE | 68508-2706 | Lancaster | NE16395 | Scrapped/Junked | n/a | M2768 | 1962 | Kewanee | FTSM - FTS Marine Dry Back | STHT - Steam-Heat | 11/30/2021
Sky Park Manor | 1301 Lincoln Mall | Lincoln | NE | 68508-2706 | Lancaster | NE29047 | Active | 272544 | 272544 | 2020 | State Industries | CHWH - ASME/Fired Water Heater | HWSD - Hot Water Dom/Potable | 11/30/2026
Sky Park Manor | 1301 Lincoln Mall | Lincoln | NE | 68508-2706 | Lancaster | NE29048 | Active | 272905 | 272905 | 2020 | State Industries | CHWH - ASME/Fired Water Heater | HWSD - Hot Water Dom/Potable | 11/30/2026
Sky Park Manor | 1301 Lincoln Mall | Lincoln | NE | 68508-2706 | Lancaster | NE29049 | Active | 272525 | 272525 | 2020 | State Industries | CHWH - ASME/Fired Water Heater | HWSD - Hot Water Dom/Potable | 11/30/2026
Sky Park Manor | 1301 Lincoln Mall | Lincoln | NE | 68508-2706 | Lancaster | NE41576 | Active | 12951 | 20HE115323920 | 2020 | Riello | FT - Firetube Boiler | HWHT - Hot Water Heat | 11/30/2026
Sky Park Manor | 1301 Lincoln Mall | Lincoln | NE | 68508-2706 | Lancaster | NE41577 | Active | 12952 | 20HE115333920 | 2020 | Riello | FT - Firetube Boiler | HWHT - Hot Water Heat | 11/30/2026
Sky Park Manor | 1301 Lincoln Mall | Lincoln | NE | 68508-2706 | Lancaster | NE41578 | Active | 13039 | 20HE116204020 | 2020 | Riello | FT - Firetube Boiler | HWHT - Hot Water Heat | 11/30/2026
Sky Park Manor | 1301 Lincoln Mall | Lincoln | NE | 68508-2706 | Lancaster | NE41579 | Active | 13043 | 20HE116244020 | 2020 | Riello | FT - Firetube Boiler | HWHT - Hot Water Heat | 11/30/2026
Sky Park Manor | 1301 Lincoln Mall | Lincoln | NE | 68508-2706 | Lancaster | NE41580 | Active | 13037 | 20HE116184020 | 2020 | Riello | FT - Firetube Boiler | HWHT - Hot Water Heat | 11/30/2026
Sky Park Manor | 1301 Lincoln Mall | Lincoln | NE | 68508-2706 | Lancaster | NE41581 | Active | 12972 | 20HE115533920 | 2020 | Riello | FT - Firetube Boiler | HWHT - Hot Water Heat | 11/30/2026
Sky Park Manor | 1301 Lincoln Mall | Lincoln | NE | 68508-2706 | Lancaster | NE41582 | Active | 12963 | 20HE115443920 | 2020 | Riello | FT - Firetube Boiler | HWHT - Hot Water Heat | 11/30/2026
Sky Park Manor | 1301 Lincoln Mall | Lincoln | NE | 68508-2706 | Lancaster | NE41583 | Active | 13044 | 20HE116254020 | 2020 | Riello | FT - Firetube Boiler | HWHT - Hot Water Heat | 11/30/2026
Sky Park Manor | 1301 Lincoln Mall | Lincoln | NE | 68508-2706 | Lancaster | NE41584 | Active | 13025 | 20HE116064020 | 2020 | Riello | FT - Firetube Boiler | HWHT - Hot Water Heat | 11/30/2026
Hot Shops Art Center | 1301 Nicholas St | Omaha | NE | 68102-4212 | Douglas | NE16013 | Active | 39445 | R-7982 | 1980 | Kewanee | FTFB - Firetube-Firebox Boiler | STHT - Steam-Heat | 9/30/2026
Walgreens Store #541 | 1301 O St | Lincoln | NE | 68508-1512 | Lancaster | NE07736 | Active | na | 39C58546 | 1968 | BRYN | CI - Cast Iron | HWHT - Hot Water Heat | 3/31/2026
League of Human Dignity | 1301 S 75th St | Omaha | NE | 68124-1602 | Douglas | NE17781 | Active | 123543 | D109380063 | 2009 | GIANNONI | WT - Water Tube Boiler | GLYC - Glycol Bldg Heat Sys | 9/30/2026
Crofton Elementary | 1301 W 5th St | Crofton | NE | 68730-4120 | Knox | NE18537 | Exempt 1999 LB-66 |  | MG89-0039888880 | 1989 | AO SMITH | AHWH - ANSI/Fired Water Htr | HWSD - Hot Water Dom/Potable | 8/31/2001
Crofton Elementary | 1301 W 5th St | Crofton | NE | 68730-4120 | Knox | NE26237 | Active | 352536 | D1.15.28.00409 | 2015 | Lochinvar | WTSS - Watertube SS Steel | HWHT - Hot Water Heat | 1/31/2027
Crofton Elementary | 1301 W 5th St | Crofton | NE | 68730-4120 | Knox | NE26238 | Active | 352533 | D1.15.28.00406 | 2015 | Lochinvar | WTSS - Watertube SS Steel | HWHT - Hot Water Heat | 1/31/2027
Crofton Elementary | 1301 W 5th St | Crofton | NE | 68730-4120 | Knox | NE31939 | Scrapped/Junked | n/a | n/a | 1961 | Kewanee | FTFB - Firetube-Firebox Boiler | HWHT - Hot Water Heat | 1/31/2016
Wingate by Wyndham | 1301 W Bond Cir | Lincoln | NE | 68521-3636 | Lancaster | NE00005 | Inactive |  | 106PK0390 | 2006 | Jandy | CPPH - Ansi Cpr Fin Pool Heater | OPHT - Outdoor Pool Heater | 8/18/2008
Wingate by Wyndham | 1301 W Bond Cir | Lincoln | NE | 68521-3636 | Lancaster | NE00006 | Inactive | 128446 | 9280995000 | 2008 | A O Smith | CHWH - ASME/Fired Water Heater | HWSD - Hot Water Dom/Potable | 2/27/2009
Wingate by Wyndham | 1301 W Bond Cir | Lincoln | NE | 68521-3636 | Lancaster | NE12132 | Scrapped/Junked | 78335 | LL02-2094034-110/78335 | 2002 | A. O. Smith | CHWH - ASME/Fired Water Heater | HWSD - Hot Water Dom/Potable | 2/28/2012
Wingate by Wyndham | 1301 W Bond Cir | Lincoln | NE | 68521-3636 | Lancaster | NE13150 | Inactive | N/A | I06PKO390 | 2006 | JAND | CPFH - Copper Fin Water Heater | OPHT - Outdoor Pool Heater | 7/31/2009
Wingate by Wyndham | 1301 W Bond Cir | Lincoln | NE | 68521-3636 | Lancaster | NE13670 | Inactive | 291015 | 0812291015 | 2008 | RAYPAK INC, CALIFORNIA | CPFH - Copper Fin Water Heater | OPHT - Outdoor Pool Heater | 7/31/2017
Wingate by Wyndham | 1301 W Bond Cir | Lincoln | NE | 68521-3636 | Lancaster | NE14427 | Scrapped/Junked |  | MD91-0194043-88 | 1991 | AO SMITH | CHWH - ASME/Fired Water Heater | HWSD - Hot Water Dom/Potable | 2/28/2004
Wingate by Wyndham | 1301 W Bond Cir | Lincoln | NE | 68521-3636 | Lancaster | NE15351 | Scrapped/Junked | 128446 | 0829M000974 | 2008 | AO SMITH | CHWH - ASME/Fired Water Heater | HWSD - Hot Water Dom/Potable | 2/28/2019
Wingate by Wyndham | 1301 W Bond Cir | Lincoln | NE | 68521-3636 | Lancaster | NE15352 | Scrapped/Junked | 135743 | 0912M001644 | 2008 | AO SMITH | CHWH - ASME/Fired Water Heater | HWSD - Hot Water Dom/Potable | 2/28/2023
Wingate by Wyndham | 1301 W Bond Cir | Lincoln | NE | 68521-3636 | Lancaster | NE19551 | Out of Service | 146772 | 146772 | 2010 | A. O. Smith | CHWH - ASME/Fired Water Heater | HWSD - Hot Water Dom/Potable | 2/28/2019
Wingate by Wyndham | 1301 W Bond Cir | Lincoln | NE | 68521-3636 | Lancaster | NE20991 | Scrapped/Junked | N/A | 91183 | 2004 | State Industries | CHWH - ASME/Fired Water Heater | HWSD - Hot Water Dom/Potable | 2/28/2019
Wingate by Wyndham | 1301 W Bond Cir | Lincoln | NE | 68521-3636 | Lancaster | NE27438 | Active | 228762 | 228762 | 2017 | AO SMITH | CHWH - ASME/Fired Water Heater | HWSD - Hot Water Dom/Potable | 2/28/2025
Wingate by Wyndham | 1301 W Bond Cir | Lincoln | NE | 68521-3636 | Lancaster | NE40351 | Scrapped/Junked | 27984 | LA95-0401410920 | 1995 | A. O. Smith | CHWH - ASME/Fired Water Heater | HWSD - Hot Water Dom/Potable | 2/28/2012
Wingate by Wyndham | 1301 W Bond Cir | Lincoln | NE | 68521-3636 | Lancaster | NE40352 | Scrapped/Junked | 44596 | LE98-0739379-970 | 1998 | A. O. Smith | CHWH - ASME/Fired Water Heater | HWSD - Hot Water Dom/Potable | 2/28/2009
Wingate by Wyndham | 1301 W Bond Cir | Lincoln | NE | 68521-3636 | Lancaster | NE40353 | Scrapped/Junked | 43762 | LC98-0726619970 | 1998 | A. O. Smith | CHWH - ASME/Fired Water Heater | HWSD - Hot Water Dom/Potable | 2/28/2010
Wingate by Wyndham | 1301 W Bond Cir | Lincoln | NE | 68521-3636 | Lancaster | NE40716 | Scrapped/Junked |  | F94PC3205 | 1994 | TELE | CPFT - Horiz Cpr Fin Boiler | IPHT - Indoor Pool Heater | 2/28/2008
Puritan Manufacturing Inc | 1301 Willis Ave | Omaha | NE | 68110-2542 | Douglas | NE16471 | Scrapped/Junked | n/a | 3RB-1X | 1950 | Kewanee | FTFB - Firetube-Firebox Boiler | HWHT - Hot Water Heat | 2/28/2019
Pacific Garden Apartments | 1301-03 Marbee Cir Unit #22 | Omaha | NE | 68124-1688 | Douglas | NE07314 | Inactive | n/a | 64827011 | 2005 | Burnham | CI - Cast Iron | HWHT - Hot Water Heat | 11/30/2018
PACIFIC GARDEN APARTMENTS | 1301-03 MARBEE DR | OMAHA | NE | 68124-1688 | Douglas | NE14513 | Scrapped/Junked |  |  | 1956 | NATIONAL CRANE |  | HWHT - Hot Water Heat | 11/30/2005
Southwest YMCA | 13010 Atwood Ave | Omaha | NE | 68144-3721 | Douglas | NE05790 | Scrapped/Junked | 142113 |  | 1977 | RAYPAK INC, CALIFORNIA | CPFT - Horiz Cpr Fin Boiler | IPHT - Indoor Pool Heater | N/A
Southwest YMCA | 13010 Atwood Ave | Omaha | NE | 68144-3721 | Douglas | NE06172 | Scrapped/Junked | 175696 | D05H00175696 | 2005 | Lochinvar | CPFH - Copper Fin Water Heater | IPHT - Indoor Pool Heater | 12/31/2015
Southwest YMCA | 13010 Atwood Ave | Omaha | NE | 68144-3721 | Douglas | NE08570 | Scrapped/Junked | 54529 | L000-0922941-964 | 2000 | AOSM | CHWH - ASME/Fired Water Heater | HWSD - Hot Water Dom/Potable | 12/31/2014
Southwest YMCA | 13010 Atwood Ave | Omaha | NE | 68144-3721 | Douglas | NE18335 | Scrapped/Junked | 33565 | R2048 | 1979 | Kewanee | FTFB - Firetube-Firebox Boiler | HWHT - Hot Water Heat | 12/31/2019
Southwest YMCA | 13010 Atwood Ave | Omaha | NE | 68144-3721 | Douglas | NE18336 | Scrapped/Junked | 25922 |  | 1994 | AO SMITH | CHWH - ASME/Fired Water Heater | HWSD - Hot Water Dom/Potable | 6/30/2000
Southwest YMCA | 13010 Atwood Ave | Omaha | NE | 68144-3721 | Douglas | NE24730 | Scrapped/Junked | 14211 |  | 1997 | RAYPAK INC, CALIFORNIA | CPFH - Copper Fin Water Heater | HWSD - Hot Water Dom/Potable | 6/30/2005
Southwest YMCA | 13010 Atwood Ave | Omaha | NE | 68144-3721 | Douglas | NE26645 | Scrapped/Junked | 278185 | D15H00278185 | 2015 | Lochinvar | CPPH - Ansi Cpr Fin Pool Heater | IPHT - Indoor Pool Heater | 12/31/2025
Southwest YMCA | 13010 Atwood Ave | Omaha | NE | 68144-3721 | Douglas | NE42122 | Active | 394166 | 22394166 | 2022 | Lochinvar | WT - Water Tube Boiler | IPHT - Indoor Pool Heater | 10/31/2025
DaVita | 13014 W Dodge Rd | Omaha | NE | 68154-2148 | Douglas | NE12551 | Scrapped/Junked | 123709 | 123709 | 2008 | AO SMITH | CHWH - ASME/Fired Water Heater | HWSD - Hot Water Dom/Potable | 3/31/2016
DaVita | 13014 W Dodge Rd | Omaha | NE | 68154-2148 | Douglas | NE26249 | Active | 207566 | 1531M002933 | 2015 | AO SMITH | CHWH - ASME/Fired Water Heater | HWSD - Hot Water Dom/Potable | 2/28/2026
Chili's #0915 - Omaha | 13015 Birch Dr | Omaha | NE | 68164-4211 | Douglas | NE06170 | Scrapped/Junked | 64598 | 79598 | 2004 | BRDW | CHWH - ASME/Fired Water Heater | HWSD - Hot Water Dom/Potable | 7/31/2009
Chili's #0915 - Omaha | 13015 Birch Dr | Omaha | NE | 68164-4211 | Douglas | NE18900 | Scrapped/Junked | 79881 | 94881 | 2008 | Bradford White | CHWH - ASME/Fired Water Heater | HWSD - Hot Water Dom/Potable | 12/31/2012
Chili's #0915 - Omaha | 13015 Birch Dr | Omaha | NE | 68164-4211 | Douglas | NE21864 | Scrapped/Junked | 40890 |  | 1997 | AO SMITH | CHWH - ASME/Fired Water Heater | HWSD - Hot Water Dom/Potable | 2/28/2005
York Cold Storage | 1302 N Division Ave | York | NE | 68467-1704 | York | NE08535 | Scrapped/Junked | 8944 | V216-30-3 | 2001 | Hurst | VTNT - Vertical Tubeless | HWSP - Hot Water Non Potable Supply | 4/30/2014
York Cold Storage | 1302 N Division Ave | York | NE | 68467-1704 | York | NE09635 | Active | 191254 | 0201191254 | 2002 | Raypak | CPFH - Copper Fin Water Heater | HWSD - Hot Water Dom/Potable | 4/30/2026
York Cold Storage | 1302 N Division Ave | York | NE | 68467-1704 | York | NE25201 | Active | 19785 | FB411-30-27 | 2014 | Hurst | FTFB - Firetube-Firebox Boiler | PROW - Process Hot Water | 4/30/2026
Washtime Car Wash | 1302 S Chestnut St | North Platte | NE | 69101-2347 | Lincoln | NE07079 | Out of Service | 239979 | 0509239974 | 2004 | Raypak | CPFH - Copper Fin Water Heater | GLFH - Glycol Floor Heat System | 10/31/2015
Washtime Car Wash | 1302 S Chestnut St | North Platte | NE | 69101-2347 | Lincoln | NE12223 | Out of Service | 276033 | 0712276033 | 2007 | RAYP | CPFT - Horiz Cpr Fin Boiler | GLFH - Glycol Floor Heat System | 10/31/2018
Washtime Car Wash | 1302 S Chestnut St | North Platte | NE | 69101-2347 | Lincoln | NE40162 | Out of Service | 149013 | N/A | 1998 | Raypak | CPFT - Horiz Cpr Fin Boiler | HWFG - Hotwater Heat Floor-Glycl | 10/31/2015
Pacific Garden Apartments | 1302-04 Marbee Dr | Omaha | NE | 68124-1679 | Douglas | NE07309 | Out of Service | n/a | 64583850 | 2003 | Burnham | CI - Cast Iron | HWHT - Hot Water Heat | 11/30/2019
PACIFIC GARDEN APARTMENTS | 1302-04 MARBEE DR | OMAHA | NE | 68124-1679 | Douglas | NE12000 | Scrapped/Junked |  |  | 1956 | NATIONAL CRANE |  | HWHT - Hot Water Heat | 11/30/2003
Lexus Of Omaha | 13025 W Dodge Rd | Omaha | NE | 68154-2147 | Douglas | NE05666 | Scrapped/Junked | 35424 |  | 1990 | STAT | CHWH - ASME/Fired Water Heater | HWSD - Hot Water Dom/Potable | 2/28/2010
Lexus Of Omaha | 13025 W Dodge Rd | Omaha | NE | 68154-2147 | Douglas | NE09585 | Scrapped/Junked | 188057 | 0110188057 | 2001 | RAYP | CPFT - Horiz Cpr Fin Boiler | HWHF - Hot Water Heat-Floor | 3/31/2003
Lexus Of Omaha | 13025 W Dodge Rd | Omaha | NE | 68154-2147 | Douglas | NE23971 | Active | 244808 | D12.43.00229 | 2012 | Giannoni France | WT - Water Tube Boiler | GLFH - Glycol Floor Heat System | 1/31/2027
Lexus Of Omaha | 13025 W Dodge Rd | Omaha | NE | 68154-2147 | Douglas | NE23972 | Active | 244813 | D1.12.43.00234 | 2012 | Giannoni France | WT - Water Tube Boiler | GLFH - Glycol Floor Heat System | 1/31/2026
Dr Samuels Phillips DDS | 1303 Andrews Dr Ste B | Norfolk | NE | 68701-2772 | Madison | NE06201 | Active | 515 | 2004.25.0515 | 2004 | Giannoni | COBL - Coil Type Boiler | HWFG - Hotwater Heat Floor-Glycl | 12/31/2026
Sacred Heart School | 1303 N Clare St | Greeley | NE | 68842 | Greeley | NE32902 | Scrapped/Junked | N/A | 2111267G | 1975 | Peerless | CI - Cast Iron | STHT - Steam-Heat | 1/31/2015
Linkendin | 13033 Pierce St | Omaha | NE | 68144-1103 | Douglas | NE41220 | Active | 152214 | F015890 | 2021 | PVI Industries | CHWH - ASME/Fired Water Heater | HWSD - Hot Water Dom/Potable | 10/31/2026
Linkendin | 13033 Pierce St | Omaha | NE | 68144-1103 | Douglas | NE41221 | Active | 152213 | F015891 | 2021 | PVI Industries | CHWH - ASME/Fired Water Heater | HWSD - Hot Water Dom/Potable | 10/31/2026
Linkendin | 13033 Pierce St | Omaha | NE | 68144-1103 | Douglas | NE41222 | Active | 344569 | 19344569 | 2019 | Lochinvar | WT - Water Tube Boiler | GLFH - Glycol Floor Heat System | 10/31/2026
QUALITY PORK INTERN'TL | 13035 Renfro Cir | Omaha | NE | 68137-3118 | Douglas | NE16014 | Inactive | 100191 |  | 1988 | RAYPAK INC, CALIFORNIA | WT - Water Tube Boiler | HWHT - Hot Water Heat | 4/30/1997
Lineage Logistics Inc. | 13039 Renfro Cir | Omaha | NE | 68137-3118 | Douglas | NEW | Exempt | 4907 | 900118 | 1990 | Fes | UFPV - Unfired Pressure Vessel | 0045 - Ammonia Sys/Oil Separator | 8/26/2014
Lineage Logistics Inc. | 13039 Renfro Cir | Omaha | NE | 68137-3118 | Douglas | NEW | Exempt | 4827 | 900116 | 1990 | Fes | UFPV - Unfired Pressure Vessel | 0045 - Ammonia Sys/Oil Separator | 8/26/2014
Lineage Logistics Inc. | 13039 Renfro Cir | Omaha | NE | 68137-3118 | Douglas | NEW | Exempt | 4454 | 88527 | 1989 | Fes | UFPV - Unfired Pressure Vessel | 0045 - Ammonia Sys/Oil Separator | 8/26/2014
Lineage Logistics Inc. | 13039 Renfro Cir | Omaha | NE | 68137-3118 | Douglas | NEW | Exempt | 3064 | 90565 | 1990 | RV&S Corp | UFPV - Unfired Pressure Vessel | 0017 - Ammonia Receiver | 8/26/2014
Lineage Logistics Inc. | 13039 Renfro Cir | Omaha | NE | 68137-3118 | Douglas | NEW | Exempt | 3067 | 90564 | 1990 | RV&S Corp | UFPV - Unfired Pressure Vessel | 0017 - Ammonia Receiver | 8/26/2014
Lineage Logistics Inc. | 13039 Renfro Cir | Omaha | NE | 68137-3118 | Douglas | NEW | Exempt | 11245 | 98405 | 1998 | RV&S Corp | UFPV - Unfired Pressure Vessel | 0017 - Ammonia Receiver | 8/26/2014
MAJIC WASH | 1304 S CHESTNUT ST | NORTH PLATTE | NE | 69101 | LINCOLN | NE12434 | Scrapped/Junked |  | 0301014796 | 2003 | PALOMA | COWH - Coil Type Water Heater | HWHF - Hot Water Heat-Floor | 1/1/1900
MAJIC WASH | 1304 S CHESTNUT ST | NORTH PLATTE | NE | 69101 | LINCOLN | NE40582 | Scrapped/Junked | 15483 | 3339 | 1990 | WEBEN JARCO | COBL - Coil Type Boiler | HWHT - Hot Water Heat | 1/31/2005
MAJIC WASH | 1304 S CHESTNUT ST | NORTH PLATTE | NE | 69101 | LINCOLN | NE40583 | Exempt 1999 LB-66 |  | 97-12-07811 | 1997 | PALOMA | COWH - Coil Type Water Heater | HWSP - Hot Water Non Potable Supply | 1/31/2000
MAJIC WASH | 1304 S CHESTNUT ST | NORTH PLATTE | NE | 69101 | LINCOLN | NE40584 | Exempt 1999 LB-66 |  | 97-12-006090 | 1997 | PALOMA | COWH - Coil Type Water Heater | HWSP - Hot Water Non Potable Supply | 1/31/2000
MAJIC WASH | 1304 S CHESTNUT ST | NORTH PLATTE | NE | 69101 | LINCOLN | NE40585 | Exempt 1999 LB-66 |  | 97-12-008038 | 1997 | PALOMA | COWH - Coil Type Water Heater | HWSP - Hot Water Non Potable Supply | 1/31/2000
MAJIC WASH | 1304 S CHESTNUT ST | NORTH PLATTE | NE | 69101 | LINCOLN | NE40586 | Exempt 1999 LB-66 |  | 97-12-007810 | 1997 | PALOMA | COWH - Coil Type Water Heater | HWSP - Hot Water Non Potable Supply | 1/31/2000
MAJIC WASH | 1304 S CHESTNUT ST | NORTH PLATTE | NE | 69101 | LINCOLN | NE40587 | Scrapped/Junked |  | 9301001187 | 1993 | PALOMA | COWH - Coil Type Water Heater | HWHT - Hot Water Heat | 1/31/2004
MAJIC WASH | 1304 S CHESTNUT ST | NORTH PLATTE | NE | 69101 | LINCOLN | NE40588 | Scrapped/Junked |  | 9609006405 | 1996 | PALOMA | COWH - Coil Type Water Heater | HWHT - Hot Water Heat | 1/31/2005
MAJIC WASH | 1304 S CHESTNUT ST | NORTH PLATTE | NE | 69101 | LINCOLN | NE40589 | Scrapped/Junked |  | 95-11-004926 | 1995 | PALOMA | COWH - Coil Type Water Heater | HWHT - Hot Water Heat | 1/31/2005
MAJIC WASH | 1304 S CHESTNUT ST | NORTH PLATTE | NE | 69101 | LINCOLN | NE40590 | Exempt 1999 LB-66 |  | 93-01-001146 | 1993 | PALOMA | COWH - Coil Type Water Heater | HWSP - Hot Water Non Potable Supply | 1/31/2000
MAJIC WASH | 1304 S CHESTNUT ST | NORTH PLATTE | NE | 69101 | LINCOLN | NE40591 | Exempt 1999 LB-66 |  | 93-01-001231 | 1993 | PALOMA | COWH - Coil Type Water Heater | HWSP - Hot Water Non Potable Supply | 1/31/2000
MAJIC WASH | 1304 S CHESTNUT ST | NORTH PLATTE | NE | 69101 | LINCOLN | NE40592 | Exempt 1999 LB-66 |  | 93-01-001148 | 1993 | PALOMA | COWH - Coil Type Water Heater | HWSP - Hot Water Non Potable Supply | 1/31/2000
MAJIC WASH | 1304 S CHESTNUT ST | NORTH PLATTE | NE | 69101 | LINCOLN | NE40593 | Exempt 1999 LB-66 |  | 92-11-001108 | 1992 | PALOMA | COWH - Coil Type Water Heater | HWSP - Hot Water Non Potable Supply | 1/31/2000
MAJIC WASH | 1304 S CHESTNUT ST | NORTH PLATTE | NE | 69101 | LINCOLN | NE40594 | Exempt 1999 LB-66 |  | 93-01-001231 | 1993 | PALOMA | COWH - Coil Type Water Heater | HWSP - Hot Water Non Potable Supply | 1/31/2000
MAJIC WASH | 1304 S CHESTNUT ST | NORTH PLATTE | NE | 69101 | LINCOLN | NE40595 | Exempt 1999 LB-66 |  | 93-01-001192 | 1993 | PALOMA | COWH - Coil Type Water Heater | HWSP - Hot Water Non Potable Supply | 1/31/2000
Wells Fargo | 1304 S Jeffers St | North Platte | NE | 69101-6037 | Lincoln | NE00000 | Inactive | [6 empty] | 1/1/1980
Signor Trucking | 1304 Tahazouka Rd | Norfolk | NE | 68701-6652 | Madison | NE01644 | Scrapped/Junked | 2339 | 042339 | 2004 | SIOU | FTSM - FTS Marine Dry Back | PROC - Process Steam | 12/31/2023
Signor Trucking | 1304 Tahazouka Rd | Norfolk | NE | 68701-6652 | Madison | NE43453 | Active | 6529 | 25-6529 | 2025 | SIOUX | FTHT - Firetube Horizontal | PROC - Process Steam | 8/31/2025
Cambridge Memorial Hospital | 1305 Highway 6 34 | Cambridge | NE | 69022-6616 | Furnas | NE05039 | Scrapped/Junked | 20007 | LC930020007880 | 1993 | AOSM | CHWH - ASME/Fired Water Heater | HWSD - Hot Water Dom/Potable | 8/31/2010
Cambridge Memorial Hospital | 1305 Highway 6 34 | Cambridge | NE | 69022-6616 | Furnas | NE05402 | Scrapped/Junked | 0 | M-MG8 | 1977 | Weil-Mcclain | CI - Cast Iron | STHT - Steam-Heat | 8/31/2010
Cambridge Memorial Hospital | 1305 Highway 6 34 | Cambridge | NE | 69022-6616 | Furnas | NE05403 | Scrapped/Junked | 0 | G-611 | 1959 | AMRA | CI - Cast Iron | STHT - Steam-Heat | 3/31/2011
Cambridge Memorial Hospital | 1305 Highway 6 34 | Cambridge | NE | 69022-6616 | Furnas | NE05404 | Scrapped/Junked | 0 | CP1241048 | 1986 | Weil-Mcclain | CI - Cast Iron | HWHT - Hot Water Heat | 3/31/2011
Cambridge Memorial Hospital | 1305 Highway 6 34 | Cambridge | NE | 69022-6616 | Furnas | NE05405 | Out of Service | 0 | MGB-9 | 1981 | Weil-Mcclain | CI - Cast Iron | STHT - Steam-Heat | 3/31/2011
Cambridge Memorial Hospital | 1305 Highway 6 34 | Cambridge | NE | 69022-6616 | Furnas | NE12241 | Active | 139147 | N-16781-V99 | 1999 | SUSS | ELBL - Electric Boiler | 0020 - Supp to Sterlizer/Autoclave | 4/30/2026
Cambridge Memorial Hospital | 1305 Highway 6 34 | Cambridge | NE | 69022-6616 | Furnas | NE18680 | Active | 78649 | 78649 | 2010 | Getinge | ELBL - Electric Boiler | STER - Sterilizer | 4/30/2026
Cambridge Memorial Hospital | 1305 Highway 6 34 | Cambridge | NE | 69022-6616 | Furnas | NE19591 | Active | 6529/30 | EEAJ-6517/18 | 2010 | Allied | WT - Water Tube Boiler | HWFS - HW Heat - Floor & Sidewalk | 4/30/2026
Cambridge Memorial Hospital | 1305 Highway 6 34 | Cambridge | NE | 69022-6616 | Furnas | NE20585 | Active | 92486 | FX09-11-35250 | 2011 | Harsco | FTVT - Firetube Vertical TB | HWHT - Hot Water Heat | 4/30/2026
Cambridge Memorial Hospital | 1305 Highway 6 34 | Cambridge | NE | 69022-6616 | Furnas | NE20586 | Active | 92485 | Fx09-11-35251 | 2011 | Harsco | FTVT - Firetube Vertical TB | HWHT - Hot Water Heat | 4/30/2026
Cambridge Memorial Hospital | 1305 Highway 6 34 | Cambridge | NE | 69022-6616 | Furnas | NE20587 | Active | 154261 | 1101M001203 | 2010 | AO SMITH | CHWH - ASME/Fired Water Heater | HWSD - Hot Water Dom/Potable | 4/30/2026
Cambridge Memorial Hospital | 1305 Highway 6 34 | Cambridge | NE | 69022-6616 | Furnas | NE20588 | Active | 158529 | 1119M000565 | 2011 | AO SMITH | CHWH - ASME/Fired Water Heater | HWSD - Hot Water Dom/Potable | 4/30/2026
Cambridge Memorial Hospital | 1305 Highway 6 34 | Cambridge | NE | 69022-6616 | Furnas | NE28202 | Active | 6530 | EEAJ-6518 | 2010 | Allied | WT - Water Tube Boiler | HWFS - HW Heat - Floor & Sidewalk | 4/30/2026
St Paul Elementary | 1305 Howard Ave | St Paul | NE | 68873-1402 | Howard | NE20782 | Scrapped/Junked | 18340 | 11F-6248 | 2011 | Aldrich | FTVT - Firetube Vertical TB | GLYC - Glycol Bldg Heat Sys | 1/31/2019
St Paul Elementary | 1305 Howard Ave | St Paul | NE | 68873-1402 | Howard | NE20783 | Scrapped/Junked | 18337 | 11F-6245 | 2011 | Aldrich | FTVT - Firetube Vertical TB | GLYC - Glycol Bldg Heat Sys | 1/31/2019
St Paul Elementary | 1305 Howard Ave | St Paul | NE | 68873-1402 | Howard | NE20784 | Scrapped/Junked | 18339 | 11F-6247 | 2011 | Aldrich | FTVT - Firetube Vertical TB | GLYC - Glycol Bldg Heat Sys | 1/31/2019
St Paul Elementary | 1305 Howard Ave | St Paul | NE | 68873-1402 | Howard | NE27830 | Scrapped/Junked | 295535 | 17 PGT 350.142.0678 | 2018 | Lochinvar | FT - Firetube Boiler | HWHT - Hot Water Heat | 12/31/2019
St Paul Elementary | 1305 Howard Ave | St Paul | NE | 68873-1402 | Howard | NE27831 | Active | 20183 | 19F 8091 | 2018 | Aldrich | FT - Firetube Boiler | HWHT - Hot Water Heat | 12/31/2026
St Paul Elementary | 1305 Howard Ave | St Paul | NE | 68873-1402 | Howard | NE27832 | Active | 20182 | 19F 8090 | 2018 | Aldrich | FT - Firetube Boiler | HWHT - Hot Water Heat | 12/31/2026
St Paul Elementary | 1305 Howard Ave | St Paul | NE | 68873-1402 | Howard | NE28236 | Active | 336160 | 19336160 | 2019 | Lochinvar | FT - Firetube Boiler | HWHT - Hot Water Heat | 12/31/2026
St Paul Elementary | 1305 Howard Ave | St Paul | NE | 68873-1402 | Howard | NE31522 | Scrapped/Junked | n/a | 963-L | 1951 | Burnham | FTFB - Firetube-Firebox Boiler | STHT - Steam-Heat | 1/31/2012
St Paul Elementary | 1305 Howard Ave | St Paul | NE | 68873-1402 | Howard | NE31523 | Scrapped/Junked | n/a | 963L | 1951 | Burnham | FT - Firetube Boiler | STHT - Steam-Heat | 1/31/2012
St Paul High School | 1305 Howard Ave | St Paul | NE | 68873-1402 | Howard | NE00078 | Active | 158088 | n/a | 1999 | Raypak | WT - Water Tube Boiler | HWHT - Hot Water Heat | 1/31/2027
St Paul High School | 1305 Howard Ave | St Paul | NE | 68873-1402 | Howard | NE00079 | Active | 158087 | n/a | 1999 | Raypak | WT - Water Tube Boiler | HWHT - Hot Water Heat | 1/31/2027
St Paul High School | 1305 Howard Ave | St Paul | NE | 68873-1402 | Howard | NE06607 | Scrapped/Junked | 101407 | 101409/0604G02239 | 2004 | RHEEM | CHWH - ASME/Fired Water Heater | HWSD - Hot Water Dom/Potable | 1/31/2024
St Paul High School | 1305 Howard Ave | St Paul | NE | 68873-1402 | Howard | NE06608 | Scrapped/Junked | 103199 | 103199/1204G0065 | 2004 | RHEEM | CHWH - ASME/Fired Water Heater | HWSD - Hot Water Dom/Potable | 1/31/2019
St Paul High School | 1305 Howard Ave | St Paul | NE | 68873-1402 | Howard | NE20432 | Scrapped/Junked | 44195 |  | 1984 | AO SMITH | COBL - Coil Type Boiler | HWSD - Hot Water Dom/Potable | 8/31/2005
St Paul High School | 1305 Howard Ave | St Paul | NE | 68873-1402 | Howard | NE22348 | Scrapped/Junked | 79293 | n/a | 2018 | Market Forge | FT - Firetube Boiler | 0021 - Steam Supp Cooker/Kettle | 1/31/2026
St Paul High School | 1305 Howard Ave | St Paul | NE | 68873-1402 | Howard | NE31464 | Scrapped/Junked |  | G6021 | 1961 | AMERICAN STANDARD |  | STHT - Steam-Heat | 7/31/1999
St Paul High School | 1305 Howard Ave | St Paul | NE | 68873-1402 | Howard | NE32840 | Scrapped/Junked | 5920 |  | 1979 | MARKET FORGE INDUSTRIES | FT - Firetube Boiler | 0021 - Steam Supp Cooker/Kettle | 7/31/1998
St Paul High School | 1305 Howard Ave | St Paul | NE | 68873-1402 | Howard | NE43885 | Active | 77844 | 8260-03 | 2025 | Crown | FT - Firetube Boiler | 0021 - Steam Supp Cooker/Kettle | 1/31/2026
Genesis Health Club | 1305 S 70th St | Lincoln | NE | 68510-4247 | Lancaster | NE04140 | Active | 0 | 4145-0185 | 1985 | PEER | CI - Cast Iron | HWHT - Hot Water Heat | 10/31/2025
Genesis Health Club | 1305 S 70th St | Lincoln | NE | 68510-4247 | Lancaster | NE04144 | Scrapped/Junked | 114319 |  | 1985 | Mrst |  | PROC - Process Steam | 10/31/2001
Genesis Health Club | 1305 S 70th St | Lincoln | NE | 68510-4247 | Lancaster | NE08875 | Out of Service | 47613 | N3-17384-Z2000 | 2000 | SUSS | ELBL - Electric Boiler | SAUN - Sauna Steam Room Heat | 10/31/2022
Genesis Health Club | 1305 S 70th St | Lincoln | NE | 68510-4247 | Lancaster | NE10331 | Scrapped/Junked | 69429 | LF021736453110 | 2002 | AOSM | CHWH - ASME/Fired Water Heater | HWSD - Hot Water Dom/Potable | 10/31/2010
Genesis Health Club | 1305 S 70th St | Lincoln | NE | 68510-4247 | Lancaster | NE10553 | Scrapped/Junked | 71606 | LH021905324110 | 2002 | AOSM | CHWH - ASME/Fired Water Heater | HWSD - Hot Water Dom/Potable | 10/31/2010
Genesis Health Club | 1305 S 70th St | Lincoln | NE | 68510-4247 | Lancaster | NE12139 | Active | 138025 | C03I07240 | 2003 | WTRP | CPFT - Horiz Cpr Fin Boiler | IPHT - Indoor Pool Heater | 10/31/2022
Genesis Health Club | 1305 S 70th St | Lincoln | NE | 68510-4247 | Lancaster | NE12166 | Scrapped/Junked | 74252 | LM02-2131029-110 | 2002 | AOSM | CHWH - ASME/Fired Water Heater | HWSD - Hot Water Dom/Potable | 10/31/2010
Genesis Health Club | 1305 S 70th St | Lincoln | NE | 68510-4247 | Lancaster | NE15606 | Scrapped/Junked | 63522 | 893400144 | 1993 | Ruud-Rheem |  |  | 10/31/2002
Genesis Health Club | 1305 S 70th St | Lincoln | NE | 68510-4247 | Lancaster | NE15607 | Scrapped/Junked | 62874 | 0893400143 | 1993 | Ruud-Rheem |  |  | 10/31/2003
Genesis Health Club | 1305 S 70th St | Lincoln | NE | 68510-4247 | Lancaster | NE15608 | Scrapped/Junked | 63523 | 0893400145 | 1993 | RHEE | WHTB - Waste Heat Boiler | HWDP - Hotwater Heat & Dom Supply | 10/31/2003
Genesis Health Club | 1305 S 70th St | Lincoln | NE | 68510-4247 | Lancaster | NE21061 | Scrapped/Junked | 153913 | 1052M000034 | 2010 | AO Smith | CHWH - ASME/Fired Water Heater | HWSD - Hot Water Dom/Potable | 10/31/2018
Genesis Health Club | 1305 S 70th St | Lincoln | NE | 68510-4247 | Lancaster | NE21062 | Scrapped/Junked | 156230 | 1110M000072 | 2010 | AO Smith | CHWH - ASME/Fired Water Heater | HWSD - Hot Water Dom/Potable | 10/31/2018
Genesis Health Club | 1305 S 70th St | Lincoln | NE | 68510-4247 | Lancaster | NE21063 | Scrapped/Junked | 149576 | 1028M000074 | 2010 | AO Smith | CHWH - ASME/Fired Water Heater | HWSD - Hot Water Dom/Potable | 10/31/2017
Genesis Health Club | 1305 S 70th St | Lincoln | NE | 68510-4247 | Lancaster | NE22578 | Active | 335126 | 1201335126 | 2011 | Raypak | CPFH - Copper Fin Water Heater | SPAJ - Spa/Jacuzzi Heater | 10/31/2022
Genesis Health Club | 1305 S 70th St | Lincoln | NE | 68510-4247 | Lancaster | NE22579 | Active | 328514 | 1108328514 | 2011 | Raypak | CPFH - Copper Fin Water Heater | SPAJ - Spa/Jacuzzi Heater | 10/31/2022
Genesis Health Club | 1305 S 70th St | Lincoln | NE | 68510-4247 | Lancaster | NE22580 | Active | 326870 | 1107326870 | 2011 | Raypak | CPFH - Copper Fin Water Heater | SPAJ - Spa/Jacuzzi Heater | 10/31/2022
Genesis Health Club | 1305 S 70th St | Lincoln | NE | 68510-4247 | Lancaster | NE23390 | Scrapped/Junked | 57317 | 8590505 | 1985 | Tele |  |  | 10/31/2003
Genesis Health Club | 1305 S 70th St | Lincoln | NE | 68510-4247 | Lancaster | NE27468 | Active | 224172 | 224172 | 2017 | AOSM | CHWH - ASME/Fired Water Heater | HWSD - Hot Water Dom/Potable | 10/31/2022
Genesis Health Club | 1305 S 70th St | Lincoln | NE | 68510-4247 | Lancaster | NE27959 | Active | 237445 | 237445 | 2018 | AOSM | CHWH - ASME/Fired Water Heater | HWSD - Hot Water Dom/Potable | 10/31/2025
Genesis Health Club | 1305 S 70th St | Lincoln | NE | 68510-4247 | Lancaster | NE27960 | Active | 235183 | 235183 | 2017 | AOSM | CHWH - ASME/Fired Water Heater | HWSD - Hot Water Dom/Potable | 10/31/2022
Genesis Health Club | 1305 S 70th St | Lincoln | NE | 68510-4247 | Lancaster | NE43482 | Active | 579743 | V262400843 | 2024 | Raypak | CPPH - Ansi Cpr Fin Pool Heater | IPHT - Indoor Pool Heater | 10/31/2025
1305 House/office | 1305 S 90th St | Omaha | NE | 68124-1203 | Douglas | NE34032 | Scrapped/Junked | n/a | CP1225693 | 1987 | WEIL MCLAIN | CI - Cast Iron | HWHT - Hot Water Heat | 1/31/2026
Church Of Holy Spirit | 1305 Thomas Dr | Bellevue | NE | 68005-2973 | Sarpy | NE12085 | Active | 12702 | 03F-0618 | 2003 | Les Inc/Aldrich Co | FTFB - Firetube-Firebox Boiler | HWHT - Hot Water Heat | 2/28/2027
CAMELOT VILLAGE APTS | 13057 W Center Rd | Omaha | NE | 68144-3748 | Douglas | NE22938 | Exempt 1999 LB-66 |  | 0574-02147 | 1976 | RUUD | AHWH - ANSI/Fired Water Htr | HWSD - Hot Water Dom/Potable | 2/29/2000
CAMELOT VILLAGE APTS | 13057 W Center Rd | Omaha | NE | 68144-3748 | Douglas | NE22939 | Exempt 1999 LB-66 |  | 0188400217 | 1982 | RUUD | AHWH - ANSI/Fired Water Htr | HWSD - Hot Water Dom/Potable | 2/29/2000
CAMELOT VILLAGE APTS | 13057 W Center Rd | Omaha | NE | 68144-3748 | Douglas | NE22940 | Exempt 1999 LB-66 |  | D72-7385 | 1985 | STATE INDUSTRIES | AHWH - ANSI/Fired Water Htr | HWSD - Hot Water Dom/Potable | 2/29/2000
CAMELOT VILLAGE APTS | 13057 W Center Rd | Omaha | NE | 68144-3748 | Douglas | NE22942 | Exempt 1999 LB-66 |  | M94-8341631920 | 1994 | AO SMITH | AHWH - ANSI/Fired Water Htr | HWSD - Hot Water Dom/Potable | 2/29/2000
CAMELOT VILLAGE APTS | 13057 W Center Rd | Omaha | NE | 68144-3748 | Douglas | NE22944 | Exempt 1999 LB-66 |  | 0677-01080 | 1976 | RHEEM MANUFACTURING CO | AHWH - ANSI/Fired Water Htr | HWSD - Hot Water Dom/Potable | 2/29/2000
CAMELOT VILLAGE APTS | 13057 W Center Rd | Omaha | NE | 68144-3748 | Douglas | NE22946 | Exempt 1999 LB-66 |  | 0896G02882 | 1996 | RHEEM MANUFACTURING CO | AHWH - ANSI/Fired Water Htr | HWSD - Hot Water Dom/Potable | 2/29/2000
CAMELOT VILLAGE APTS | 13057 W Center Rd | Omaha | NE | 68144-3748 | Douglas | NE22947 | Exempt 1999 LB-66 |  | MD87-0091364830 | 1987 | AO SMITH | AHWH - ANSI/Fired Water Htr | HWSD - Hot Water Dom/Potable | 2/29/2000
CAMELOT VILLAGE APTS | 13057 W Center Rd | Omaha | NE | 68144-3748 | Douglas | NE22948 | Exempt 1999 LB-66 |  | 0382402538 | 1988 | RUUD | AHWH - ANSI/Fired Water Htr | HWSD - Hot Water Dom/Potable | 2/29/2000
CAMELOT VILLAGE APTS | 13057 W Center Rd | Omaha | NE | 68144-3748 | Douglas | NE22949 | Exempt 1999 LB-66 |  | ND0795452 | 1988 | BRADFORD-WHITE | AHWH - ANSI/Fired Water Htr | HWSD - Hot Water Dom/Potable | 2/29/2000
CAMELOT VILLAGE APTS | 13057 W Center Rd | Omaha | NE | 68144-3748 | Douglas | NE22950 | Exempt 1999 LB-66 |  | A94576359 | 1994 | STATE INDUSTRIES | AHWH - ANSI/Fired Water Htr | HWSD - Hot Water Dom/Potable | 2/29/2000
CAMELOT VILLAGE APTS | 13057 W Center Rd | Omaha | NE | 68144-3748 | Douglas | NE22951 | Exempt 1999 LB-66 |  | F93746124 | 1994 | STATE INDUSTRIES | AHWH - ANSI/Fired Water Htr | HWSD - Hot Water Dom/Potable | 2/29/2000
CAMELOT VILLAGE APTS | 13057 W Center Rd | Omaha | NE | 68144-3748 | Douglas | NE22952 | Exempt 1999 LB-66 |  | B100742 | 1993 | MOR FLO | AHWH - ANSI/Fired Water Htr | HWSD - Hot Water Dom/Potable | 2/29/2000
CAMELOT VILLAGE APTS | 13057 W Center Rd | Omaha | NE | 68144-3748 | Douglas | NE22953 | Exempt 1999 LB-66 |  | MK90-0180447880 | 1990 | MOR FLO | AHWH - ANSI/Fired Water Htr | HWSD - Hot Water Dom/Potable | 2/29/2000
CAMELOT VILLAGE APTS | 13057 W Center Rd | Omaha | NE | 68144-3748 | Douglas | NE22954 | Exempt 1999 LB-66 |  | MB89-0024539830 | 1989 | AO SMITH | AHWH - ANSI/Fired Water Htr | HWSD - Hot Water Dom/Potable | 2/29/2000
CAMELOT VILLAGE APTS | 13057 W Center Rd | Omaha | NE | 68144-3748 | Douglas | NE22955 | Exempt 1999 LB-66 |  | MC0767812 | 1989 | BRADFORD-WHITE | AHWH - ANSI/Fired Water Htr | HWSD - Hot Water Dom/Potable | 2/29/2000
CAMELOT VILLAGE APTS | 13057 W Center Rd | Omaha | NE | 68144-3748 | Douglas | NE22956 | Exempt 1999 LB-66 |  | 0374-00171 | 1988 | RUUD | AHWH - ANSI/Fired Water Htr | HWSD - Hot Water Dom/Potable | 2/29/2000
CAMELOT VILLAGE APTS | 13057 W Center Rd | Omaha | NE | 68144-3748 | Douglas | NE22957 | Exempt 1999 LB-66 |  | MM91-0216114880 | 1991 | AO SMITH | AHWH - ANSI/Fired Water Htr | HWSD - Hot Water Dom/Potable | 2/29/2000
CAMELOT VILLAGE APTS | 13057 W Center Rd | Omaha | NE | 68144-3748 | Douglas | NE22958 | Exempt 1999 LB-66 |  | 0587401968 | 1988 | RUUD | AHWH - ANSI/Fired Water Htr | HWSD - Hot Water Dom/Potable | 2/29/2000
CAMELOT VILLAGE APTS | 13057 W Center Rd | Omaha | NE | 68144-3748 | Douglas | NE22959 | Exempt 1999 LB-66 |  | 0587404280 | 1988 | RUUD | AHWH - ANSI/Fired Water Htr | HWSD - Hot Water Dom/Potable | 2/29/2000
CAMELOT VILLAGE APTS | 13057 W Center Rd | Omaha | NE | 68144-3748 | Douglas | NE22960 | Exempt 1999 LB-66 |  | G97311295 | 1997 | STATE INDUSTRIES | AHWH - ANSI/Fired Water Htr | HWSD - Hot Water Dom/Potable | 2/29/2000
CAMELOT VILLAGE APTS | 13057 W Center Rd | Omaha | NE | 68144-3748 | Douglas | NE22961 | Exempt 1999 LB-66 |  | J97148877 | 1997 | STATE INDUSTRIES | AHWH - ANSI/Fired Water Htr | HWSD - Hot Water Dom/Potable | 2/29/2000
CAMELOT VILLAGE APTS | 13057 W Center Rd | Omaha | NE | 68144-3748 | Douglas | NE22962 | Exempt 1999 LB-66 |  | 0684403351 | 1998 | RUUD | AHWH - ANSI/Fired Water Htr | HWSD - Hot Water Dom/Potable | 2/29/2000
CAMELOT VILLAGE APTS | 13057 W Center Rd | Omaha | NE | 68144-3748 | Douglas | NE22963 | Exempt 1999 LB-66 |  | C89286684 | 1992 | STATE INDUSTRIES | AHWH - ANSI/Fired Water Htr | HWSD - Hot Water Dom/Potable | 2/29/2000
CAMELOT VILLAGE APTS | 13057 W Center Rd | Omaha | NE | 68144-3748 | Douglas | NE22964 | Exempt 1999 LB-66 |  | ME92-0231269830 | 1992 | AO SMITH | AHWH - ANSI/Fired Water Htr | HWSD - Hot Water Dom/Potable | 2/29/2000
CAMELOT VILLAGE APTS | 13057 W Center Rd | Omaha | NE | 68144-3748 | Douglas | NE24731 | Exempt 1999 LB-66 |  | J98299975 | 1998 | STATE INDUSTRIES | AHWH - ANSI/Fired Water Htr | HWSD - Hot Water Dom/Potable | 2/29/2000
CAMELOT VILLAGE APTS | 13057 W Center Rd | Omaha | NE | 68144-3748 | Douglas | NE24732 | Exempt 1999 LB-66 |  | C99223050 | 1999 | STATE INDUSTRIES | AHWH - ANSI/Fired Water Htr | HWSD - Hot Water Dom/Potable | 2/29/2000
CAMELOT VILLAGE APTS | 13057 W Center Rd | Omaha | NE | 68144-3748 | Douglas | NE24733 | Exempt 1999 LB-66 |  | C98192110 | 1998 | STATE INDUSTRIES | AHWH - ANSI/Fired Water Htr | HWSD - Hot Water Dom/Potable | 2/29/2000
AFFILIATED FOODS | 1306 N 13th St | Norfolk | NE | 68701-2591 | MADISON | NE07917 | Exempt | 428856 |  | 2002 | STANDARD REFRIGERATION | UFPV - Unfired Pressure Vessel | 0043 - Hydroflourocarbon Refrig | 3/31/2006
AFFILIATED FOODS | 1306 N 13th St | Norfolk | NE | 68701-2591 | MADISON | NE07918 | Exempt | 933 |  | 1988 | WHEELER TANK MFR | UFPV - Unfired Pressure Vessel | 0043 - Hydroflourocarbon Refrig | 3/31/2006
AFFILIATED FOODS | 1306 N 13th St | Norfolk | NE | 68701-2591 | MADISON | NE07919 | Exempt | 932 |  | 1988 | WHEELER TANK MFR | UFPV - Unfired Pressure Vessel | 0043 - Hydroflourocarbon Refrig | 3/31/2006
AFFILIATED FOODS | 1306 N 13th St | Norfolk | NE | 68701-2591 | MADISON | NE07920 | Exempt | 376701 |  | 1998 | STANDARD REFRIGERATION | UFPV - Unfired Pressure Vessel | 0043 - Hydroflourocarbon Refrig | 3/31/2006
AFFILIATED FOODS | 1306 N 13th St | Norfolk | NE | 68701-2591 | MADISON | NE07921 | Exempt | 376665 |  | 1998 | STANDARD REFRIGERATION | UFPV - Unfired Pressure Vessel | 0043 - Hydroflourocarbon Refrig | 3/31/2006
AFFILIATED FOODS | 1306 N 13th St | Norfolk | NE | 68701-2591 | MADISON | NE07922 | Exempt | 335589 |  | 1994 | STANDARD REFRIGERATION | UFPV - Unfired Pressure Vessel | 0043 - Hydroflourocarbon Refrig | 3/31/2006
AFFILIATED FOODS | 1306 N 13th St | Norfolk | NE | 68701-2591 | MADISON | NE07923 | Exempt | 407872 |  | 2000 | STANDARD REFRIGERATION | UFPV - Unfired Pressure Vessel | 0043 - Hydroflourocarbon Refrig | 3/31/2006
AFFILIATED FOODS | 1306 N 13th St | Norfolk | NE | 68701-2591 | MADISON | NE07924 | Exempt | 408584 |  | 2000 | STANDARD REFRIGERATION | UFPV - Unfired Pressure Vessel | 0043 - Hydroflourocarbon Refrig | 3/31/2006
AFFILIATED FOODS | 1306 N 13th St | Norfolk | NE | 68701-2591 | MADISON | NE07925 | Exempt | 408585 |  | 2000 | STANDARD REFRIGERATION | UFPV - Unfired Pressure Vessel | 0043 - Hydroflourocarbon Refrig | 3/31/2006
AFFILIATED FOODS | 1306 N 13th St | Norfolk | NE | 68701-2591 | MADISON | NE07926 | Exempt | 387111 |  | 1999 | STANDARD REFRIGERATION | UFPV - Unfired Pressure Vessel | 0043 - Hydroflourocarbon Refrig | 3/31/2006
AFFILIATED FOODS | 1306 N 13th St | Norfolk | NE | 68701-2591 | MADISON | NE07927 | Exempt | 387120 |  | 1999 | STANDARD REFRIGERATION | UFPV - Unfired Pressure Vessel | 0043 - Hydroflourocarbon Refrig | 3/31/2006
AFFILIATED FOODS | 1306 N 13th St | Norfolk | NE | 68701-2591 | MADISON | NE07928 | Exempt | 295309 |  | 1991 | STANDARD REFRIGERATION | UFPV - Unfired Pressure Vessel | 0043 - Hydroflourocarbon Refrig | 3/31/2006
AFFILIATED FOODS | 1306 N 13th St | Norfolk | NE | 68701-2591 | MADISON | NE07929 | Exempt | 295310 |  | 1991 | STANDARD REFRIGERATION | UFPV - Unfired Pressure Vessel | 0043 - Hydroflourocarbon Refrig | 3/31/2006
AFFILIATED FOODS | 1306 N 13th St | Norfolk | NE | 68701-2591 | MADISON | NE07930 | Exempt | 295304 |  | 1991 | STANDARD REFRIGERATION | UFPV - Unfired Pressure Vessel | 0043 - Hydroflourocarbon Refrig | 3/31/2006
AFFILIATED FOODS | 1306 N 13th St | Norfolk | NE | 68701-2591 | MADISON | NE07931 | Exempt | 294195 |  | 1991 | STANDARD REFRIGERATION | UFPV - Unfired Pressure Vessel | 0043 - Hydroflourocarbon Refrig | 3/31/2006
AFFILIATED FOODS | 1306 N 13th St | Norfolk | NE | 68701-2591 | MADISON | NE07932 | Exempt | 504 |  | 1986 | WHEELER TANK MFR | UFPV - Unfired Pressure Vessel | 0043 - Hydroflourocarbon Refrig | 3/31/2006
Beatrice Good Samaritan Society | 1306 S 9th St | Beatrice | NE | 68310-4919 | Gage | NE05016 | Scrapped/Junked |  | 0692001471 | 1992 | RUUD | AHWH - ANSI/Fired Water Htr | HWSD - Hot Water Dom/Potable | 10/31/2004
Beatrice Good Samaritan Society | 1306 S 9th St | Beatrice | NE | 68310-4919 | Gage | NE05058 | Inactive | 42252 | D944594 | 1994 | Lochinvar | CPFT - Horiz Cpr Fin Boiler | HWSD - Hot Water Dom/Potable | 9/30/2013
Beatrice Good Samaritan Society | 1306 S 9th St | Beatrice | NE | 68310-4919 | Gage | NE05234 | Scrapped/Junked |  | 06007868 | 1992 | AO SMITH | AHWH - ANSI/Fired Water Htr | HWSD - Hot Water Dom/Potable | 10/31/2004
Beatrice Good Samaritan Society | 1306 S 9th St | Beatrice | NE | 68310-4919 | Gage | NE12382 | Scrapped/Junked | 82149 | ML030016252/82149 | 2003 | AOSM | CHWH - ASME/Fired Water Heater | HWSD - Hot Water Dom/Potable | 9/30/2009
Beatrice Good Samaritan Society | 1306 S 9th St | Beatrice | NE | 68310-4919 | Gage | NE12383 | Scrapped/Junked | 71607 | LH021905286110/71607 | 2002 | AOSM | CHWH - ASME/Fired Water Heater | HWSD - Hot Water Dom/Potable | 9/30/2009
Beatrice Good Samaritan Society | 1306 S 9th St | Beatrice | NE | 68310-4919 | Gage | NE14691 | Inactive | 126021 | 0819M000168 | 2008 | AO SMITH | CHWH - ASME/Fired Water Heater | HWSD - Hot Water Dom/Potable | 9/30/2013
Beatrice Good Samaritan Society | 1306 S 9th St | Beatrice | NE | 68310-4919 | Gage | NE15077 | Inactive | 82142 | ML030016257/82142 | 2003 | AOSM | CHWH - ASME/Fired Water Heater | HWSD - Hot Water Dom/Potable | 9/30/2013
Beatrice Good Samaritan Society | 1306 S 9th St | Beatrice | NE | 68310-4919 | Gage | NE15787 | Inactive | 123220 | 0807M000421 | 2008 | A O Smith | CHWH - ASME/Fired Water Heater | HWSD - Hot Water Dom/Potable | 9/30/2013
Beatrice Good Samaritan Society | 1306 S 9th St | Beatrice | NE | 68310-4919 | Gage | NE15910 | Inactive |  | 0986403331 | 1986 | RHEEM MANUFACTURING CO | AHWH - ANSI/Fired Water Htr | HWSD - Hot Water Dom/Potable | 10/31/1991
Beatrice Good Samaritan Society | 1306 S 9th St | Beatrice | NE | 68310-4919 | Gage | NE15912 | Inactive |  | SNO7844062 | 1984 | RHEEM MANUFACTURING CO | AHWH - ANSI/Fired Water Htr | HWSD - Hot Water Dom/Potable | 10/31/1992
Beatrice Good Samaritan Society | 1306 S 9th St | Beatrice | NE | 68310-4919 | Gage | NE20522 | Scrapped/Junked | 49661 | 21461 | 1998 | Kewanee | FTFB - Firetube-Firebox Boiler | HWHT - Hot Water Heat | 9/30/2014
Beatrice Good Samaritan Society | 1306 S 9th St | Beatrice | NE | 68310-4919 | Gage | NE20523 | Scrapped/Junked | 49673 | 21919 | 1998 | Kewanee | FTFB - Firetube-Firebox Boiler | HWHT - Hot Water Heat | 9/30/2014
Beatrice Good Samaritan Society | 1306 S 9th St | Beatrice | NE | 68310-4919 | Gage | NE20525 | Scrapped/Junked | 47244 | LL-980789061 | 1998 | AO SMITH | CHWH - ASME/Fired Water Heater | HWSD - Hot Water Dom/Potable | 10/31/2004
Beatrice Good Samaritan Society | 1306 S 9th St | Beatrice | NE | 68310-4919 | Gage | NE21260 | Scrapped/Junked | n/a | GAK-1532 | 1997 | HYDR | CI - Cast Iron | HWHT - Hot Water Heat | 9/30/2014
Beatrice Good Samaritan Society | 1306 S 9th St | Beatrice | NE | 68310-4919 | Gage | NE21261 | Scrapped/Junked | n/a | GAK-1504 | 1997 | HYDR | CI - Cast Iron | HWHT - Hot Water Heat | 9/30/2014
J.P. Cooke Company | 1307 Howard St | Omaha | NE | 68102-2820 | Douglas | NE04656 | Scrapped/Junked |  | N41 | 1965 | KEWANEE | FTFB - Firetube-Firebox Boiler | STHT - Steam-Heat | 7/31/2008
J.P. Cooke Company | 1307 Howard St | Omaha | NE | 68102-2820 | Douglas | NE04657 | Scrapped/Junked |  | N51 | 1965 | KEWANEE | FTFB - Firetube-Firebox Boiler | STHT - Steam-Heat | 7/31/2008
J.P. Cooke Company | 1307 Howard St | Omaha | NE | 68102-2820 | Douglas | NE13801 | Active | 17006 | 08F-4913 | 2008 | Aldrich/LES | FTFB - Firetube-Firebox Boiler | STHT - Steam-Heat | 1/31/2026
J.P. Cooke Company | 1307 Howard St | Omaha | NE | 68102-2820 | Douglas | NE13802 | Active | 17005 | 08F-4912 | 2008 | Aldrich/LES | FTFB - Firetube-Firebox Boiler | STHT - Steam-Heat | 1/31/2026
Hickory Hills Elementary | 1307 Rogers Dr | Papillion | NE | 68046-6143 | Sarpy | NE11928 | Scrapped/Junked | 4268 | 85-7807 | 1985 | Aldrich | FTVT - Firetube Vertical TB | HWHT - Hot Water Heat | 7/31/2017
Hickory Hills Elementary | 1307 Rogers Dr | Papillion | NE | 68046-6143 | Sarpy | NE11933 | Scrapped/Junked | 4265 | 85-7804 | 1985 | Aldrich | FTVT - Firetube Vertical TB | HWHT - Hot Water Heat | 7/31/2022
Hickory Hills Elementary | 1307 Rogers Dr | Papillion | NE | 68046-6143 | Sarpy | NE11934 | Scrapped/Junked | 4251 | 85-7788 | 1985 | Aldrich | FTVT - Firetube Vertical TB | HWHT - Hot Water Heat | 7/31/2022
Hickory Hills Elementary | 1307 Rogers Dr | Papillion | NE | 68046-6143 | Sarpy | NE11940 | Scrapped/Junked | 4260 | 85-7799 | 1985 | Aldrich | FTVT - Firetube Vertical TB | HWHT - Hot Water Heat | 7/31/2017
Hickory Hills Elementary | 1307 Rogers Dr | Papillion | NE | 68046-6143 | Sarpy | NE11941 | Scrapped/Junked | 4270 | 85-7809 | 1985 | Aldrich | FTVT - Firetube Vertical TB | HWHT - Hot Water Heat | 7/31/2020
Hickory Hills Elementary | 1307 Rogers Dr | Papillion | NE | 68046-6143 | Sarpy | NE11942 | Scrapped/Junked | 4261 | 85-7800 | 1985 | Aldrich | FTVT - Firetube Vertical TB | HWHT - Hot Water Heat | 7/31/2020
Hickory Hills Elementary | 1307 Rogers Dr | Papillion | NE | 68046-6143 | Sarpy | NE11943 | Scrapped/Junked | 4263 | 85-7802 | 1985 | Aldrich | FTVT - Firetube Vertical TB | HWHT - Hot Water Heat | 7/31/2022
Hickory Hills Elementary | 1307 Rogers Dr | Papillion | NE | 68046-6143 | Sarpy | NE11946 | Scrapped/Junked | 4267 | 85-7806 | 1985 | Aldrich | FTVT - Firetube Vertical TB | HWHT - Hot Water Heat | 7/31/2022
Hickory Hills Elementary | 1307 Rogers Dr | Papillion | NE | 68046-6143 | Sarpy | NE11950 | Scrapped/Junked | 4274 | 85-7813 | 1985 | Aldrich | FTVT - Firetube Vertical TB | HWHT - Hot Water Heat | 7/31/2023
Hickory Hills Elementary | 1307 Rogers Dr | Papillion | NE | 68046-6143 | Sarpy | NE41877 | Active | 15217 | 20-HE138255220 | 2021 | Riello | WT - Water Tube Boiler | HWHT - Hot Water Heat | 10/31/2026
Hickory Hills Elementary | 1307 Rogers Dr | Papillion | NE | 68046-6143 | Sarpy | NE41878 | Active | 15453 | 21-HE140610121 | 2021 | Riello | WT - Water Tube Boiler | HWHT - Hot Water Heat | 10/31/2026
Hickory Hills Elementary | 1307 Rogers Dr | Papillion | NE | 68046-6143 | Sarpy | NE41879 | Active | 15454 | 21-HE140620121 | 2021 | Riello | WT - Water Tube Boiler | HWHT - Hot Water Heat | 10/31/2026
Hickory Hills Elementary | 1307 Rogers Dr | Papillion | NE | 68046-6143 | Sarpy | NE41880 | Active | 15452 | 21-HE140600121 | 2021 | Riello | WT - Water Tube Boiler | HWHT - Hot Water Heat | 10/31/2026
Spin City Laundry | 1307 S Eddy St | Grand Island | NE | 68801-7103 | HALL | NE19173 | Scrapped/Junked | 10986 |  | 1989 | WEBEN JARCO | COBL - Coil Type Boiler | HWSD - Hot Water Dom/Potable | 6/30/1998
Spin City Laundry | 1307 S Eddy St | Grand Island | NE | 68801-7103 | HALL | NE40912 | Active | 10986 | AJH70-1021 | 1989 | Weben-Jarco | COBL - Coil Type Boiler | HWSD - Hot Water Dom/Potable | 9/30/2026
PACIFIC GARDEN APARTMENTS | 1307-09 MARBEE DR | OMAHA | NE | 68124-1543 | Douglas | NE14514 | Scrapped/Junked |  |  | 1956 | NATIONAL CRANE |  | HWHT - Hot Water Heat | 11/30/2005
Rabe's Quality Meats | 13075 Renfro Cir | Omaha | NE | 68137-3118 | Douglas | NE02293 | Scrapped/Junked | 4548 | 201160 | 1987 | INDB | FTVT - Firetube Vertical TB | PROC - Process Steam | 1/31/2009
Rabe's Quality Meats | 13075 Renfro Cir | Omaha | NE | 68137-3118 | Douglas | NE12396 | Scrapped/Junked | 4902 | V86-150-189 | 1998 | Hurst | FTNT - FT Vertical Tubeless | PROC - Process Steam | 1/31/2023
Rabe's Quality Meats | 13075 Renfro Cir | Omaha | NE | 68137-3118 | Douglas | NE12618 | Active | 14422 | V551501046 | 2008 | Hurst | FTVT - Firetube Vertical TB | PROC - Process Steam | 1/31/2027
Rabe's Quality Meats | 13075 Renfro Cir | Omaha | NE | 68137-3118 | Douglas | NE43449 | Active | 26277 | V86-150-716 | 2023 | Hurst | FTNT - FT Vertical Tubeless | PROC - Process Steam | 1/31/2027
Tyson Omaha Bacon Plant | 13076 Renfro Cir | Omaha | NE | 68137-3119 | Douglas | NE03712 | Active | 3369 | P-9249 | 1978 | Kewanee | FTWB - FTS Marine Wet Back | PROC - Process Steam | 10/31/2026
Tyson Omaha Bacon Plant | 13076 Renfro Cir | Omaha | NE | 68137-3119 | Douglas | NE11519 | Active | 43304 | 10386 | 1991 | Kewanee | FTWB - FTS Marine Wet Back | PROC - Process Steam | 10/31/2026
Tyson Omaha Bacon Plant | 13076 Renfro Cir | Omaha | NE | 68137-3119 | Douglas | NE13701 | Active | 38949 | 000 | 1986 | Kewanee | FTWB - FTS Marine Wet Back | PROC - Process Steam | 10/31/2026
Tyson Omaha Bacon Plant | 13076 Renfro Cir | Omaha | NE | 68137-3119 | Douglas | NE21356 | Active | 3861 | S-1500-150-17 | 1997 | Hurst Boiler & Welding | FTWB - FTS Marine Wet Back | PROC - Process Steam | 10/31/2026
Tyson Omaha Bacon Plant | 13076 Renfro Cir | Omaha | NE | 68137-3119 | Douglas | NE22219 | Active | 17084 | 100404 | 2010 | GEA FES | UFPV - Unfired Pressure Vessel | 0033 - Oil Seperator | 7/31/2026
Tyson Omaha Bacon Plant | 13076 Renfro Cir | Omaha | NE | 68137-3119 | Douglas | NE22220 | Active | 17081 | 100401 | 2010 | GEA FES | UFPV - Unfired Pressure Vessel | 0033 - Oil Seperator | 7/31/2026
Tyson Omaha Bacon Plant | 13076 Renfro Cir | Omaha | NE | 68137-3119 | Douglas | NE22221 | Active | 17082 | 100402 | 2010 | GEA FES | UFPV - Unfired Pressure Vessel | 0033 - Oil Seperator | 7/31/2026
Tyson Omaha Bacon Plant | 13076 Renfro Cir | Omaha | NE | 68137-3119 | Douglas | NE22222 | Active | 10315 | 980165 | 1998 | Fes | UFPV - Unfired Pressure Vessel | 0033 - Oil Seperator | 7/31/2026
Tyson Omaha Bacon Plant | 13076 Renfro Cir | Omaha | NE | 68137-3119 | Douglas | NE22223 | Active | 10477 | 980327 | 1998 | Fes | UFPV - Unfired Pressure Vessel | 0033 - Oil Seperator | 7/31/2026
Tyson Omaha Bacon Plant | 13076 Renfro Cir | Omaha | NE | 68137-3119 | Douglas | NE22224 | Active | 10314 | 980164 | 1998 | Fes | UFPV - Unfired Pressure Vessel | 0033 - Oil Seperator | 7/31/2026
Tyson Omaha Bacon Plant | 13076 Renfro Cir | Omaha | NE | 68137-3119 | Douglas | NE22225 | Active | 9637 | 970412 | 1997 | Fes | UFPV - Unfired Pressure Vessel | 0033 - Oil Seperator | 7/31/2026
Tyson Omaha Bacon Plant | 13076 Renfro Cir | Omaha | NE | 68137-3119 | Douglas | NE22726 | Active | 3097 | 87212 | 1987 | Fes | UFPV - Unfired Pressure Vessel | 0033 - Oil Seperator | 7/31/2026
Tyson Omaha Bacon Plant | 13076 Renfro Cir | Omaha | NE | 68137-3119 | Douglas | NE24904 | Active | 5418 | S2000-150-13 | 1998 | Hurst Boiler & Welding | FTWB - FTS Marine Wet Back | PROC - Process Steam | 10/31/2026
UNL HEALTH CTR JIM DECAMP | 1309 N 17th St | Lincoln | NE | 68508-1278 | LANCASTER | NE01336 | Inactive | 78199 |  | 1974 | CHROMALOX PRECISION HEAT | ELBL - Electric Boiler | PROC - Process Steam | 7/31/1994
Griff Malleck | 1309 W 2nd St | McCook | NE | 69001-2518 | Red Willow | NE01316 | Inactive | N/A | 34563 | 1919 | CASE | HOBB - Hobby/Antique Boiler | 0024 - Antique Steam Tractor | 5/31/2017
NE Museum of History | 131 Centennial Mall N | Lincoln | NE | 68508-3805 | Lancaster | NE01974 | Active | 13257 | 04F-1173 | 2004 | ALES | FTVT - Firetube Vertical TB | HWHT - Hot Water Heat | 3/31/2026
NE Museum of History | 131 Centennial Mall N | Lincoln | NE | 68508-3805 | Lancaster | NE01975 | Active | 12364 | 04F-1180 | 2004 | ALES | FTVT - Firetube Vertical TB | HWHT - Hot Water Heat | 3/31/2026
NE Museum of History | 131 Centennial Mall N | Lincoln | NE | 68508-3805 | Lancaster | NE02076 | Active | 13265 | 04F-1181 | 2004 | ALES | FTVT - Firetube Vertical TB | HWHT - Hot Water Heat | 3/31/2026
NE Museum of History | 131 Centennial Mall N | Lincoln | NE | 68508-3805 | Lancaster | NE30702 | Scrapped/Junked |  | 3838 | 1966 | KEWANEE | FTFB - Firetube-Firebox Boiler | STHT - Steam-Heat | 6/30/2004
NE Museum of History | 131 Centennial Mall N | Lincoln | NE | 68508-3805 | Lancaster | NE30703 | Scrapped/Junked |  | 3831 | 1966 | KEWANEE | FTFB - Firetube-Firebox Boiler | STHT - Steam-Heat | 6/30/2004
Golden Living Center | 131 N 4th St | O'Neill | NE | 68763-1504 | Holt | NE34859 | Scrapped/Junked | N/A | 6073.124 | 1964 | Iron Fireman | FTFB - Firetube-Firebox Boiler | HWHT - Hot Water Heat | 3/31/2014
InMotion Auto Care | 131 Russwood Pkwy | Lincoln | NE | 68505-2841 | Lancaster | NE23665 | Scrapped/Junked | 225648 | G12H10225648 | 2012 | Lochinvar/Giannoni | WTSS - Watertube SS Steel | HWHF - Hot Water Heat-Floor | 1/31/2024
InMotion Auto Care | 131 Russwood Pkwy | Lincoln | NE | 68505-2841 | Lancaster | NE42706 | Active | 582673 | N1.23.04.00171 | 2023 | Lochinvar | WTSS - Watertube SS Steel | HWHF - Hot Water Heat-Floor | 3/31/2026
Tudor Arms Apartments | 131 S 39th St | Omaha | NE | 68131-3035 | Douglas | NE02269 | Scrapped/Junked |  | 1554 | 1987 | RHEEM MANUFACTURING CO | AHWH - ANSI/Fired Water Htr | HWSD - Hot Water Dom/Potable | 8/31/1999
Tudor Arms Apartments | 131 S 39th St | Omaha | NE | 68131-3035 | Douglas | NE04862 | Scrapped/Junked | 8061 | 90-22287 | 1990 | Rite | WT - Water Tube Boiler | STHT - Steam-Heat | 3/31/2022
Tudor Arms Apartments | 131 S 39th St | Omaha | NE | 68131-3035 | Douglas | NE24798 | Scrapped/Junked | 48325 | M9848325 | 1998 | AOSM | COBL - Coil Type Boiler | HWSD - Hot Water Dom/Potable | 3/31/2023
Tudor Arms Apartments | 131 S 39th St | Omaha | NE | 68131-3035 | Douglas | NE35319 | Scrapped/Junked |  |  | 1930 | FROST | FT - Firetube Boiler | STHT - Steam-Heat | 8/31/1990
Tudor Arms Apartments | 131 S 39th St | Omaha | NE | 68131-3035 | Douglas | NE42186 | Active | 156190 | 156190 | 2022 | Columbia | FT - Firetube Boiler | STHT - Steam-Heat | 3/31/2026
Tudor Arms Apartments | 131 S 39th St | Omaha | NE | 68131-3035 | Douglas | NE42187 | Active | 545377 | D1.22.02.00565 | 2022 | Lochinvar | CHWH - ASME/Fired Water Heater | HWSD - Hot Water Dom/Potable | 3/31/2026
Hall County Annex | 131 S Locust St | Grand Island | NE | 68801-6092 | Hall | NE07708 | Scrapped/Junked |  |  | 2005 | BRDW | CHWH - ASME/Fired Water Heater | HWDP - Hotwater Heat & Dom Supply | 5/31/2008
Hall County Annex | 131 S Locust St | Grand Island | NE | 68801-6092 | Hall | NE08590 | Out of Service | 55512 | 70512 | 2001 | BRDW | CHWH - ASME/Fired Water Heater | HWSD - Hot Water Dom/Potable | 5/31/2009
Hall County Annex | 131 S Locust St | Grand Island | NE | 68801-6092 | Hall | NE08977 | Scrapped/Junked | 55793 | 70793 | 2001 | BRADFORD-WHITE | CHWH - ASME/Fired Water Heater | HWSD - Hot Water Dom/Potable | 5/31/2011
Hall County Annex | 131 S Locust St | Grand Island | NE | 68801-6092 | Hall | NE16931 | Scrapped/Junked | 46426 |  | 1994 | STATE INDUSTRIES | CHWH - ASME/Fired Water Heater | HWSD - Hot Water Dom/Potable | 5/31/2002
Hall County Annex | 131 S Locust St | Grand Island | NE | 68801-6092 | Hall | NE17536 | Active | 217137 | B09H217137 | 2009 | Lochinvar | FTVT - Firetube Vertical TB | HWHT - Hot Water Heat | 5/31/2026
Hall County Annex | 131 S Locust St | Grand Island | NE | 68801-6092 | Hall | NE17537 | Active | 217138 | B09H217138 | 2009 | Lochinvar | FTVT - Firetube Vertical TB | HWHT - Hot Water Heat | 5/31/2026
Hall County Annex | 131 S Locust St | Grand Island | NE | 68801-6092 | Hall | NE17538 | Active | 216947 | B09H216947 | 2009 | Lochinvar | FTVT - Firetube Vertical TB | HWHT - Hot Water Heat | 5/31/2026
Hall County Annex | 131 S Locust St | Grand Island | NE | 68801-6092 | Hall | NE30876 | Scrapped/Junked | 73334 |  | 1996 | RHEEM MANUFACTURING CO | CHWH - ASME/Fired Water Heater | HWSD - Hot Water Dom/Potable | 5/31/2002
Hall County Annex | 131 S Locust St | Grand Island | NE | 68801-6092 | Hall | NE35234 | Scrapped/Junked | 29018 |  | 1977 | KEWA | FTFB - Firetube-Firebox Boiler | STHT - Steam-Heat | 5/31/2009
Hall County Annex | 131 S Locust St | Grand Island | NE | 68801-6092 | Hall | NE35235 | Scrapped/Junked | 28952 | P-7358 | 1977 | KEWA | FTFB - Firetube-Firebox Boiler | STHT - Steam-Heat | 5/31/2009
Hall County Annex | 131 S Locust St | Grand Island | NE | 68801-6092 | Hall | NE35238 | Scrapped/Junked |  | 21BJ23 | 1957 | AMST | CI - Cast Iron | HWHT - Hot Water Heat | 5/31/2009
Hall County Annex | 131 S Locust St | Grand Island | NE | 68801-6092 | Hall | NE35239 | Scrapped/Junked |  | 8-66 | 1957 | USRA | CI - Cast Iron | HWHT - Hot Water Heat | 5/31/2009
Sandhills Global | 131 W Grand Dr | Lincoln | NE | 68521-4414 | Lancaster | NE07774 | Scrapped/Junked | 8292 | 95-E4983 | 1995 | ALES | FTVT - Firetube Vertical TB | HWHT - Hot Water Heat | 12/31/2025
Sandhills Global | 131 W Grand Dr | Lincoln | NE | 68521-4414 | Lancaster | NE07775 | Scrapped/Junked | 8293 | 95-E4984 | 1995 | ALES | FTVT - Firetube Vertical TB | HWHT - Hot Water Heat | 12/31/2025
Sandhills Global | 131 W Grand Dr | Lincoln | NE | 68521-4414 | Lancaster | NE07776 | Scrapped/Junked | 8291 | 95-E4982 | 1995 | ALES | FTVT - Firetube Vertical TB | HWHT - Hot Water Heat | 12/31/2025
Sandhills Global | 131 W Grand Dr | Lincoln | NE | 68521-4414 | Lancaster | NE43813 | Active | 329079 | T25329079 | 2025 | Laars | VTWT - Vert Watertube | HWHT - Hot Water Heat | 12/31/2026
Sandhills Global | 131 W Grand Dr | Lincoln | NE | 68521-4414 | Lancaster | NE43814 | Active | 329080 | T25329080 | 2025 | Laars | VTWT - Vert Watertube | HWHT - Hot Water Heat | 12/31/2026
Apartment Building - Sanchez | 1310 B St | Lincoln | NE | 68502-1332 | Lancaster | NE01546 | Active | N/A | 60-9702 | 1978 | Peerless | CI - Cast Iron | HWHT - Hot Water Heat | 9/30/2026
Burlington Car Wash | 1310 Burlington St | Holdrege | NE | 68949-1305 | Phelps | NE17973 | Scrapped/Junked | n/a | 0 | 2009 | Rheem/Ruud | AHWH - ANSI/Fired Water Htr | HWFP - Floor Heat & Nonpotable | 9/30/2010
Burlington Car Wash | 1310 Burlington St | Holdrege | NE | 68949-1305 | Phelps | NE19490 | Scrapped/Junked | 11042 | EMM01499 | 2009 | Noritz | CPFT - Horiz Cpr Fin Boiler | GLFH - Glycol Floor Heat System | 3/31/2022
Burlington Car Wash | 1310 Burlington St | Holdrege | NE | 68949-1305 | Phelps | NE21482 | Scrapped/Junked | 11619 | EMM01576 | 2009 | Noritz | CPFH - Copper Fin Water Heater | HWSP - Hot Water Non Potable Supply | 3/31/2021
Burlington Car Wash | 1310 Burlington St | Holdrege | NE | 68949-1305 | Phelps | NE40472 | Scrapped/Junked | 31106 |  | 1997 | WEBJ | COBL - Coil Type Boiler | HWHT - Hot Water Heat | 9/30/2010
Burlington Car Wash | 1310 Burlington St | Holdrege | NE | 68949-1305 | Phelps | NE40473 | Scrapped/Junked | 88404 | E989676 | 1996 | Lochinvar | CPFT - Horiz Cpr Fin Boiler | HWSP - Hot Water Non Potable Supply | 9/30/2011
Burlington Car Wash | 1310 Burlington St | Holdrege | NE | 68949-1305 | Phelps | NE41183 | Active | 204150 | 20VC603384430 | 2020 | AIC | COBL - Coil Type Boiler | HWFS - HW Heat - Floor & Sidewalk | 12/31/2026
Burlington Car Wash | 1310 Burlington St | Holdrege | NE | 68949-1305 | Phelps | NE41184 | Active | 243835 | 21VC603384940 | 2021 | AIC | COBL - Coil Type Boiler | HWFS - HW Heat - Floor & Sidewalk | 12/31/2026
Sara Lee Fresh Bakery | 1310 Fort Crook Rd N | Bellevue | NE | 68005-4239 | Sarpy | NE08252 | Inactive | 27046 | SL88-27046L3 | 1988 | AO SMITH | CHWH - ASME/Fired Water Heater | HWSD - Hot Water Dom/Potable | 1/31/2025
Sara Lee Fresh Bakery | 1310 Fort Crook Rd N | Bellevue | NE | 68005-4239 | Sarpy | NE08253 | Inactive | 27047 | SL88-27047 | 1988 | AO SMITH | CHWH - ASME/Fired Water Heater | HWSD - Hot Water Dom/Potable | 1/31/2022
Sara Lee Fresh Bakery | 1310 Fort Crook Rd N | Bellevue | NE | 68005-4239 | Sarpy | NE15331 | Inactive | 67058 | L85369 | 1988 | Cleaver Brooks | FTSM - FTS Marine Dry Back | PROC - Process Steam | 1/31/2024
Sara Lee Fresh Bakery | 1310 Fort Crook Rd N | Bellevue | NE | 68005-4239 | Sarpy | NE23244 | Inactive | 50031 | 21546 | 1998 | Kewanee | FT - Firetube Boiler | PROC - Process Steam | 1/31/2024
Hamilton Street LLC | 1310 N 29th St | Omaha | NE | 68131-1500 | Douglas | NE16440 | Scrapped/Junked | N/A | GEM-13246 | 1979 | PEER | CI - Cast Iron | HWHT - Hot Water Heat | 2/28/2013
Hamilton Street LLC | 1310 N 29th St | Omaha | NE | 68131-1500 | Douglas | NE16441 | Inactive |  | SN5647 | 1968 | PEERLESS HEATER COMPANY |  | STHT - Steam-Heat | 10/31/1995
SISTERS OF GOOD SHEPERD | 1310 N 29th St | Omaha | NE | 68131-1500 | Douglas | NE37679 | Inactive |  | 210125W | 1965 | PEERLESS HEATER COMPANY |  | STHT - Steam-Heat | 1/31/1990
HAMILTON APARTMENTS | 1310 N 49th St | Omaha | NE | 68132-1658 | Douglas | NE21785 | Exempt 1999 LB-66 |  | M91896520 | 1991 | STATE INDUSTRIES | AHWH - ANSI/Fired Water Htr | HWSD - Hot Water Dom/Potable | 5/31/2000
HAMILTON APARTMENTS | 1310 N 49th St | Omaha | NE | 68132-1658 | Douglas | NE21786 | Exempt 1999 LB-66 |  | 1282403876 | 1982 | RUUD | AHWH - ANSI/Fired Water Htr | HWSD - Hot Water Dom/Potable | 5/31/2000
4 STAR LAUNDRY AND SUPPLY | 1310 S 15th St | Plattsmouth | NE | 68048-2379 | CASS | NE02323 | Scrapped/Junked | 88022 | H04407671/88022 | 2004 | AOSMITH-CODE/STATE FINAL | CHWH - ASME/Fired Water Heater | HWSD - Hot Water Dom/Potable | 5/31/2008
4 STAR LAUNDRY AND SUPPLY | 1310 S 15th St | Plattsmouth | NE | 68048-2379 | CASS | NE40521 | Scrapped/Junked |  | C90330140 | 1990 | STATE INDUSTRIES | AHWH - ANSI/Fired Water Htr | HWSD - Hot Water Dom/Potable | 5/31/2005
Wheatland Public School | 131008 Cty Rd 5 | Lyman | NE | 69352-1967 | SCOTTS BLUFF | NE33028 | Inactive | n/a | W2010 | 1960 | AMST | CI - Cast Iron | HWHT - Hot Water Heat | 2/28/2007
BORDERS BOOKS | 13105 Birch Dr | Omaha | NE | 68164-5222 | Douglas | NE12940 | Exempt 1999 LB-66 |  | C941207 | 1994 | LOCHINVAR | AHWH - ANSI/Fired Water Htr | HWSD - Hot Water Dom/Potable | 12/31/1999
Gothenburg Grade School | 1311 Avenue G | Gothenburg | NE | 69138-1713 | Dawson | NE03915 | Scrapped/Junked | N/A | 872295 | 1972 | Loch | AHWH - ANSI/Fired Water Htr | HWSD - Hot Water Dom/Potable | 8/31/2012
Gothenburg Grade School | 1311 Avenue G | Gothenburg | NE | 69138-1713 | Dawson | NE32541 | Scrapped/Junked | N/A | 11326 | 1956 | National Steel | FTFB - Firetube-Firebox Boiler | HWHT - Hot Water Heat | 2/28/2021
Speedway Vacant | 1311 M St | Lincoln | NE | 68508-2539 | Lancaster | NE18774 | Active | N/A | 610339-20811 | 2009 | Peerless | CI - Cast Iron | STHT - Steam-Heat | 10/31/2026
Speedway Vacant | 1311 M St | Lincoln | NE | 68508-2539 | Lancaster | NE39176 | Scrapped/Junked |  | 2111091-G | 1960 | PEER | CI - Cast Iron | STHT - Steam-Heat | 3/31/2010
Kellom Elementary | 1311 N 24th St | Omaha | NE | 68102-4010 | Douglas | NE28095 | Active | 20284 | 19F-8192 | 2019 | Aldrich | FT - Firetube Boiler | STHT - Steam-Heat | 12/31/2025
Kellom Elementary | 1311 N 24th St | Omaha | NE | 68102-4010 | Douglas | NE31209 | Active | n/a | N8857 | 1968 | Kewanee | FTFB - Firetube-Firebox Boiler | STHT - Steam-Heat | 12/31/2025
Kellom Elementary | 1311 N 24th St | Omaha | NE | 68102-4010 | Douglas | NE31210 | Scrapped/Junked | n/a | N8854 | 1968 | Kewanee | FTFB - Firetube-Firebox Boiler | STHT - Steam-Heat | 12/31/2019
Kellom Elementary | 1311 N 24th St | Omaha | NE | 68102-4010 | Douglas | NE31233 | Scrapped/Junked |  | 6057 | 1975 | Sellers Engineering | FT - Firetube Boiler | HWHT - Hot Water Heat | 6/30/2000
Midwest PMS | 1311 Road B | Bradshaw | NE | 68319-4000 | York | NE22309 | Scrapped/Junked | 1605 | 0-15684 | 1956 | Cleaver Brooks | FTSM - FTS Marine Dry Back | PROC - Process Steam | 7/31/2016
Midwest PMS | 1311 Road B | Bradshaw | NE | 68319-4000 | York | NE26532 | Active | 18239 | 18239 | 2016 | Superior Boiler Works | FTHT - Firetube Horizontal | PROC - Process Steam | 8/31/2026
Grace UniversityAdminstration Bldg | 1311 S 9th St | Omaha | NE | 68108-3629 | Douglas | NE03970 | Scrapped/Junked | 1090 | 0-8954 | 1950 | Cleaver Brooks | FTSM - FTS Marine Dry Back | STHT - Steam-Heat | 9/30/2018
Grace UniversityAdminstration Bldg | 1311 S 9th St | Omaha | NE | 68108-3629 | Douglas | NE23161 | Scrapped/Junked | 310 | 08977019 | 2006 | RUSC | WT - Water Tube Boiler | HWSD - Hot Water Dom/Potable | 9/30/2018
Grace UniversityAdminstration Bldg | 1311 S 9th St | Omaha | NE | 68108-3629 | Douglas | NE25513 | Out of Service | 10645 | 99E-8338 | 1999 | Aldrich | FTFB - Firetube-Firebox Boiler | STHT - Steam-Heat | 9/30/2018
Grace UniversityAdminstration Bldg | 1311 S 9th St | Omaha | NE | 68108-3629 | Douglas | NE33073 | Inactive |  | 109039 | 1949 | PACIFIC | FT - Firetube Boiler | STHT - Steam-Heat | 7/31/1996
BEBOS | 13110 Birch Dr | Omaha | NE | 68164-4160 | Douglas | NE21733 | Exempt 1999 LB-66 |  | MH96-0566553 | 1996 | AO SMITH | AHWH - ANSI/Fired Water Htr | HWSD - Hot Water Dom/Potable | 12/31/1999
Old Chicago Restaurant #36 | 13110 Birch Dr Ste 180 | Omaha | NE | 68164-4160 | Douglas | NE13803 | Scrapped/Junked | 130980 | 0840M000574 | 2008 | AO SMITH | CHWH - ASME/Fired Water Heater | HWSD - Hot Water Dom/Potable | 8/31/2024
Old Chicago Restaurant #36 | 13110 Birch Dr Ste 180 | Omaha | NE | 68164-4160 | Douglas | NE21729 | Scrapped/Junked | 34872 |  | 1996 | AOSM | CHWH - ASME/Fired Water Heater | HWSD - Hot Water Dom/Potable | 12/31/2008
Avidor - Omaha | 13110 Sterling Ridge Dr | Omaha | NE | 68144-1296 | Douglas | NE28855 | Active | 263822 | 263822 | 2019 | AO SMITH | CHWH - ASME/Fired Water Heater | HWSD - Hot Water Dom/Potable | 8/31/2026
Avidor - Omaha | 13110 Sterling Ridge Dr | Omaha | NE | 68144-1296 | Douglas | NE28856 | Active | 263982 | 263982 | 2019 | AO SMITH | CHWH - ASME/Fired Water Heater | HWSD - Hot Water Dom/Potable | 8/31/2026
Avidor - Omaha | 13110 Sterling Ridge Dr | Omaha | NE | 68144-1296 | Douglas | NE28857 | Active | 263501 | 263501 | 2019 | AO SMITH | CHWH - ASME/Fired Water Heater | HWSD - Hot Water Dom/Potable | 8/31/2026
Avidor - Omaha | 13110 Sterling Ridge Dr | Omaha | NE | 68144-1296 | Douglas | NE28858 | Active | 263981 | 263981 | 2019 | AO SMITH | CHWH - ASME/Fired Water Heater | HWSD - Hot Water Dom/Potable | 8/31/2026
Congregation Temple Israel | 13111 Sterling Ridge Dr | Omaha | NE | 68144-1206 | Douglas | NE23931 | Active | 173545 | 173545 | 2012 | AO SMITH | CHWH - ASME/Fired Water Heater | HWSD - Hot Water Dom/Potable | 8/31/2026
Congregation Temple Israel | 13111 Sterling Ridge Dr | Omaha | NE | 68144-1206 | Douglas | NE23932 | Active | 170094 | 170094 | 2012 | AO SMITH | CHWH - ASME/Fired Water Heater | HWSD - Hot Water Dom/Potable | 8/31/2026
Congregation Temple Israel | 13111 Sterling Ridge Dr | Omaha | NE | 68144-1206 | Douglas | NE23933 | Active | 53419 | K12H00053419 | 2012 | Lochinvar | WTSS - Watertube SS Steel | HWHT - Hot Water Heat | 8/31/2026
Congregation Temple Israel | 13111 Sterling Ridge Dr | Omaha | NE | 68144-1206 | Douglas | NE23934 | Active | 53506 | K12H00053506 | 2012 | Lochinvar | WTSS - Watertube SS Steel | HWHT - Hot Water Heat | 8/31/2026
Roosevelt Elementary | 1312 9th Ave | Scottsbluff | NE | 69361-3790 | Scotts Bluff | NE00206 | Scrapped/Junked | 102659 | 3163 | 1999 | Lochinvar | CPFT - Horiz Cpr Fin Boiler | HWHT - Hot Water Heat | 3/31/2017
Roosevelt Elementary | 1312 9th Ave | Scottsbluff | NE | 69361-3790 | Scotts Bluff | NE00207 | Scrapped/Junked | 102924 | 3164 | 1999 | Lochinvar | CPFT - Horiz Cpr Fin Boiler | HWHT - Hot Water Heat | 3/31/2024
Roosevelt Elementary | 1312 9th Ave | Scottsbluff | NE | 69361-3790 | Scotts Bluff | NE05185 | Scrapped/Junked | 47239 | 3638 | 1994 | STATE INDUSTRIES | CHWH - ASME/Fired Water Heater | HWSD - Hot Water Dom/Potable | 6/30/2006
Roosevelt Elementary | 1312 9th Ave | Scottsbluff | NE | 69361-3790 | Scotts Bluff | NE26882 | Scrapped/Junked | 266007 | G14h00266007 | 1999 | Lochinvar | CPFT - Horiz Cpr Fin Boiler | HWHT - Hot Water Heat | 3/31/2024
Roosevelt Elementary | 1312 9th Ave | Scottsbluff | NE | 69361-3790 | Scotts Bluff | NE42500 | Active | 402354 | 23402354 | 2023 | Lochinvar | CPFT - Horiz Cpr Fin Boiler | HWHT - Hot Water Heat | 12/31/2026
Roosevelt Elementary | 1312 9th Ave | Scottsbluff | NE | 69361-3790 | Scotts Bluff | NE42501 | Active | 402431 | 23402431 | 2023 | Lochinvar | CPFT - Horiz Cpr Fin Boiler | HWHT - Hot Water Heat | 12/31/2026
Dundee Creek Apartments | 1312 N 49th Ave | Omaha | NE | 68132-1543 | Douglas | NE12825 | Out of Service | n/a | n/a | 1950 | Kewanee | FTFB - Firetube-Firebox Boiler | HWHT - Hot Water Heat | 3/31/2019
Dundee Creek Apartments | 1312 N 49th Ave | Omaha | NE | 68132-1543 | Douglas | NE27744 | Active | 435007 | 1826110923233 | 2018 | Sermeta/Lochinvar | FT - Firetube Boiler | HWHT - Hot Water Heat | 12/31/2026
Westbrook Elementary | 1312 Robertson Dr | Omaha | NE | 68114-1520 | Douglas | NE26627 | Active | 73917 | G-16-0533 | 2016 | Aerco | COND - Condenser | HWHT - Hot Water Heat | 7/31/2026
Westbrook Elementary | 1312 Robertson Dr | Omaha | NE | 68114-1520 | Douglas | NE26628 | Active | 73918 | G-16-0534 | 2016 | Aerco | COND - Condenser | HWHT - Hot Water Heat | 7/31/2026
Westbrook Elementary | 1312 Robertson Dr | Omaha | NE | 68114-1520 | Douglas | NE33351 | Scrapped/Junked | n/a | K9691 | 1959 | Kewanee | FT - Firetube Boiler | STHT - Steam-Heat | 7/31/2016
Westbrook Elementary | 1312 Robertson Dr | Omaha | NE | 68114-1520 | Douglas | NE33352 | Scrapped/Junked | n/a | L263 | 1959 | Kewanee | FTSM - FTS Marine Dry Back | STHT - Steam-Heat | 7/31/2016
Bethel Lutheran Church- BMIC #357985 | 1312 S 45th St | Omaha | NE | 68106-2035 | Douglas | NE16442 | Scrapped/Junked | 22481 | H913497 | 1991 | Lochinvar | CPFT - Horiz Cpr Fin Boiler | HWHT - Hot Water Heat | 11/30/2016
Bethel Lutheran Church- BMIC #357985 | 1312 S 45th St | Omaha | NE | 68106-2035 | Douglas | NE26620 | Active | 278692 | 15278692 | 2015 | Lochinvar | CPFT - Horiz Cpr Fin Boiler | HWHT - Hot Water Heat | 11/30/2025
Centris Federal Credit Union | 13120 Pierce St | Omaha | NE | 68144-1131 | Douglas | NE29003 | Active | 85406 | G-19-2249 | 2019 | Aerco | FT - Firetube Boiler | GLYC - Glycol Bldg Heat Sys | 1/31/2026
Centris Federal Credit Union | 13120 Pierce St | Omaha | NE | 68144-1131 | Douglas | NE29004 | Active | 87907 | G-20-1575 | 2020 | Aerco | FT - Firetube Boiler | GLYC - Glycol Bldg Heat Sys | 1/31/2026
Centris Federal Credit Union | 13120 Pierce St | Omaha | NE | 68144-1131 | Douglas | NE29005 | Active | 85404 | G-19-2249 | 2019 | Aerco | FT - Firetube Boiler | GLYC - Glycol Bldg Heat Sys | 1/31/2026
Northeast Nebraska Juvenile Services | 1313 1/2 N Main St | Madison | NE | 68748-6062 | Madison | NE08995 | Active | 1543 | 380-PU | 1996 | Fulton | FTUT - Firetube U-Tube Vert | HWHT - Hot Water Heat | 4/30/2026
Northeast Nebraska Juvenile Services | 1313 1/2 N Main St | Madison | NE | 68748-6062 | Madison | NE08996 | Active | 92339 | 099792339 | 1997 | Pvi | CHWH - ASME/Fired Water Heater | HWSD - Hot Water Dom/Potable | 4/30/2026
Bldg demolished | 1313 Eldon Dr | Lincoln | NE | 68510-5024 | Lancaster | NE06914 | Scrapped/Junked | 247054 | 0602247054 | 2006 | Raypak | CPFT - Horiz Cpr Fin Boiler | HWSD - Hot Water Dom/Potable | 8/31/2012
Bldg demolished | 1313 Eldon Dr | Lincoln | NE | 68510-5024 | Lancaster | NE18460 | Scrapped/Junked | 44974 | 84850 | 1994 | AJAX BOILER INC | COBL - Coil Type Boiler | HWSD - Hot Water Dom/Potable | 8/31/2006
Bldg demolished | 1313 Eldon Dr | Lincoln | NE | 68510-5024 | Lancaster | NE39148 | Scrapped/Junked | n/a | 0-3025 | 1970 | Kewanee | FTFB - Firetube-Firebox Boiler | HWHT - Hot Water Heat | 8/31/2012
Bldg demolished | 1313 Eldon Dr | Lincoln | NE | 68510-5024 | Lancaster | NE39149 | Scrapped/Junked | n/a | M2121 | 1962 | Kewanee | FTFB - Firetube-Firebox Boiler | HWHT - Hot Water Heat | 8/31/2012
Bldg demolished | 1313 Eldon Dr | Lincoln | NE | 68510-5024 | Lancaster | NE39150 | Scrapped/Junked | n/a | M2122 | 1962 | Kewanee | FTFB - Firetube-Firebox Boiler | HWHT - Hot Water Heat | 8/31/2012
NE State Office Building | 1313 Farnam St | Omaha | NE | 68102-1881 | Douglas | NE10388 | Scrapped/Junked | 71513 | LH021902978110 | 2002 | AO SMITH | CHWH - ASME/Fired Water Heater | HWSD - Hot Water Dom/Potable | 3/31/2022
NE State Office Building | 1313 Farnam St | Omaha | NE | 68102-1881 | Douglas | NE15788 | Active | 17645 | 09F-5552 | 2009 | Les Inc/Aldrich Co | FTHT - Firetube Horizontal | HWHT - Hot Water Heat | 3/31/2026
NE State Office Building | 1313 Farnam St | Omaha | NE | 68102-1881 | Douglas | NE15789 | Active | 17644 | 09F-5551 | 2009 | Les Inc/Aldrich Co | FTHT - Firetube Horizontal | HWHT - Hot Water Heat | 3/31/2026
NE State Office Building | 1313 Farnam St | Omaha | NE | 68102-1881 | Douglas | NE26254 | Active | 148406 | 148406 | 2015 | State Industries | ELWH - Electric Water Heater | HWSD - Hot Water Dom/Potable | 3/31/2026
NE State Office Building | 1313 Farnam St | Omaha | NE | 68102-1881 | Douglas | NE30043 | Scrapped/Junked | 31889 | R-0230 | 1979 | KEWA | FTFB - Firetube-Firebox Boiler | HWHT - Hot Water Heat | 3/31/2010
NE State Office Building | 1313 Farnam St | Omaha | NE | 68102-1881 | Douglas | NE30044 | Active | 31774 | R-0139 | 1978 | Kewanee | FTFB - Firetube-Firebox Boiler | HWHT - Hot Water Heat | 3/31/2026
NE State Office Building | 1313 Farnam St | Omaha | NE | 68102-1881 | Douglas | NE30045 | Scrapped/Junked | 31000 | P-9311 | 1978 | KEWA | FTFB - Firetube-Firebox Boiler | HWHT - Hot Water Heat | 3/31/2010
NE State Office Building | 1313 Farnam St | Omaha | NE | 68102-1881 | Douglas | NE30046 | Scrapped/Junked | 20592 | AA82-20592-820 | 1982 | AO SMITH | CHWH - ASME/Fired Water Heater | HWSD - Hot Water Dom/Potable | 12/31/2002
NORMAN RIPS | 1313 Jackson St | Omaha | NE | 68102-2828 | Douglas | NE03441 | Inactive | 12583 |  | 1980 | BURNHAM COMM/INDUST | FT - Firetube Boiler | STHT - Steam-Heat | 9/30/1993
Grace Abbott Elementary | 1313 N 156th St | Omaha | NE | 68118-2371 | Douglas | NE32806 | Scrapped/Junked | 24814 | 8091349 | 1982 | Teledyne Laars | CPFT - Horiz Cpr Fin Boiler | HWSD - Hot Water Dom/Potable | 7/31/2020
Grace Abbott Elementary | 1313 N 156th St | Omaha | NE | 68118-2371 | Douglas | NE32816 | Scrapped/Junked | 34578 | 2386 | 1980 | Kewanee | FTFB - Firetube-Firebox Boiler | HWHT - Hot Water Heat | 8/31/2023
Grace Abbott Elementary | 1313 N 156th St | Omaha | NE | 68118-2371 | Douglas | NE32817 | Scrapped/Junked | 34565 | 2385 | 1980 | Kewanee | FTFB - Firetube-Firebox Boiler | HWHT - Hot Water Heat | 8/31/2023
Grace Abbott Elementary | 1313 N 156th St | Omaha | NE | 68118-2371 | Douglas | NE43413 | Active | 16846 | 21-HE154521021 | 2021 | Riello | WT - Water Tube Boiler | HWHT - Hot Water Heat | 8/31/2026
Grace Abbott Elementary | 1313 N 156th St | Omaha | NE | 68118-2371 | Douglas | NE43414 | Active | 16869 | 21-HE154751021 | 2021 | Riello | WT - Water Tube Boiler | HWHT - Hot Water Heat | 8/31/2026
Grace Abbott Elementary | 1313 N 156th St | Omaha | NE | 68118-2371 | Douglas | NE43415 | Active | 16867 | 21-HE154731021 | 2021 | Riello | WT - Water Tube Boiler | HWHT - Hot Water Heat | 8/31/2026
Grace Abbott Elementary | 1313 N 156th St | Omaha | NE | 68118-2371 | Douglas | NE43416 | Active | 16868 | 21-HE1-54741021 | 2021 | Riello | WT - Water Tube Boiler | HWHT - Hot Water Heat | 8/31/2026
KELLEY'S HILLTOP LANES | 1313 N 48th Ave | Omaha | NE | 68132-1612 | Douglas | NE07773 | Inactive | 4289 | 4289-5 | 1965 | RITE ENGINEERING | WT - Water Tube Boiler | HWHT - Hot Water Heat | 4/30/2006
Dundy County Hospital | 1313 N Cheyenne St | Benkelman | NE | 69021-3074 | Dundy | NE00781 | Scrapped/Junked | 15912 | 24321 | 2000 | AMSCO | ELBL - Electric Boiler | 0020 - Supp to Sterlizer/Autoclave | 6/30/2008
Dundy County Hospital | 1313 N Cheyenne St | Benkelman | NE | 69021-3074 | Dundy | NE05002 | Scrapped/Junked | 13143 |  | 1991 | AO SMITH | CHWH - ASME/Fired Water Heater | HWSD - Hot Water Dom/Potable | 6/30/2003
Dundy County Hospital | 1313 N Cheyenne St | Benkelman | NE | 69021-3074 | Dundy | NE05273 | Scrapped/Junked | 4908 |  | 1976 | AMSCO | ELBL - Electric Boiler | PROC - Process Steam | 6/30/2001
Dundy County Hospital | 1313 N Cheyenne St | Benkelman | NE | 69021-3074 | Dundy | NE05923 | Scrapped/Junked | 68392 | E02-68392 | 2002 | AOSM | COBL - Coil Type Boiler | HWSD - Hot Water Dom/Potable | 6/30/2012
Dundy County Hospital | 1313 N Cheyenne St | Benkelman | NE | 69021-3074 | Dundy | NE10579 | Active | 95352 | URNG1202G02597 | 2002 | RHEE | CHWH - ASME/Fired Water Heater | HWSD - Hot Water Dom/Potable | 6/30/2026
Dundy County Hospital | 1313 N Cheyenne St | Benkelman | NE | 69021-3074 | Dundy | NE13439 | Active | 4915 | 33392 | 2007 | CHRO | ELBL - Electric Boiler | PROC - Process Steam | 6/30/2026
Dundy County Hospital | 1313 N Cheyenne St | Benkelman | NE | 69021-3074 | Dundy | NE21441 | Active | C33160 | 1144M001722 | 2011 | A O Smith | COBL - Coil Type Boiler | HWSD - Hot Water Dom/Potable | 6/30/2026
Dundy County Hospital | 1313 N Cheyenne St | Benkelman | NE | 69021-3074 | Dundy | NE35191 | Scrapped/Junked | 7940 | N-7940 | 1967 | KEWA | FTFB - Firetube-Firebox Boiler | GLYC - Glycol Bldg Heat Sys | 6/30/2023
Dundy County Hospital | 1313 N Cheyenne St | Benkelman | NE | 69021-3074 | Dundy | NE35192 | Scrapped/Junked | 7946 | N7946 | 1967 | KEWA | FTFB - Firetube-Firebox Boiler | GLYC - Glycol Bldg Heat Sys | 6/30/2022
Dundy County Hospital | 1313 N Cheyenne St | Benkelman | NE | 69021-3074 | Dundy | NE35194 | Scrapped/Junked | 17786 |  | 1981 | AO SMITH | CHWH - ASME/Fired Water Heater | HWSD - Hot Water Dom/Potable | 6/30/2002
Dundy County Hospital | 1313 N Cheyenne St | Benkelman | NE | 69021-3074 | Dundy | NE41691 | Active | NA | 2239380 | 2022 | Advanced Thermal Hydronics | CI - Cast Iron | GLYC - Glycol Bldg Heat Sys | 6/30/2026
Dundy County Hospital | 1313 N Cheyenne St | Benkelman | NE | 69021-3074 | Dundy | NE41692 | Active | NA | 2239379 | 2022 | Advanced Thermal Hydronics | CI - Cast Iron | GLYC - Glycol Bldg Heat Sys | 6/30/2026
SAUNDERS HOUSE | 1313 N Hackberry St | Wahoo | NE | 68066-1148 | SAUNDERS | NE21258 | Exempt 1999 LB-66 |  | M96-980670 | 1996 | STATE INDUSTRIES | AHWH - ANSI/Fired Water Htr | HWSD - Hot Water Dom/Potable | 11/30/1999
SAUNDERS HOUSE | 1313 N Hackberry St | Wahoo | NE | 68066-1148 | SAUNDERS | NE21259 | Exempt 1999 LB-66 |  | M96-980672 | 1996 | STATE INDUSTRIES | AHWH - ANSI/Fired Water Htr | HWSD - Hot Water Dom/Potable | 11/30/1999
Elkhorn Valley View Middle School | 1313 S 208th St | Elkhorn | NE | 68022-2022 | Douglas | NE20729 | Active | 129882 | 129882 | 2010 | PVI Industries | CHWH - ASME/Fired Water Heater | HWSD - Hot Water Dom/Potable | 7/31/2024
Armbrust Apartments | 1313 S 31st St | Omaha | NE | 68105-2039 | Douglas | NE18097 | Inactive |  | 1294 | 1994 | PEER | CI - Cast Iron | STHT - Steam-Heat | 3/31/2009
Morrill Cnty Comm Hospital | 1313 S St | Bridgeport | NE | 69336-2563 | Morrill | NE03908 | Active | n/a | 9264 | 1970 | Kewanee | FT - Firetube Boiler | HWHT - Hot Water Heat | 7/31/2026
Morrill Cnty Comm Hospital | 1313 S St | Bridgeport | NE | 69336-2563 | Morrill | NE03909 | Active | n/a | 7254 | 1970 | Kewanee | FT - Firetube Boiler | HWHT - Hot Water Heat | 7/31/2026
Morrill Cnty Comm Hospital | 1313 S St | Bridgeport | NE | 69336-2563 | Morrill | NE07407 | Active | 12064 | E0612064 | 2006 | A O Smith | COWH - Coil Type Water Heater | HWSD - Hot Water Dom/Potable | 7/31/2026
Morrill Cnty Comm Hospital | 1313 S St | Bridgeport | NE | 69336-2563 | Morrill | NE18475 | Scrapped/Junked | 30055 | LE95-0438159-920 | 1995 | AO SMITH | CHWH - ASME/Fired Water Heater | HWSD - Hot Water Dom/Potable | 7/31/2006
Morrill Cnty Comm Hospital | 1313 S St | Bridgeport | NE | 69336-2563 | Morrill | NE18476 | Scrapped/Junked | 30054 | LE95-0438157-920 | 1995 | AO SMITH | CHWH - ASME/Fired Water Heater | HWSD - Hot Water Dom/Potable | 7/31/2006
Morrill Cnty Comm Hospital | 1313 S St | Bridgeport | NE | 69336-2563 | Morrill | NE25866 | Active | 100139 | 100139 | 2015 | SUSSMAN | ELBL - Electric Boiler | STER - Sterilizer | 7/31/2026
Pacific Garden Apartments | 1313-1315 Marbee Dr #20 | Omaha | NE | 68124 | Douglas | NE09949 | Inactive | n/a | 64258316 | 2002 | Burnham | CI - Cast Iron | HWHT - Hot Water Heat | 11/30/2017
Koala Carwash | 13131 Fort St | Omaha | NE | 68164-1602 | Douglas | NE43551 | Active | 299657 | 21.PGT550.347.0336 | 2021 | AIC GDYNIA | FTVT - Firetube Vertical TB | HWFG - Hotwater Heat Floor-Glycl | 7/31/2025
Holiday Inn Express | 13131 I St | Omaha | NE | 68137-1261 | Douglas | NE26358 | Scrapped/Junked | 22698 | 15W0353 | 2015 | PENTAIR | WT - Water Tube Boiler | IPHT - Indoor Pool Heater | 5/31/2019
Holiday Inn Express | 13131 I St | Omaha | NE | 68137-1261 | Douglas | NE28020 | Active | 31805 | 11397100 | 2018 | PENTAIR | WT - Water Tube Boiler | IPHT - Indoor Pool Heater | 4/30/2026
CHI-St Marys Hospital | 1314 3rd Ave | Nebraska City | NE | 68410-1930 | Otoe | NE04517 | Out of Service | 7408 | 347116 | 1958 | Titusville Iron Works | FT - Firetube Boiler | STHT - Steam-Heat | 4/30/2016
CHI-St Marys Hospital | 1314 3rd Ave | Nebraska City | NE | 68410-1930 | Otoe | NE04518 | Out of Service | 7409 | 347118 | 1958 | Titusville Iron Works | FT - Firetube Boiler | STHT - Steam-Heat | 4/30/2016
CHI-St Marys Hospital | 1314 3rd Ave | Nebraska City | NE | 68410-1930 | Otoe | NE08379 | Out of Service | 70136 | C01228086 A01269 | 2000 | State Ind. | CHWH - ASME/Fired Water Heater | HWSD - Hot Water Dom/Potable | 4/30/2016
CHI-St Marys Hospital | 1314 3rd Ave | Nebraska City | NE | 68410-1930 | Otoe | NE08380 | Out of Service | 69423 | L0031830 L00-84 | 2000 | State Ind. | CHWH - ASME/Fired Water Heater | HWSD - Hot Water Dom/Potable | 4/30/2016
CHI-St Marys Hospital | 1314 3rd Ave | Nebraska City | NE | 68410-1930 | Otoe | NE09685 | Out of Service | 12934 | EL002325 | 2002 | Cleaver & Brooks | ELBL - Electric Boiler | PROC - Process Steam | 4/30/2015
ST MARY'S HOSPITAL | 1314 3rd Ave | Nebraska City | NE | 68410-1930 | OTOE | NE04150 | Scrapped/Junked | 23389 |  | 1986 | CAM INDUSTRIES | ELBL - Electric Boiler | 0020 - Supp to Sterlizer/Autoclave | 9/30/2002
Homewood Suites | 1314 Cuming St | Omaha | NE | 68102-4414 | Douglas | NE09283 | Scrapped/Junked | 114674 | 114674 | 2007 | A O Smith | CHWH - ASME/Fired Water Heater | HWSD - Hot Water Dom/Potable | 12/31/2023
Homewood Suites | 1314 Cuming St | Omaha | NE | 68102-4414 | Douglas | NE09284 | Scrapped/Junked | 114675 | 114675 | 2007 | A O Smith | CHWH - ASME/Fired Water Heater | HWDP - Hotwater Heat & Dom Supply | 12/31/2012
Homewood Suites | 1314 Cuming St | Omaha | NE | 68102-4414 | Douglas | NE09285 | Scrapped/Junked | 114676 | 114676 | 2007 | A O Smith | CHWH - ASME/Fired Water Heater | HWSD - Hot Water Dom/Potable | 12/31/2023
Homewood Suites | 1314 Cuming St | Omaha | NE | 68102-4414 | Douglas | NE23770 | Scrapped/Junked | 143006 | 143006 | 2009 | AO SMITH | CHWH - ASME/Fired Water Heater | HWDP - Hotwater Heat & Dom Supply | 12/31/2013
Homewood Suites | 1314 Cuming St | Omaha | NE | 68102-4414 | Douglas | NE25983 | Active | 180942 | 1321M000823 | 2013 | AO SMITH | CHWH - ASME/Fired Water Heater | HWDP - Hotwater Heat & Dom Supply | 12/31/2026
Homewood Suites | 1314 Cuming St | Omaha | NE | 68102-4414 | Douglas | NE43030 | Active | 24663 | IN501-1079 | 2023 | Intellihot | WTHW - Watertube Wtr Heater | HWSD - Hot Water Dom/Potable | 12/31/2026
Homewood Suites | 1314 Cuming St | Omaha | NE | 68102-4414 | Douglas | NE43031 | Active | 26501 | IN501-1122 | 2023 | Intellihot | WTHW - Watertube Wtr Heater | HWSD - Hot Water Dom/Potable | 12/31/2026
Douglas Street Office Building | 1314 Douglas St | Omaha | NE | 68102-1939 | Douglas | NE11457 | Scrapped/Junked | 15924 |  | 1978 | COATES | ELBL - Electric Boiler | HWHT - Hot Water Heat | 8/31/1999
Douglas Street Office Building | 1314 Douglas St | Omaha | NE | 68102-1939 | Douglas | NE11458 | Scrapped/Junked | 15925 |  | 1978 | COATES | ELBL - Electric Boiler | HWHT - Hot Water Heat | 8/31/1998
Douglas Street Office Building | 1314 Douglas St | Omaha | NE | 68102-1939 | Douglas | NE16810 | Scrapped/Junked | 35424 |  | 1978 | PVI INDUSTRIES | ELBL - Electric Boiler | HWSD - Hot Water Dom/Potable | 9/30/1999
Douglas Street Office Building | 1314 Douglas St | Omaha | NE | 68102-1939 | Douglas | NE20701 | Scrapped/Junked |  | 109792826 | 1997 | PVI INDUSTRIES | ELBL - Electric Boiler | HWHT - Hot Water Heat | 10/31/2001
Douglas Street Office Building | 1314 Douglas St | Omaha | NE | 68102-1939 | Douglas | NE20702 | Scrapped/Junked |  | 109792815 | 1997 | PVI INDUSTRIES | ELBL - Electric Boiler | HWHT - Hot Water Heat | 10/31/2001
Douglas Street Office Building | 1314 Douglas St | Omaha | NE | 68102-1939 | Douglas | NE27174 | Exempt | n/a | 1616102863005 | 2016 | Lochinvar | COBL - Coil Type Boiler | HWSD - Hot Water Dom/Potable | 9/30/2020
Douglas Street Office Building | 1314 Douglas St | Omaha | NE | 68102-1939 | Douglas | NE40136 | Scrapped/Junked | 9972 | 98E-7410 | 1998 | Aldrich | FTVT - Firetube Vertical TB | HWHT - Hot Water Heat | 9/30/2020
Douglas Street Office Building | 1314 Douglas St | Omaha | NE | 68102-1939 | Douglas | NE40137 | Scrapped/Junked | 9941 | 98E-7330 | 1998 | Aldrich | FTVT - Firetube Vertical TB | HWHT - Hot Water Heat | 9/30/2020
Douglas Street Office Building | 1314 Douglas St | Omaha | NE | 68102-1939 | Douglas | NE40138 | Scrapped/Junked | 9939 | 98E-7268 | 1998 | Aldrich | FTVT - Firetube Vertical TB | HWHS - Hotwater Heat Sidewalks | 9/30/2020
Douglas Street Office Building | 1314 Douglas St | Omaha | NE | 68102-1939 | Douglas | NE42583 | Active | 17006 | 21-HE156121121 | 2021 | Riello | WTSS - Watertube SS Steel | HWHT - Hot Water Heat | 2/28/2026
Douglas Street Office Building | 1314 Douglas St | Omaha | NE | 68102-1939 | Douglas | NE42584 | Active | 17020 | 21-HE156261121 | 2021 | Riello | WTSS - Watertube SS Steel | HWHT - Hot Water Heat | 2/28/2026
Douglas Street Office Building | 1314 Douglas St | Omaha | NE | 68102-1939 | Douglas | NE42585 | Active | 17025 | 21-HE156311121 | 2021 | Riello | WTSS - Watertube SS Steel | HWHT - Hot Water Heat | 2/28/2026
Douglas Street Office Building | 1314 Douglas St | Omaha | NE | 68102-1939 | Douglas | NE42586 | Active | 17045 | 21-HE156511121 | 2021 | Riello | WTSS - Watertube SS Steel | HWHT - Hot Water Heat | 2/28/2026
Douglas Street Office Building | 1314 Douglas St | Omaha | NE | 68102-1939 | Douglas | NE42587 | Active | 17052 | 21-HE156631121 | 2021 | Riello | WTSS - Watertube SS Steel | HWHT - Hot Water Heat | 2/28/2026
Douglas Street Office Building | 1314 Douglas St | Omaha | NE | 68102-1939 | Douglas | NE42588 | Active | 17017 | 21-HE156231121 | 2021 | Riello | WTSS - Watertube SS Steel | HWHT - Hot Water Heat | 2/28/2026
Douglas Street Office Building | 1314 Douglas St | Omaha | NE | 68102-1939 | Douglas | NE42589 | Active | 17018 | 21-HE156241121 | 2021 | Riello | WTSS - Watertube SS Steel | HWHT - Hot Water Heat | 2/28/2026
Douglas Street Office Building | 1314 Douglas St | Omaha | NE | 68102-1939 | Douglas | NE42590 | Active | 17019 | 21-HE156251121 | 2021 | Riello | WTSS - Watertube SS Steel | HWHT - Hot Water Heat | 2/28/2026
Douglas Street Office Building | 1314 Douglas St | Omaha | NE | 68102-1939 | Douglas | NE42591 | Active | 16685 | 21-HE152910921 | 2021 | Riello | WTSS - Watertube SS Steel | HWHT - Hot Water Heat | 2/28/2026
Douglas Street Office Building | 1314 Douglas St | Omaha | NE | 68102-1939 | Douglas | NE42592 | Active | 16783 | 21-HE1153891021 | 2021 | Riello | WTSS - Watertube SS Steel | HWHT - Hot Water Heat | 2/28/2026
Douglas Street Office Building | 1314 Douglas St | Omaha | NE | 68102-1939 | Douglas | NE42593 | Active | 16788 | 21-HE153941021 | 2021 | Riello | WTSS - Watertube SS Steel | HWHT - Hot Water Heat | 2/28/2026
Douglas Street Office Building | 1314 Douglas St | Omaha | NE | 68102-1939 | Douglas | NE42594 | Active | 16784 | 21-HE153901021 | 2021 | Riello | WTSS - Watertube SS Steel | HWHT - Hot Water Heat | 2/28/2026
Douglas Street Office Building | 1314 Douglas St | Omaha | NE | 68102-1939 | Douglas | NE42595 | Active | 16681 | 21-HE152870921 | 2021 | Riello | WTSS - Watertube SS Steel | HWHT - Hot Water Heat | 2/28/2026
Douglas Street Office Building | 1314 Douglas St | Omaha | NE | 68102-1939 | Douglas | NE42596 | Active | 16679 | 21-HE152850921 | 2021 | Riello | WTSS - Watertube SS Steel | HWHT - Hot Water Heat | 2/28/2026
Douglas Street Office Building | 1314 Douglas St | Omaha | NE | 68102-1939 | Douglas | NE42597 | Active | 16682 | 21-HE152880921 | 2021 | Riello | WTSS - Watertube SS Steel | HWHT - Hot Water Heat | 2/28/2026
Douglas Street Office Building | 1314 Douglas St | Omaha | NE | 68102-1939 | Douglas | NE42598 | Active | 16683 | 21-HE152890921 | 2021 | Riello | WTSS - Watertube SS Steel | HWHT - Hot Water Heat | 2/28/2026
Douglas Street Office Building | 1314 Douglas St | Omaha | NE | 68102-1939 | Douglas | NE42599 | Active | 144775 | 144775 | 2017 | PVI Industries | ELWH - Electric Water Heater | HWSD - Hot Water Dom/Potable | 2/28/2026
Bank Of The West | 1314 O St | Lincoln | NE | 68508-1511 | Lancaster | NE14930 | Scrapped/Junked |  | MG3-9 | 1981 | Weil-Mcclain | CI - Cast Iron | HWHT - Hot Water Heat | 3/31/2007
Lincoln Flats Condominiums | 1314 O St | Lincoln | NE | 68508-1511 | Lancaster | NE05370 | Exempt 1999 LB-66 |  | 0000162665 | 1990 | AO SMITH | AHWH - ANSI/Fired Water Htr | HWSD - Hot Water Dom/Potable | 4/30/1999
Lincoln Flats Condominiums | 1314 O St | Lincoln | NE | 68508-1511 | Lancaster | NE07552 | Active | n/a | 529629 | 2006 | Peerless | CI - Cast Iron | HWHT - Hot Water Heat | 3/31/2026
LG Cleaners | 1314 S 15th St | Plattsmouth | NE | 68048-2379 | Cass | NE01396 | Inactive | 43222 |  | 1983 | ECLIPSE | FT - Firetube Boiler | PROC - Process Steam | 8/31/1995
LG Cleaners | 1314 S 15th St | Plattsmouth | NE | 68048-2379 | Cass | NE30596 | Active | 38965 | 74739 | 1987 | Lattner Boiler Co | FT - Firetube Boiler | PROC - Process Steam | 7/31/2026
Jefferson Elementary | 1314 W 7th St | Grand Island | NE | 68801-4110 | Hall | NE07567 | Scrapped/Junked | 44172 | G-06-0296 | 2006 | Aerco International | FT - Firetube Boiler | HWHT - Hot Water Heat | 1/31/2018
Jefferson Elementary | 1314 W 7th St | Grand Island | NE | 68801-4110 | Hall | NE07568 | Scrapped/Junked | 44165 | G-06-0297 | 2006 | Aerco International | FT - Firetube Boiler | HWHT - Hot Water Heat | 1/31/2018
Jefferson Elementary | 1314 W 7th St | Grand Island | NE | 68801-4110 | Hall | NE27798 | Active | 80885 | G18-1045 | 2018 | Aerco | FT - Firetube Boiler | HWHT - Hot Water Heat | 12/31/2026
Jefferson Elementary | 1314 W 7th St | Grand Island | NE | 68801-4110 | Hall | NE27799 | Active | 80269 | G18-10459 | 2018 | Aerco | FT - Firetube Boiler | HWHT - Hot Water Heat | 12/31/2026
Jefferson Elementary | 1314 W 7th St | Grand Island | NE | 68801-4110 | Hall | NE34434 | Scrapped/Junked |  | 9541 | 1973 | KEWANEE | FTFB - Firetube-Firebox Boiler | HWHT - Hot Water Heat | 7/31/2006
Pasewalk Village Apartments | 1314 W Pasewalk Ave | Norfolk | NE | 68701-4853 | Madison | NE10590 | Scrapped/Junked | 66658 | LB02-1465460-110 | 2002 | AOSM | CHWH - ASME/Fired Water Heater | HWSD - Hot Water Dom/Potable | 6/30/2009
Pasewalk Village Apartments | 1314 W Pasewalk Ave | Norfolk | NE | 68701-4853 | Madison | NE13926 | Out of Service | 91691 | K04M010873 | 2004 | AO SMITH | CHWH - ASME/Fired Water Heater | HWSD - Hot Water Dom/Potable | 10/31/2019
Pasewalk Village Apartments | 1314 W Pasewalk Ave | Norfolk | NE | 68701-4853 | Madison | NE15551 | Scrapped/Junked |  | 4B-J3 | 1977 | AMERICAN STANDARD |  | HWHT - Hot Water Heat | 4/30/2006
Pasewalk Village Apartments | 1314 W Pasewalk Ave | Norfolk | NE | 68701-4853 | Madison | NE17397 | Scrapped/Junked |  | 0000053140 | 1989 | A. O. Smith | AHWH - ANSI/Fired Water Htr | HWSD - Hot Water Dom/Potable | 10/31/2001
Reinke Apartment Building | 1315 D St | Lincoln | NE | 68502-1379 | Lancaster | NE17986 | Scrapped/Junked | n/a | URN60502 | 1992 | Richmond | FTVT - Firetube Vertical TB | HWDP - Hotwater Heat & Dom Supply | 10/31/2018
TRANSFIGURATION | 1316 N St | Lincoln | NE | 68508-1905 | LANCASTER | NE16336 | Inactive |  | 110G | 1973 | AMERICAN STANDARD |  | STHT - Steam-Heat | 1/31/2005
St Rose Of Lima Parish | 1316 W 5th St | Crofton | NE | 68730-4120 | Knox | NE17456 | Inactive |  | 1 | 1992 | DUNKIRK |  | STHT - Steam-Heat | 2/28/2002
St Rose Of Lima Parish | 1316 W 5th St | Crofton | NE | 68730-4120 | Knox | NE31937 | Out of Service |  |  | 1946 | NATR | CI - Cast Iron | STHT - Steam-Heat | 3/31/2010
Cornhusker Apartments | 1317 L St | Lincoln | NE | 68508-2507 | Lancaster | NE06635 | Scrapped/Junked | n/a | 211-4258 | 1975 | Peerless | CI - Cast Iron | HWHT - Hot Water Heat | 10/31/2016
Urbana Aprtments | 1317 Park Ave | Omaha | NE | 68105-2259 | Douglas | NE04046 | Inactive |  | 210-3084 | 1974 | Peerless | CI - Cast Iron | STHT - Steam-Heat | 1/31/2010
Christ Lutheran Church | 13175 W 70th St | Juniata | NE | 68955-2138 | Adams | NE17702 | Scrapped/Junked | NA | G-409 | 1962 | American Standard | CI - Cast Iron | HWHT - Hot Water Heat | 3/31/2019
St Joseph Parish | 1318 Avenue G | Wisner | NE | 68791-2171 | Cuming | NE18792 | Active | N/A | 648165-201009 | 2010 | Peerless | CI - Cast Iron | STHT - Steam-Heat | 1/31/2027
St Joseph Parish | 1318 Avenue G | Wisner | NE | 68791-2171 | Cuming | NE37544 | Scrapped/Junked | na | 7FDA3212 | 1984 | PEER | CI - Cast Iron | STHT - Steam-Heat | 2/28/2011
A-1 Fiberglass | 1318 Wilson St | Aurora | NE | 68818-5312 | Hamilton | NE06922 | Scrapped/Junked | 12293 | H25K0943 | 2004 | HTPI | UNK - Unknown | HWHF - Hot Water Heat-Floor | 3/31/2019
A-1 Fiberglass | 1318 Wilson St | Aurora | NE | 68818-5312 | Hamilton | NE06923 | Scrapped/Junked | 12294 | H25K0944 | 2004 | HTPI | UNK - Unknown | HWHF - Hot Water Heat-Floor | 3/31/2016
A-1 Fiberglass | 1318 Wilson St | Aurora | NE | 68818-5312 | Hamilton | NE26180 | Scrapped/Junked | 174414 | 3415101904733 | 2015 | Lochinvar | COBL - Coil Type Boiler | HWHF - Hot Water Heat-Floor | 3/31/2022
A-1 Fiberglass | 1318 Wilson St | Aurora | NE | 68818-5312 | Hamilton | NE27834 | Scrapped/Junked | 343349 | 1851 113035685 | 2018 | Lochinvar | COBL - Coil Type Boiler | HWHF - Hot Water Heat-Floor | 3/31/2025
A-1 Fiberglass | 1318 Wilson St | Aurora | NE | 68818-5312 | Hamilton | NE28207 | Active | 54430 | 06726002KK12040094 | 2016 | Navien | COBL - Coil Type Boiler | HWHF - Hot Water Heat-Floor | 3/31/2026
A-1 Fiberglass | 1318 Wilson St | Aurora | NE | 68818-5312 | Hamilton | NE41449 | Active | 191961 | 20.PG120.05.0406 | 2020 | Lochinvar | FTVT - Firetube Vertical TB | HWHF - Hot Water Heat-Floor | 3/31/2026
A-1 Fiberglass | 1318 Wilson St | Aurora | NE | 68818-5312 | Hamilton | NE42967 | Active | 347216 | 22.PG120.005.00537 | 2022 | AIC / Lochinvar | FTVT - Firetube Vertical TB | HWHF - Hot Water Heat-Floor | 3/31/2026
HFX Honda | 132 E J St | Hastings | NE | 68901-7087 | Adams | NE06746 | Active | 6925 | K05H10006925 | 2005 | Lochinvar | COBL - Coil Type Boiler | HWHT - Hot Water Heat | 1/31/2027
Creating Homes Apartments | 132 N 38th Ave | Omaha | NE | 68131-2302 | Douglas | NE19257 | Active | n/a | A561114 | 1975 | Crane | CI - Cast Iron | HWHT - Hot Water Heat | 9/30/2020
Creating Homes Apartments | 132 N 38th Ave | Omaha | NE | 68131-2302 | Douglas | NE19287 | Scrapped/Junked |  | 0000561114 | 1975 | CRANE |  | HWSD - Hot Water Dom/Potable | 5/31/1997
Holdrege Memorial Homes | 1320 11th Ave | Holdrege | NE | 68949-1919 | Phelps | NE05859 | Scrapped/Junked | 40198 |  | 1997 | AOSM | CHWH - ASME/Fired Water Heater | HWSD - Hot Water Dom/Potable | 9/30/2009
Holdrege Memorial Homes | 1320 11th Ave | Holdrege | NE | 68949-1919 | Phelps | NE16266 | Scrapped/Junked | n/a | D049 | 1990 | AOSM | CHWH - ASME/Fired Water Heater | HWSD - Hot Water Dom/Potable | 3/31/2019
Holdrege Memorial Homes | 1320 11th Ave | Holdrege | NE | 68949-1919 | Phelps | NE16267 | Scrapped/Junked | n/a | DO53 | 1990 | AOSM | CHWH - ASME/Fired Water Heater | HWSD - Hot Water Dom/Potable | 3/31/2019
Holdrege Memorial Homes | 1320 11th Ave | Holdrege | NE | 68949-1919 | Phelps | NE16268 | Active | 6695 | 90-2371 | 1990 | ALES | FTVT - Firetube Vertical TB | HWHT - Hot Water Heat | 3/31/2026
Holdrege Memorial Homes | 1320 11th Ave | Holdrege | NE | 68949-1919 | Phelps | NE20414 | Active | 8512 | 95-E5404 | 1995 | ALES | FTVT - Firetube Vertical TB | HWHT - Hot Water Heat | 3/31/2026
Holdrege Memorial Homes | 1320 11th Ave | Holdrege | NE | 68949-1919 | Phelps | NE22301 | Scrapped/Junked | 37469 | LH970610841 | 1997 | AOSM | CHWH - ASME/Fired Water Heater | HWSD - Hot Water Dom/Potable | 3/31/2016
Holdrege Memorial Homes | 1320 11th Ave | Holdrege | NE | 68949-1919 | Phelps | NE26871 | Active | 384427 | G16 384427 | 2016 | Laars | WT - Water Tube Boiler | GLFH - Glycol Floor Heat System | 3/31/2026
Holdrege Memorial Homes | 1320 11th Ave | Holdrege | NE | 68949-1919 | Phelps | NE37270 | Inactive |  | 211A45500689 | 1987 | PEERLESS HEATER COMPANY |  | HWHT - Hot Water Heat | 9/30/2008
Holdrege Memorial Homes | 1320 11th Ave | Holdrege | NE | 68949-1919 | Phelps | NE37271 | Inactive |  | 211A-48801089 | 1987 | PEERLESS HEATER COMPANY |  | HWHT - Hot Water Heat | 9/30/2008
METHODIST MEMORIAL HOMES | 1320 11th Ave | Holdrege | NE | 68949-1919 | PHELPS | NE17881 | Exempt 1999 LB-66 |  | G01894 | 1994 | RHEEM MANUFACTURING CO | AHWH - ANSI/Fired Water Htr | HWSD - Hot Water Dom/Potable | 7/31/2000
METHODIST MEMORIAL HOMES | 1320 11th Ave | Holdrege | NE | 68949-1919 | PHELPS | NE37251 | Scrapped/Junked |  | 25E11118 | 1978 | BRYANT |  | HWHT - Hot Water Heat | 7/31/2002
METHODIST MEMORIAL HOMES | 1320 11th Ave | Holdrege | NE | 68949-1919 | PHELPS | NE37252 | Scrapped/Junked |  | 5-75 | 1978 | AO SMITH | CHWH - ASME/Fired Water Heater | HWSD - Hot Water Dom/Potable | 7/31/1999
METHODIST MEMORIAL HOMES | 1320 11th Ave | Holdrege | NE | 68949-1919 | PHELPS | NE37253 | Scrapped/Junked |  | 6-79 | 1979 | AO SMITH | CHWH - ASME/Fired Water Heater | HWSD - Hot Water Dom/Potable | 7/31/2003
Wayfare Foods | 1320 S 19th St | Nebraska City | NE | 68410-2666 | Otoe | NE10090 | Active | 7303 | 46S472179 | 2007 | Miura | VTWT - Vert Watertube | PROC - Process Steam | 10/31/2026
Wayfare Foods | 1320 S 19th St | Nebraska City | NE | 68410-2666 | Otoe | NE10091 | Active | 6964 | 46S472103 | 2007 | Miura | VTWT - Vert Watertube | PROC - Process Steam | 10/31/2026
vacant bldg | 1320 W Norfolk Ave | Norfolk | NE | 68701-4868 | Madison | NE23703 | Exempt |  | SIV61-41432 | 1987 | PEER | CI - Cast Iron | HWHT - Hot Water Heat | 5/31/2007
Leonard Lawrence Elementary | 13204 S 29th St | Bellevue | NE | 68123-1928 | Sarpy | NE34695 | Scrapped/Junked | 37770 | R-6207 | 1984 | Kewanee | FTFB - Firetube-Firebox Boiler | HWHT - Hot Water Heat | 7/31/2020
Leonard Lawrence Elementary | 13204 S 29th St | Bellevue | NE | 68123-1928 | Sarpy | NE34697 | Scrapped/Junked | 37771 | R-6206 | 1984 | Kewanee | FTFB - Firetube-Firebox Boiler | HWHT - Hot Water Heat | 7/31/2020
Sovereign & Sons, LLC | 13205 N 192nd St | Bennington | NE | 68007-6311 | Douglas | NE27410 | Active | n/a | 469 | 1899 | Locomobile | FT - Firetube Boiler | STMG - Steam Generator | 5/31/2020
Max I Walkers | 13205 Q St | Omaha | NE | 68137-3114 | Douglas | NE11677 | Scrapped/Junked | 17014 |  | 1983 | BRYA | WT - Water Tube Boiler | PROC - Process Steam | 11/30/2006
Max I Walkers | 13205 Q St | Omaha | NE | 68137-3114 | Douglas | NE17755 | Inactive | 1815 | 18151989 | 1989 | WILLIAM & DAVIS | FT - Firetube Boiler | PROC - Process Steam | 5/31/2021
APPLEBEE'S BAR & GRILL | 13208 W Maple Rd | Omaha | NE | 68164-2416 | Douglas | NE21652 | Scrapped/Junked | 35606 |  | 1995 | BRADFORD-WHITE | AHWH - ANSI/Fired Water Htr | HWSD - Hot Water Dom/Potable | 7/31/2000
Ameritex Services | 1321 S 20th St | Omaha | NE | 68108-3406 | Douglas | NE15432 | Active | 43830 | 828981 | 1991 | Kewanee | FTSM - FTS Marine Dry Back | PROC - Process Steam | 3/31/2026
Ameritex Services | 1321 S 20th St | Omaha | NE | 68108-3406 | Douglas | NE20761 | Active | 3196 | L-97521 | 1998 | Cleaver Brooks | FTSM - FTS Marine Dry Back | PROC - Process Steam | 2/28/2026
Westmont Elementary | 13210 Glenn St | Springfield | NE | 68059 | Sarpy | NE19704 | Scrapped/Junked | n/a | 47833 | 1977 | Bryan | ELBL - Electric Boiler | HWHT - Hot Water Heat | 1/31/2017
Westmont Elementary | 13210 Glenn St | Springfield | NE | 68059 | Sarpy | NE19705 | Scrapped/Junked | n/a | 47832 | 1977 | Bryan | ELBL - Electric Boiler | HWHT - Hot Water Heat | 1/31/2017
Westmont Elementary | 13210 Glenn St | Springfield | NE | 68059 | Sarpy | NE21228 | Scrapped/Junked | 9158 | 49158 | 1977 | AOSM | ELWH - Electric Water Heater | HWSD - Hot Water Dom/Potable | 1/31/2017
Westmont Elementary | 13210 Glenn St | Springfield | NE | 68059 | Sarpy | NE26507 | Active | 330625 | L14H10330625 | 2014 | Lochinvar | WTSS - Watertube SS Steel | HHHP - Hotwater Heat & Heat Pump | 1/31/2026
City of Omaha-Millard Library | 13214 Westwood Ln | Omaha | NE | 68144-3556 | Douglas | NE20709 | Active | 9611 | 98-E6956 | 1998 | ALES | FTVT - Firetube Vertical TB | HWHT - Hot Water Heat | 9/30/2026
City of Omaha-Millard Library | 13214 Westwood Ln | Omaha | NE | 68144-3556 | Douglas | NE20710 | Active | 9609 | 98-E6954 | 1998 | ALES | FTVT - Firetube Vertical TB | HWHT - Hot Water Heat | 9/30/2026
City of Omaha-Millard Library | 13214 Westwood Ln | Omaha | NE | 68144-3556 | Douglas | NE20711 | Active | 9610 | 98-E6955 | 1998 | ALES | FTVT - Firetube Vertical TB | HWHT - Hot Water Heat | 9/30/2026
Aldi Store #42 | 13215 W Center Rd | Omaha | NE | 68144-3466 | Douglas | NE05641 | Exempt 1999 LB-66 |  | 0229512 | 1992 | AO SMITH | AHWH - ANSI/Fired Water Htr | HWSD - Hot Water Dom/Potable | 1/31/2000
Aldi Store #42 | 13215 W Center Rd | Omaha | NE | 68144-3466 | Douglas | NE05799 | Exempt 1999 LB-66 |  | 0636937 | 1997 | AO SMITH | AHWH - ANSI/Fired Water Htr | HWSD - Hot Water Dom/Potable | 1/31/2000
Aldi Store #42 | 13215 W Center Rd | Omaha | NE | 68144-3466 | Douglas | NE26644 | Scrapped/Junked | 218622 | 1628M000304 | 2016 | AO SMITH | CHWH - ASME/Fired Water Heater | HWSD - Hot Water Dom/Potable | 1/31/2022
Gothenburg High School | 1322 Ave I | Gothenburg | NE | 69138-1815 | Dawson | NE12437 | Active | 108070 | 0802108070 | 2002 | Pvi | CHWH - ASME/Fired Water Heater | HWSD - Hot Water Dom/Potable | 2/28/2026
Gothenburg High School | 1322 Ave I | Gothenburg | NE | 69138-1815 | Dawson | NE12438 | Active | 108071 | 0802108071 | 2002 | Pvi | CHWH - ASME/Fired Water Heater | HWSD - Hot Water Dom/Potable | 2/28/2026
Gothenburg High School | 1322 Ave I | Gothenburg | NE | 69138-1815 | Dawson | NE20260 | Exempt 1999 LB-66 |  | 87030004 | 1987 | DAYTON | AHWH - ANSI/Fired Water Htr | HWSD - Hot Water Dom/Potable | 8/31/1999
Gothenburg High School | 1322 Ave I | Gothenburg | NE | 69138-1815 | Dawson | NE32538 | Scrapped/Junked |  | 763 | 1926 | KEWANEE | FTLO - Firetube Locomotive Type | STHT - Steam-Heat | 8/31/2004
Nemaha Cty Good Sam Ctr | 1322 U St | Auburn | NE | 68305-3215 | Nemaha | NE00073 | Scrapped/Junked | 55906 | LF000947456 | 2000 | AO SMITH | CHWH - ASME/Fired Water Heater | HWSD - Hot Water Dom/Potable | 9/30/2005
Nemaha Cty Good Sam Ctr | 1322 U St | Auburn | NE | 68305-3215 | Nemaha | NE02566 | Scrapped/Junked | 72293 | LJ021950384110/72293 | 2002 | AO SMITH | CHWH - ASME/Fired Water Heater | HWSD - Hot Water Dom/Potable | 9/30/2008
Nemaha Cty Good Sam Ctr | 1322 U St | Auburn | NE | 68305-3215 | Nemaha | NE02567 | Scrapped/Junked | 83401 | MA04006753/83401 | 2004 | AOSM | CHWH - ASME/Fired Water Heater | HWSD - Hot Water Dom/Potable | 9/30/2013
Nemaha Cty Good Sam Ctr | 1322 U St | Auburn | NE | 68305-3215 | Nemaha | NE06692 | Scrapped/Junked | 99121 | 99121/J05M003036 | 2005 | AOSC | CHWH - ASME/Fired Water Heater | HWSD - Hot Water Dom/Potable | 9/30/2012
Nemaha Cty Good Sam Ctr | 1322 U St | Auburn | NE | 68305-3215 | Nemaha | NE08759 | Active | n/a | 64244318 | 2000 | Burnham | CI - Cast Iron | HWHT - Hot Water Heat | 9/30/2026
Nemaha Cty Good Sam Ctr | 1322 U St | Auburn | NE | 68305-3215 | Nemaha | NE08760 | Active | n/a | 64244312 | 2000 | Burnham | CI - Cast Iron | HWHT - Hot Water Heat | 9/30/2026
Nemaha Cty Good Sam Ctr | 1322 U St | Auburn | NE | 68305-3215 | Nemaha | NE08761 | Active | n/a | 64361632 | 2001 | Burnham | CI - Cast Iron | HWHT - Hot Water Heat | 9/30/2026
Nemaha Cty Good Sam Ctr | 1322 U St | Auburn | NE | 68305-3215 | Nemaha | NE08762 | Active | n/a | 64361631 | 2001 | Burnham | CI - Cast Iron | HWHT - Hot Water Heat | 9/30/2026
Nemaha Cty Good Sam Ctr | 1322 U St | Auburn | NE | 68305-3215 | Nemaha | NE13606 | Scrapped/Junked | 131004 | 0840M000570 | 2008 | AO SMITH | CHWH - ASME/Fired Water Heater | HWSD - Hot Water Dom/Potable | 9/30/2013
Nemaha Cty Good Sam Ctr | 1322 U St | Auburn | NE | 68305-3215 | Nemaha | NE15784 | Scrapped/Junked | 137235 | 0920M001547 | 2009 | A O Smith | FTVT - Firetube Vertical TB | HWSD - Hot Water Dom/Potable | 9/30/2017
Nemaha Cty Good Sam Ctr | 1322 U St | Auburn | NE | 68305-3215 | Nemaha | NE15903 | Scrapped/Junked |  | 110342 | 1970 | RAYPAK INC, CALIFORNIA | WT - Water Tube Boiler | HWHT - Hot Water Heat | 9/30/2001
Nemaha Cty Good Sam Ctr | 1322 U St | Auburn | NE | 68305-3215 | Nemaha | NE15904 | Scrapped/Junked | 7969 | LA900007969880 | 1990 | AO SMITH | CHWH - ASME/Fired Water Heater | HWSD - Hot Water Dom/Potable | 9/30/2004
Nemaha Cty Good Sam Ctr | 1322 U St | Auburn | NE | 68305-3215 | Nemaha | NE15905 | Inactive |  | SN8502019 | 1990 | AO SMITH | AHWH - ANSI/Fired Water Htr | HWSD - Hot Water Dom/Potable | 10/31/1991
Nemaha Cty Good Sam Ctr | 1322 U St | Auburn | NE | 68305-3215 | Nemaha | NE15906 | Inactive |  | 8302668 | 1980 | HYDROTHERM/ADV THER HYD | FT - Firetube Boiler | HWHT - Hot Water Heat | 9/30/1998
Nemaha Cty Good Sam Ctr | 1322 U St | Auburn | NE | 68305-3215 | Nemaha | NE15923 | Scrapped/Junked |  | SN2113877 | 1980 | PEERLESS HEATER COMPANY |  | HWHT - Hot Water Heat | 9/30/2001
Nemaha Cty Good Sam Ctr | 1322 U St | Auburn | NE | 68305-3215 | Nemaha | NE15924 | Inactive |  | SN8226 | 1982 | AO SMITH | AHWH - ANSI/Fired Water Htr | HWSD - Hot Water Dom/Potable | 10/31/1991
Nemaha Cty Good Sam Ctr | 1322 U St | Auburn | NE | 68305-3215 | Nemaha | NE16007 | Inactive | 10993 |  | 1990 | AO SMITH | AHWH - ANSI/Fired Water Htr | HWSD - Hot Water Dom/Potable | 9/30/2000
Nemaha Cty Good Sam Ctr | 1322 U St | Auburn | NE | 68305-3215 | Nemaha | NE16008 | Inactive | 11644 |  | 1990 | AO SMITH | CHWH - ASME/Fired Water Heater | HWSD - Hot Water Dom/Potable | 9/30/1999
Nemaha Cty Good Sam Ctr | 1322 U St | Auburn | NE | 68305-3215 | Nemaha | NE17138 | Scrapped/Junked | 27876 | LA950399381920 | 1995 | AO SMITH | CHWH - ASME/Fired Water Heater | HWSD - Hot Water Dom/Potable | 9/30/2004
Nemaha Cty Good Sam Ctr | 1322 U St | Auburn | NE | 68305-3215 | Nemaha | NE21435 | Scrapped/Junked | 163253 | 163253 | 2011 | AOSM | CHWH - ASME/Fired Water Heater | HWSD - Hot Water Dom/Potable | 9/30/2013
Nemaha Cty Good Sam Ctr | 1322 U St | Auburn | NE | 68305-3215 | Nemaha | NE23861 | Scrapped/Junked | 50706 | LH990859948970 | 1999 | AOSM | CHWH - ASME/Fired Water Heater | HWSD - Hot Water Dom/Potable | 9/30/2009
BMO | 13220 California St | Omaha | NE | 68154-5228 | Douglas | NE00617 | Active | 10909 | OOE-8663 | 2000 | Aldrich | FTVT - Firetube Vertical TB | HWHT - Hot Water Heat | 2/28/2026
BMO | 13220 California St | Omaha | NE | 68154-5228 | Douglas | NE00618 | Scrapped/Junked | 11911 | 00E-8665 | 2000 | Aldrich | FTVT - Firetube Vertical TB | HWHT - Hot Water Heat | 2/28/2015
BMO | 13220 California St | Omaha | NE | 68154-5228 | Douglas | NE00619 | Active | 11913 | 00E-8667 | 2000 | Aldrich | FTVT - Firetube Vertical TB | HWHT - Hot Water Heat | 2/28/2026
BMO | 13220 California St | Omaha | NE | 68154-5228 | Douglas | NE26341 | Active | 19343 | 15F-7251 | 2015 | Aldrich | FTVT - Firetube Vertical TB | HWHT - Hot Water Heat | 2/28/2026
Skinner Macaroni Lofts | 1323 Jackson St | Omaha | NE | 68102-2886 | Douglas | NE25901 | Scrapped/Junked | 363456 | 1308363456 | 2013 | Raypak | CPFH - Copper Fin Water Heater | HWSD - Hot Water Dom/Potable | 8/31/2022
Skinner Macaroni Lofts | 1323 Jackson St | Omaha | NE | 68102-2886 | Douglas | NE25902 | Active | 352649 | 1302352649 | 2013 | Raypak | CPFH - Copper Fin Water Heater | HWSD - Hot Water Dom/Potable | 8/31/2026
Skinner Macaroni Lofts | 1323 Jackson St | Omaha | NE | 68102-2886 | Douglas | NE25903 | Active | 373095 | 1402373095 | 2014 | Raypak | CPFH - Copper Fin Water Heater | HWSD - Hot Water Dom/Potable | 8/31/2026
Skinner Macaroni Lofts | 1323 Jackson St | Omaha | NE | 68102-2886 | Douglas | NE43579 | Active | 63228 | 63228 | 2001 | AO SMITH | CHWH - ASME/Fired Water Heater | HWSD - Hot Water Dom/Potable | 8/31/2025
Cliff's Lounge | 1323 O St | Lincoln | NE | 68508-1512 | Lancaster | NE04736 | Out of Service | N/A | 1461 | 1989 | Peerless | CI - Cast Iron | STHT - Steam-Heat | 4/30/2012
St Michael Lutheran Church-BMIC#418710 | 13232 Blondo St | Omaha | NE | 68164-3313 | Douglas | NE09622 | Active | 12435 | B01639 | 2001 | Precision | ELBL - Electric Boiler | HWHT - Hot Water Heat | 3/31/2026
E Energy Adams LLC | 13238 E Aspen Rd | Adams | NE | 68301-4103 | Gage | NE09182 | Active | 20 | 549 | 2007 | Victory | HRSG - Heat Recovery Stm Gen | PROC - Process Steam | 10/31/2026
E Energy Adams LLC | 13238 E Aspen Rd | Adams | NE | 68301-4103 | Gage | NE09183 | Scrapped/Junked | 53 | 06-2090 | 2007 | Refrigeration Consultants | ECON - Boiler Economizer | ECON - Boiler Economizer | 10/31/2016
E Energy Adams LLC | 13238 E Aspen Rd | Adams | NE | 68301-4103 | Gage | NE25674 | Inactive | 2484 | 0-2605 | 1990 | Nebraska Boiler | WT - Water Tube Boiler | PROC - Process Steam | 1/31/2015
E Energy Adams LLC | 13238 E Aspen Rd | Adams | NE | 68301-4103 | Gage | NE26088 | Active | 17992 | 17992 | 2015 | Superior Boiler Works | FTWB - FTS Marine Wet Back | PROC - Process Steam | 10/31/2026
E Energy Adams LLC | 13238 E Aspen Rd | Adams | NE | 68301-4103 | Gage | NE26089 | Active | 130 | WS-1420 | 2015 | Phoenix | ECON - Boiler Economizer | ECON - Boiler Economizer | 10/31/2026
E Energy Adams LLC | 13238 E Aspen Rd | Adams | NE | 68301-4103 | Gage | NE26535 | Active | 510 | 13448-2E | 2016 | VICTORY ENERGY | ECON - Boiler Economizer | ECON - Boiler Economizer | 10/31/2026
Chicago Lumber Co | 1324 Pierce St | Omaha | NE | 68108-3123 | Douglas | NE04778 | Scrapped/Junked |  | 81-1294 | 1984 | Peerless | CI - Cast Iron | STHT - Steam-Heat | 2/28/2007
Chicago Lumber Co | 1324 Pierce St | Omaha | NE | 68108-3123 | Douglas | NE07455 | Out of Service | NA | 488938-200408 | 2006 | PB Heat | CI - Cast Iron | STHT - Steam-Heat | 3/31/2024
Chicago Lumber Co | 1324 Pierce St | Omaha | NE | 68108-3123 | Douglas | NE42815 | Active | N/A | 809338-202206 | 2022 | Peerless | CI - Cast Iron | STHT - Steam-Heat | 3/31/2026
Lincoln Premium Poultry Processing Plant | 1325 E Cloverly Rd | Fremont | NE | 68025-6114 | Dodge | NE28169 | Active | 23205 | S4000-150-59 | 2018 | Hurst | FTWB - FTS Marine Wet Back | PROC - Process Steam | 8/31/2026
Lincoln Premium Poultry Processing Plant | 1325 E Cloverly Rd | Fremont | NE | 68025-6114 | Dodge | NE28170 | Active | 23204 | S4000-150-58 | 2018 | Hurst | FTWB - FTS Marine Wet Back | PROC - Process Steam | 8/31/2026
Lincoln Premium Poultry Processing Plant | 1325 E Cloverly Rd | Fremont | NE | 68025-6114 | Dodge | NE28171 | Active | 3059 | 6828 | 2018 | Cain | ECON - Boiler Economizer | ECON - Boiler Economizer | 8/31/2026
Lincoln Premium Poultry Processing Plant | 1325 E Cloverly Rd | Fremont | NE | 68025-6114 | Dodge | NE28172 | Active | 3058 | 6827 | 2018 | Cain | ECON - Boiler Economizer | ECON - Boiler Economizer | 8/31/2026
Fillmore County | 1325 H St | Geneva | NE | 68361-2124 | Fillmore | NE07268 | Scrapped/Junked | 27917 | 37917 | 2006 | AMSC | ELBL - Electric Boiler | STMG - Steam Generator | 2/28/2013
Fillmore County | 1325 H St | Geneva | NE | 68361-2124 | Fillmore | NE16519 | Out of Service | 793 | 830-87-6-6 | 1987 | AOSM | WT - Water Tube Boiler | HWHT - Hot Water Heat | 2/28/2014
Fillmore County | 1325 H St | Geneva | NE | 68361-2124 | Fillmore | NE16520 | Exempt 1999 LB-66 | 1989 | 830-88-6-J | 1988 | AOSM | WT - Water Tube Boiler | HWHT - Hot Water Heat | 2/28/2014
Fillmore County | 1325 H St | Geneva | NE | 68361-2124 | Fillmore | NE16522 | Out of Service | n/a | M5186 | 1964 | Kewanee | FTSM - FTS Marine Dry Back | HWHT - Hot Water Heat | 2/28/2014
Fillmore County | 1325 H St | Geneva | NE | 68361-2124 | Fillmore | NE16523 | Out of Service | n/a | M5187 | 1964 | Kewanee | FTSM - FTS Marine Dry Back | HWHT - Hot Water Heat | 2/28/2014
Fillmore County | 1325 H St | Geneva | NE | 68361-2124 | Fillmore | NE20654 | Out of Service | 55454 | M96968211 | 1997 | State Industries | CHWH - ASME/Fired Water Heater | HWSD - Hot Water Dom/Potable | 2/28/2014
HAMILTON APARTMENTS | 1325 N 49th St | Omaha | NE | 68132-1618 | Douglas | NE21784 | Exempt 1999 LB-66 |  | 691436802 | 1991 | STATE INDUSTRIES | AHWH - ANSI/Fired Water Htr | HWSD - Hot Water Dom/Potable | 5/31/2000
MARYLAND PLAZA SUITES | 1325 N 72nd St | Omaha | NE | 68114-1903 | Douglas | NE04445 | Scrapped/Junked |  | M8623 | 1974 | KEWANEE | FT - Firetube Boiler | HWHT - Hot Water Heat | 5/31/1998
Superior Wash | 1325 W Michigan Ave | Norfolk | NE | 68701-5601 | Madison | NE08353 | Active | 116175 | 9406116175 | 1994 | Raypak | CPFT - Horiz Cpr Fin Boiler | HWHT - Hot Water Heat | 3/31/2026
Superior Wash | 1325 W Michigan Ave | Norfolk | NE | 68701-5601 | Madison | NE08354 | Active | 115684 | 9406115684 | 1994 | Raypak | CPFT - Horiz Cpr Fin Boiler | HWSP - Hot Water Non Potable Supply | 3/31/2026
Baker's Supermarket | 13250 W Maple Rd | Omaha | NE | 68164-2462 | Douglas | NE05586 | Scrapped/Junked | 24679 | 0318559 | 1994 | A. O. Smith | CHWH - ASME/Fired Water Heater | HWSD - Hot Water Dom/Potable | 9/30/2013
Baker's Supermarket | 13250 W Maple Rd | Omaha | NE | 68164-2462 | Douglas | NE05587 | Scrapped/Junked | 24681 | 0318557 | 1994 | A. O. Smith | CHWH - ASME/Fired Water Heater | HWSD - Hot Water Dom/Potable | 11/30/2011
Baker's Supermarket | 13250 W Maple Rd | Omaha | NE | 68164-2462 | Douglas | NE20745 | Active | 92701 | 107701 | 2010 | Bradford White | CHWH - ASME/Fired Water Heater | HWSD - Hot Water Dom/Potable | 9/30/2024
Baker's Supermarket | 13250 W Maple Rd | Omaha | NE | 68164-2462 | Douglas | NE23948 | Active | 174767 | 174767 | 2012 | AO SMITH | CHWH - ASME/Fired Water Heater | HWSD - Hot Water Dom/Potable | 9/30/2026
Wells Fargo Retail BE 100814 | 13259 Millard Ave | Omaha | NE | 68137-1781 | Douglas | NE17785 | Scrapped/Junked | 35384 | H936726 | 1993 | Lochinvar | FTHT - Firetube Horizontal | HWHT - Hot Water Heat | 10/31/2016
Wells Fargo Retail BE 100814 | 13259 Millard Ave | Omaha | NE | 68137-1781 | Douglas | NE26638 | Active | 234283 | 1644103812519 | 2016 | Lochinvar | WT - Water Tube Boiler | HWHT - Hot Water Heat | 12/31/2025
WALMART #885 | 1326 280th | Seward | NE | 68434-7541 | SEWARD | NE06048 | Exempt | 54540 | 54540 | 2004 | STANDARD REFRIGERATION | HTNK - Horizontal UFPV | REFR - Refrigerant Storage/Supp | 3/31/2007
Central Office | 1326 Park St | Blair | NE | 68008-1671 | Washington | NE17063 | Active | 17487 | 09F-5394 | 2009 | Les Inc/Aldrich Co | FTVT - Firetube Vertical TB | GLYC - Glycol Bldg Heat Sys | 2/28/2026
Central Office | 1326 Park St | Blair | NE | 68008-1671 | Washington | NE17064 | Active | 17488 | 09F-5395 | 2009 | Les Inc/Aldrich Co | FTVT - Firetube Vertical TB | GLYC - Glycol Bldg Heat Sys | 2/28/2026
Central Office | 1326 Park St | Blair | NE | 68008-1671 | Washington | NE21244 | Active | 70948 | C96I07693 | 1996 | Teledyne Laars | CPFT - Horiz Cpr Fin Boiler | HWHT - Hot Water Heat | 2/28/2024
Central Office | 1326 Park St | Blair | NE | 68008-1671 | Washington | NE21245 | Active | 70947 | C96I07692 | 1996 | Teledyne Laars | CPFT - Horiz Cpr Fin Boiler | HWHT - Hot Water Heat | 2/28/2026
Central Office | 1326 Park St | Blair | NE | 68008-1671 | Washington | NE33516 | Scrapped/Junked |  | 113409 | 1951 | PACI | FT - Firetube Boiler | HWHT - Hot Water Heat | 2/28/2009
Central Office | 1326 Park St | Blair | NE | 68008-1671 | Washington | NE33517 | Inactive |  | 1842 | 1959 | KEWANEE | FT - Firetube Boiler | HWHT - Hot Water Heat | 6/30/2003
Grace Lutheran Church-BMIC#412970 | 1326 S 26th St | Omaha | NE | 68105-2316 | Douglas | NE07061 | Scrapped/Junked | 16009 | 200616000520 | 2006 | Trinity | WT - Water Tube Boiler | HWHT - Hot Water Heat | 1/31/2018
Grace Lutheran Church-BMIC#412970 | 1326 S 26th St | Omaha | NE | 68105-2316 | Douglas | NE14547 | Scrapped/Junked |  | 21946 | 1957 | Penn Range Boiler | CI - Cast Iron | HWHT - Hot Water Heat | 1/31/2007
Grace Lutheran Church-BMIC#412970 | 1326 S 26th St | Omaha | NE | 68105-2316 | Douglas | NE27160 | Active | 82163 | M1.08.38.00393 | 2008 | Giannoni France | COND - Condenser | HWHT - Hot Water Heat | 1/31/2026
Gerald R Ford Center | 1326 S 32nd St | Omaha | NE | 68105-2044 | Douglas | NE27750 | Active | 437236 | G18437236 | 2018 | Laars | WT - Water Tube Boiler | HWHT - Hot Water Heat | 1/31/2026
Gerald R Ford Center | 1326 S 32nd St | Omaha | NE | 68105-2044 | Douglas | NE27751 | Active | 439425 | G18439425 | 2018 | Laars | WT - Water Tube Boiler | HWHT - Hot Water Heat | 1/31/2026
Gerald R Ford Center | 1326 S 32nd St | Omaha | NE | 68105-2044 | Douglas | NE30720 | Scrapped/Junked | 8071 | 94E-4447 | 1994 | ALDR | FTVT - Firetube Vertical TB | HWHT - Hot Water Heat | 12/31/2018
Gerald R Ford Center | 1326 S 32nd St | Omaha | NE | 68105-2044 | Douglas | NE30721 | Scrapped/Junked | 8068 | 94E-4444 | 1994 | ALDR | FTVT - Firetube Vertical TB | HWHT - Hot Water Heat | 12/31/2018
Gerald R Ford Center | 1326 S 32nd St | Omaha | NE | 68105-2044 | Douglas | NE30722 | Scrapped/Junked | 8070 | 94E-4446 | 1994 | ALDR | FTVT - Firetube Vertical TB | HWHT - Hot Water Heat | 12/31/2018
APARTMENT BUILDING | 1329 Kolterman Ave | Seward | NE | 68434-1359 | SEWARD | NE40513 | Exempt 1999 LB-66 |  | RN0287403222 | 1987 | RHEEM MANUFACTURING CO | AHWH - ANSI/Fired Water Htr | HWSD - Hot Water Dom/Potable | 5/31/2000
APARTMENT BUILDING | 1329 Kolterman Ave | Seward | NE | 68434-1359 | SEWARD | NE40514 | Exempt 1999 LB-66 |  | RN0890D06827 | 1990 | RHEEM MANUFACTURING CO | AHWH - ANSI/Fired Water Htr | HWSD - Hot Water Dom/Potable | 5/31/2000
O'ROURKE'S | 1329 O St | Lincoln | NE | 68508-1512 | LANCASTER | NE02874 | Inactive | 19249 |  | 1958 | PM LATTNER MFR COMPANY | FT - Firetube Boiler | PROC - Process Steam | 1/31/1989
O'ROURKE'S | 1329 O St | Lincoln | NE | 68508-1512 | LANCASTER | NE37226 | Inactive |  |  | 1986 | WEIL MCLAIN |  | STHT - Steam-Heat | 2/29/1996
SUPER 8 MOTEL | 1329 Progressive Dr | Seward | NE | 68434-7538 | SEWARD | NE40087 | Exempt 1999 LB-66 |  | MM92-0252961880 | 1992 | AO SMITH | AHWH - ANSI/Fired Water Htr | HWSD - Hot Water Dom/Potable | 5/31/2000
SUPER 8 MOTEL | 1329 Progressive Dr | Seward | NE | 68434-7538 | SEWARD | NE40088 | Exempt 1999 LB-66 |  | MG96-0555680962 | 1996 | AO SMITH | AHWH - ANSI/Fired Water Htr | HWSD - Hot Water Dom/Potable | 5/31/2000
SUPER 8 MOTEL | 1329 Progressive Dr | Seward | NE | 68434-7538 | SEWARD | NE40089 | Exempt 1999 LB-66 |  | MM92-0252959880 | 1992 | AO SMITH | AHWH - ANSI/Fired Water Htr | HWSD - Hot Water Dom/Potable | 5/31/2000
SUPER 8 MOTEL | 1329 Progressive Dr | Seward | NE | 68434-7538 | SEWARD | NE40230 | Scrapped/Junked |  | MJ91-0206837880 | 1991 | AO SMITH | AHWH - ANSI/Fired Water Htr | HWSD - Hot Water Dom/Potable | 5/31/2002
B-D WORLDWIDE CONSUMER | 1329 W HWY 6 | HOLDREGE | NE | 68949-3126 | PHELPS | NE13895 | Inactive | 26711 | P-2932 | 1975 | KEWANEE | FTWB - FTS Marine Wet Back | PROC - Process Steam | 7/31/1991
B-D WORLDWIDE CONSUMER | 1329 W HWY 6 | HOLDREGE | NE | 68949-3126 | PHELPS | NE14042 | Inactive |  | P8122 | 1977 | KEWANEE | FT - Firetube Boiler | PROC - Process Steam | 7/31/1991
Becton-Dickinson | 1329 W US Highway 6 | Holdrege | NE | 68949-3126 | Phelps | NE15482 | Inactive | 21040 | L9782 | 1961 | Kewanee | FT - Firetube Boiler | STHT - Steam-Heat | 7/31/2017
Becton-Dickinson | 1329 W US Highway 6 | Holdrege | NE | 68949-3126 | Phelps | NE22799 | Scrapped/Junked | 3389 | 43389 | 2012 | Steris | ELBL - Electric Boiler | STER - Sterilizer | 7/31/2023
Becton-Dickinson | 1329 W US Highway 6 | Holdrege | NE | 68949-3126 | Phelps | NE30934 | Scrapped/Junked | 12190 | 20303 | 1997 | Amsco | ELBL - Electric Boiler | PROC - Process Steam | 7/31/2012
Becton-Dickinson | 1329 W US Highway 6 | Holdrege | NE | 68949-3126 | Phelps | NE43192 | Active | 11836 | 51836 | 2023 | Steris Corp | STER - Sterilizer | STER - Sterilizer | 3/31/2026
Sarpy County VA | 1330 Jersey St | Papillion | NE | 68046-7109 | Sarpy | NE42638 | Active | 2077 | 22-HE020854922 | 2022 | Riello | WTSS - Watertube SS Steel | HWHT - Hot Water Heat | 4/30/2026
Sarpy County VA | 1330 Jersey St | Papillion | NE | 68046-7109 | Sarpy | NE42639 | Active | 2074 | 22-HE020824922 | 2022 | Riello | WTSS - Watertube SS Steel | HWHT - Hot Water Heat | 4/30/2026
Sarpy County VA | 1330 Jersey St | Papillion | NE | 68046-7109 | Sarpy | NE42640 | Active | 1825 | 22-HE018334622 | 2022 | Riello | WTSS - Watertube SS Steel | HWHT - Hot Water Heat | 4/30/2026
Sarpy County VA | 1330 Jersey St | Papillion | NE | 68046-7109 | Sarpy | NE42641 | Active | 1823 | 22-HE018314622 | 2022 | Riello | WTSS - Watertube SS Steel | HWHT - Hot Water Heat | 4/30/2026
Hastings Museum | 1330 N Burlington Ave | Hastings | NE | 68901-3062 | Adams | NE18828 | Scrapped/Junked | 7805 | 93E4029 | 1994 | Aldrich | FTVT - Firetube Vertical TB | HWHT - Hot Water Heat | 2/28/2024
Hastings Museum | 1330 N Burlington Ave | Hastings | NE | 68901-3062 | Adams | NE18829 | Scrapped/Junked | 7804 | 93E4028 | 1994 | Aldrich | FTVT - Firetube Vertical TB | HWHT - Hot Water Heat | 2/28/2024
Hastings Museum | 1330 N Burlington Ave | Hastings | NE | 68901-3062 | Adams | NE18830 | Out of Service | 7808 | 93E4032 | 1994 | Aldrich | FTVT - Firetube Vertical TB | HWHT - Hot Water Heat | 2/28/2023
Hastings Museum | 1330 N Burlington Ave | Hastings | NE | 68901-3062 | Adams | NE42766 | Active | 376339 | 22.PGT400.433.00743 | 2022 | Lochinvar | FTVT - Firetube Vertical TB | HWHT - Hot Water Heat | 2/28/2026
Hastings Museum | 1330 N Burlington Ave | Hastings | NE | 68901-3062 | Adams | NE42767 | Active | 393805 | 22.PGT400.433.010121 | 2022 | Lochinvar | FTVT - Firetube Vertical TB | HWHT - Hot Water Heat | 2/28/2026
City of Lincoln, Nebraska Parking | 1330 N St | Lincoln | NE | 68508-1907 | Lancaster | NE15242 | Scrapped/Junked | N/A | 18-J1 | 1975 | American Standard | CI - Cast Iron | HWHT - Hot Water Heat | 12/31/2019
Aksarben Village Retirement | 1330 S 70th St | Omaha | NE | 68106-2292 | Douglas | NE26108 | Active | 57751 | 14WHTX.1130.3 | 2014 | PVI Industries | CHWH - ASME/Fired Water Heater | HWSD - Hot Water Dom/Potable | 10/31/2026
Aksarben Village Retirement | 1330 S 70th St | Omaha | NE | 68106-2292 | Douglas | NE26109 | Active | 58868 | 14WHTX.1130.4 | 2014 | PVI Industries | CHWH - ASME/Fired Water Heater | HWSD - Hot Water Dom/Potable | 10/31/2026
Aksarben Village Retirement | 1330 S 70th St | Omaha | NE | 68106-2292 | Douglas | NE26110 | Active | 58199 | 14WHTX.1130.3 | 2014 | PVI Industries | CHWH - ASME/Fired Water Heater | HWSD - Hot Water Dom/Potable | 10/31/2026
Aksarben Village Retirement | 1330 S 70th St | Omaha | NE | 68106-2292 | Douglas | NE26111 | Active | 69297 | G-14-2217 | 2014 | Aerco | COND - Condenser | HWHT - Hot Water Heat | 10/31/2026
Aksarben Village Retirement | 1330 S 70th St | Omaha | NE | 68106-2292 | Douglas | NE26112 | Active | 69294 | G-14-2214 | 2014 | Aerco | COND - Condenser | HWHT - Hot Water Heat | 10/31/2026
Aksarben Village Retirement | 1330 S 70th St | Omaha | NE | 68106-2292 | Douglas | NE26359 | Active | 196927 | 196927 | 2014 | AO SMITH | CHWH - ASME/Fired Water Heater | HWSD - Hot Water Dom/Potable | 10/31/2026
Aksarben Village Retirement | 1330 S 70th St | Omaha | NE | 68106-2292 | Douglas | NE26360 | Active | 196932 | 196932 | 2014 | AO SMITH | CHWH - ASME/Fired Water Heater | HWSD - Hot Water Dom/Potable | 10/31/2026
Taylor Properties | 1331 Park Ave | Omaha | NE | 68105-2213 | Douglas | NE07324 | Inactive | n/a | 81-0784 | 1986 | Peerless | CI - Cast Iron | HWHT - Hot Water Heat | 12/31/2011
FNBO - 702110H | 13310 W Maple Rd | Omaha | NE | 68197-0015 | Douglas | NE20329 | Active | 7885 | 94-E4137 | 1994 | ALES | FTVT - Firetube Vertical TB | HWHT - Hot Water Heat | 2/28/2026
CHI Bakers Square Clinic | 13315 W Center Rd | Omaha | NE | 68144-3449 | Douglas | NE22729 | Scrapped/Junked | 196996 | M1112300429 | 2011 | Lochinvar | COBL - Coil Type Boiler | HWHT - Hot Water Heat | 7/31/2020
CHI Bakers Square Clinic | 13315 W Center Rd | Omaha | NE | 68144-3449 | Douglas | NE22730 | Scrapped/Junked | 187498 | m1111100202 | 2011 | Lochinvar | COBL - Coil Type Boiler | HWHT - Hot Water Heat | 7/31/2020
CHI Bakers Square Clinic | 13315 W Center Rd | Omaha | NE | 68144-3449 | Douglas | NE41011 | Active | 223563 | 16.PG06.94.0781 | 2016 | Lochinvar | FTVT - Firetube Vertical TB | HWHT - Hot Water Heat | 8/31/2026
CHI Bakers Square Clinic | 13315 W Center Rd | Omaha | NE | 68144-3449 | Douglas | NE41012 | Active | 213184 | 116.PG60.94.0549 | 2016 | Lochinvar | FTVT - Firetube Vertical TB | HWHT - Hot Water Heat | 8/31/2026
KUPPENHEIMER'S | 13322 W Center Rd | Omaha | NE | 68144-3450 | Douglas | NE11865 | Inactive | 124893 |  | 1984 | HOT SHOT | WT - Water Tube Boiler | PROC - Process Steam | 7/31/1986
Home Instead Senior Care | 13323 California St | Omaha | NE | 68154-5240 | Douglas | NE14645 | Active | 91199 | K08H10091199 | 2008 | Lochinvar | WT - Water Tube Boiler | HWFG - Hotwater Heat Floor-Glycl | 12/31/2026
Home Instead Senior Care | 13323 California St | Omaha | NE | 68154-5240 | Douglas | NE14646 | Active | 91200 | K08H0091200 | 2008 | Lochinvar | WT - Water Tube Boiler | GLFH - Glycol Floor Heat System | 12/31/2026
California Place | 13330 California St | Omaha | NE | 68154-5241 | Douglas | NE06788 | Active | 13422 | 04F-1338 | 2004 | ALES | FTVT - Firetube Vertical TB | GLYC - Glycol Bldg Heat Sys | 12/31/2026
California Place | 13330 California St | Omaha | NE | 68154-5241 | Douglas | NE06789 | Active | 13421 | 04F-1337 | 2004 | ALES | FTVT - Firetube Vertical TB | GLYC - Glycol Bldg Heat Sys | 12/31/2026
California Place | 13330 California St | Omaha | NE | 68154-5241 | Douglas | NE06790 | Active | 00165671 | F04H00165671 | 2004 | Lochinvar | CPFT - Horiz Cpr Fin Boiler | GLFH - Glycol Floor Heat System | 12/31/2026
Bridges Trust | 13333 California St | Omaha | NE | 68154-5237 | Douglas | NE41718 | Active | 154625 | 20.PG80.95.0216 | 2020 | Lochinvar | FT - Firetube Boiler | HWHT - Hot Water Heat | 5/31/2026
OMAHA WORLD HERALD | 1334 Dodge St | Omaha | NE | 68102-1126 | Douglas | NE20684 | Inactive | 10942 | 25168 | 1996 | RITE ENGINEERING | WT - Water Tube Boiler | HWSP - Hot Water Non Potable Supply | 11/30/2007
LEAGUE NE MUNICIPALITIES | 1335 L St | Lincoln | NE | 68508-2531 | LANCASTER | NE15570 | Inactive |  | 211-3168 | 1978 | PEERLESS HEATER COMPANY |  | HWHT - Hot Water Heat | 3/31/2005
All Saints Catholic School | 1335 S 10th St | Omaha | NE | 68108-3603 | Douglas | NE41261 | Active | 344072 | D1.15.12.00008 | 2015 | Laars | WT - Water Tube Boiler | HWHT - Hot Water Heat | 2/28/2027
All Saints Catholic School | 1335 S 10th St | Omaha | NE | 68108-3603 | Douglas | NE41262 | Active | 344075 | D1.15.12.00011 | 2015 | Laars | WT - Water Tube Boiler | HWHT - Hot Water Heat | 2/28/2027
All Saints Catholic School | 1335 S 10th St | Omaha | NE | 68108-3603 | Douglas | NE41263 | Active | 344074 | D1.15.12.00010 | 2015 | Laars | WT - Water Tube Boiler | HWHT - Hot Water Heat | 2/28/2027
Adams County Judicial Center | 1335 W M St | Hastings | NE | 68901-7240 | Adams | NE42443 | Active | 296215 | 296215 | 2022 | A O Smith | CHWH - ASME/Fired Water Heater | HWSD - Hot Water Dom/Potable | 10/31/2026
Adams County Judicial Center | 1335 W M St | Hastings | NE | 68901-7240 | Adams | NE42444 | Active | 296216 | 296216 | 2022 | A O Smith | CHWH - ASME/Fired Water Heater | HWSD - Hot Water Dom/Potable | 10/31/2026
Adams County Judicial Center | 1335 W M St | Hastings | NE | 68901-7240 | Adams | NE42445 | Active | 296217 | 296217 | 2022 | A O Smith | CHWH - ASME/Fired Water Heater | HWSD - Hot Water Dom/Potable | 10/31/2026
Adams County Judicial Center | 1335 W M St | Hastings | NE | 68901-7240 | Adams | NE42446 | Active | 296218 | 296218 | 2022 | A O Smith | CHWH - ASME/Fired Water Heater | HWSD - Hot Water Dom/Potable | 10/31/2026
Adams County Judicial Center | 1335 W M St | Hastings | NE | 68901-7240 | Adams | NE42447 | Active | 295546 | 295546 | 2022 | A O Smith | CHWH - ASME/Fired Water Heater | HWSD - Hot Water Dom/Potable | 10/31/2026
Adams County Judicial Center | 1335 W M St | Hastings | NE | 68901-7240 | Adams | NE42448 | Active | 320110 | 22.PGT550.151.00227 | 2022 | Lochinvar | FTVT - Firetube Vertical TB | HWHT - Hot Water Heat | 10/31/2026
Adams County Judicial Center | 1335 W M St | Hastings | NE | 68901-7240 | Adams | NE42449 | Active | 320119 | 22.PGT550.151.00236 | 2022 | Lochinvar | FTVT - Firetube Vertical TB | HWHT - Hot Water Heat | 10/31/2026
Adams County Judicial Center | 1335 W M St | Hastings | NE | 68901-7240 | Adams | NE42450 | Active | 320120 | 22.PGT550.156.00237 | 2022 | Lochinvar | FTVT - Firetube Vertical TB | HWHT - Hot Water Heat | 10/31/2026
Watts Electric | 13351 Dovers St | Waverly | NE | 68462-2516 | Lancaster | NE15755 | Active | 2575 | P-5407 | 2008 | ZINK | COBL - Coil Type Boiler | HWHT - Hot Water Heat | 1/31/2026
Vacant Building | 1339 O St | Lincoln | NE | 68508-1509 | Lancaster | NE22533 | Out of Service | n/a | 211-12679-0797 | 1997 | Peerless | CI - Cast Iron | STHT - Steam-Heat | 12/31/2011
Sharp Building | 134 S 13th St | Lincoln | NE | 68508-1931 | Lancaster | NE14931 | Scrapped/Junked |  | 210-15152G | 1960 | Peerless Heater Company | CI - Cast Iron | STHT - Steam-Heat | 6/30/2000
Sharp Building | 134 S 13th St | Lincoln | NE | 68508-1931 | Lancaster | NE14933 | Scrapped/Junked | 19023 | 59361 | 1984 | Bryan Steam LLC | WT - Water Tube Boiler | STHT - Steam-Heat | 6/30/2000
Sharp Building | 134 S 13th St | Lincoln | NE | 68508-1931 | Lancaster | NE15333 | Scrapped/Junked |  | 6152977108 | 1989 | Peerless Heater Company | CI - Cast Iron | STHT - Steam-Heat | 6/30/2000
Federal Trust Building | 134 S 13th St | Lincoln | NE | 68508-1931 | Lancaster | NE00773 | Scrapped/Junked | 104831 | M00H09061 | 2000 | TELE | CPFT - Horiz Cpr Fin Boiler | HWHT - Hot Water Heat | 11/30/2017
Federal Trust Building | 134 S 13th St | Lincoln | NE | 68508-1931 | Lancaster | NE27296 | Active | 284735 | C17284735 | 2017 | Laars | CPFT - Horiz Cpr Fin Boiler | HWHT - Hot Water Heat | 11/30/2024
First Baptist Church-BMIC#433743 | 1340 K St | Lincoln | NE | 68508-2728 | LANCASTER | NE24250 | Active | n/a | 64143203 | 1999 | BURN | CI - Cast Iron | HWHT - Hot Water Heat | 9/30/2026
First Baptist Church-BMIC#433743 | 1340 K St | Lincoln | NE | 68508-2728 | LANCASTER | NE24251 | Active | n/a | 64143202 | 1999 | BURN | CI - Cast Iron | HWHT - Hot Water Heat | 9/30/2026
First Baptist Church-BMIC#433743 | 1340 K St | Lincoln | NE | 68508-2728 | LANCASTER | NE33315 | Scrapped/Junked |  |  | 1964 | KEWANEE | FT - Firetube Boiler | HWHT - Hot Water Heat | 2/29/2000
Laundry Land | 1340 N 27th St | Lincoln | NE | 68503-1808 | Lancaster | NE40370 | Scrapped/Junked | 57914 | 780-K85-57914 | 1985 | AOSM | COBL - Coil Type Boiler | HWSD - Hot Water Dom/Potable | 9/30/2017
Parker Hannifin Corporation | 13400 O St | Lincoln | NE | 68520-1262 | Lancaster | NE15270 | Scrapped/Junked | 3203 | M8259 | 1964 | Kewannee | FT - Firetube Boiler | HWHT - Hot Water Heat | 7/31/2006
Parker Hannifin Corporation | 13400 O St | Lincoln | NE | 68520-1262 | Lancaster | NE15275 | Out of Service | 0 | 2207 | 1970 | Kewannee | FTFB - Firetube-Firebox Boiler | HWHT - Hot Water Heat | 7/31/2013
Waverly High School | 13401 Amberly Rd | Waverly | NE | 68462 | Lancaster | NE01958 | Scrapped/Junked | 65324 | 216855 | 2003 | Market Forge | FTVT - Firetube Vertical TB | 0021 - Steam Supp Cooker/Kettle | 5/31/2024
Waverly High School | 13401 Amberly Rd | Waverly | NE | 68462 | Lancaster | NE07588 | Scrapped/Junked | 105781 | F06M001034 | 2006 | STAT | CHWH - ASME/Fired Water Heater | HWSD - Hot Water Dom/Potable | 5/31/2019
Waverly High School | 13401 Amberly Rd | Waverly | NE | 68462 | Lancaster | NE07589 | Out of Service | 105779 | F06M001032 | 2006 | STAT | CHWH - ASME/Fired Water Heater | HWSD - Hot Water Dom/Potable | 5/31/2018
Waverly High School | 13401 Amberly Rd | Waverly | NE | 68462 | Lancaster | NE07590 | Active | 13232 | 57352 | 2006 | Triad Boiler | FTVT - Firetube Vertical TB | HWHT - Hot Water Heat | 5/31/2026
Waverly High School | 13401 Amberly Rd | Waverly | NE | 68462 | Lancaster | NE07591 | Active | 13233 | 57353 | 2006 | Triad Boiler | FTVT - Firetube Vertical TB | HWHT - Hot Water Heat | 5/31/2026
Waverly High School | 13401 Amberly Rd | Waverly | NE | 68462 | Lancaster | NE07592 | Active | 13231 | 57351 | 2006 | Triad Boiler | FTVT - Firetube Vertical TB | HWHT - Hot Water Heat | 5/31/2026
Waverly High School | 13401 Amberly Rd | Waverly | NE | 68462 | Lancaster | NE08507 | Scrapped/Junked | 55434 | 55434 | 1998 | Market Forge | FT - Firetube Boiler | 0021 - Steam Supp Cooker/Kettle | 5/31/2015
Waverly High School | 13401 Amberly Rd | Waverly | NE | 68462 | Lancaster | NE23853 | Scrapped/Junked | 9431 | 97E-6667 | 1997 | ALES | FTVT - Firetube Vertical TB | GLYC - Glycol Bldg Heat Sys | 5/31/2025
Waverly High School | 13401 Amberly Rd | Waverly | NE | 68462 | Lancaster | NE23854 | Scrapped/Junked | 9429 | 97E-6665 | 1997 | ALES | FTVT - Firetube Vertical TB | GLYC - Glycol Bldg Heat Sys | 5/31/2025
Waverly High School | 13401 Amberly Rd | Waverly | NE | 68462 | Lancaster | NE23855 | Scrapped/Junked | 9432 | 97E-6668 | 1997 | ALES | FTVT - Firetube Vertical TB | GLYC - Glycol Bldg Heat Sys | 5/31/2022
Waverly High School | 13401 Amberly Rd | Waverly | NE | 68462 | Lancaster | NE23856 | Scrapped/Junked | 9438 | 97E-6674 | 1997 | ALES | FTVT - Firetube Vertical TB | GLYC - Glycol Bldg Heat Sys | 5/31/2022
Waverly High School | 13401 Amberly Rd | Waverly | NE | 68462 | Lancaster | NE23857 | Active | 9436 | 97E-6672 | 1997 | ALES | FTVT - Firetube Vertical TB | GLYC - Glycol Bldg Heat Sys | 5/31/2026
Waverly High School | 13401 Amberly Rd | Waverly | NE | 68462 | Lancaster | NE23858 | Active | 9434 | 97E-6670 | 1997 | ALES | FTVT - Firetube Vertical TB | GLYC - Glycol Bldg Heat Sys | 5/31/2026
Waverly High School | 13401 Amberly Rd | Waverly | NE | 68462 | Lancaster | NE42355 | Active | 14001 | 20-HE125894620 | 2020 | Riello | WT - Water Tube Boiler | HWHT - Hot Water Heat | 5/31/2026
Waverly High School | 13401 Amberly Rd | Waverly | NE | 68462 | Lancaster | NE42356 | Active | 14071 | 20-HE125894620 | 2020 | Riello | WT - Water Tube Boiler | HWHT - Hot Water Heat | 5/31/2026
Waverly High School | 13401 Amberly Rd | Waverly | NE | 68462 | Lancaster | NE42357 | Active | 14072 | 20-HE126524620 | 2020 | Riello | WT - Water Tube Boiler | HWHT - Hot Water Heat | 5/31/2026
Waverly High School | 13401 Amberly Rd | Waverly | NE | 68462 | Lancaster | NE42358 | Active | 14010 | 20-HE125984620 | 2020 | Riello | WT - Water Tube Boiler | HWHT - Hot Water Heat | 5/31/2026
Waverly High School | 13401 Amberly Rd | Waverly | NE | 68462 | Lancaster | NE42359 | Active | 14012 | 20-HE126004620 | 2020 | Riello | WT - Water Tube Boiler | HWHT - Hot Water Heat | 5/31/2026
Waverly High School | 13401 Amberly Rd | Waverly | NE | 68462 | Lancaster | NE42360 | Active | 14073 | 20-HE126534620 | 2022 | Riello | WT - Water Tube Boiler | HWHT - Hot Water Heat | 5/31/2026
Waverly High School | 13401 Amberly Rd | Waverly | NE | 68462 | Lancaster | NE43131 | Active | 21730 | 24F-9638 | 2023 | Aldrich | FTHT - Firetube Horizontal | HWHT - Hot Water Heat | 5/31/2026
Waverly High School | 13401 Amberly Rd | Waverly | NE | 68462 | Lancaster | NE43132 | Active | 21729 | 24F-9637 | 2023 | Aldrich | FTHT - Firetube Horizontal | HWHT - Hot Water Heat | 5/31/2026
Apartments at the Lux 96 | 1341 W 6th St | Papillion | NE | 68046-3033 | Sarpy | NE28811 | Active | 35535 | 20WHO0089 | 2020 | PENTAIR | FT - Firetube Boiler | OPHT - Outdoor Pool Heater | 7/31/2026
Apartments at the Lux 96 | 1341 W 6th St | Papillion | NE | 68046-3033 | Sarpy | NE28812 | Scrapped/Junked | 25983 | 17WHD0031 | 2017 | PENTAIR | FT - Firetube Boiler | OPHT - Outdoor Pool Heater | 7/31/2023
Apartments at the Lux 96 | 1341 W 6th St | Papillion | NE | 68046-3033 | Sarpy | NE43501 | Active | 44610 | 23WHD0020 | 2023 | PENTAIR | FT - Firetube Boiler | OPHT - Outdoor Pool Heater | 7/31/2024
Sunridge Village | 13410 Blondo St | Omaha | NE | 68164-3301 | Douglas | NE07811 | Active | 58818 | A98395329 | 1998 | STAT | CHWH - ASME/Fired Water Heater | HWSD - Hot Water Dom/Potable | 11/30/2027
Sunridge Village | 13410 Blondo St | Omaha | NE | 68164-3301 | Douglas | NE07812 | Scrapped/Junked | n/a | 98359569 | 1998 | STAT | CHWH - ASME/Fired Water Heater | HWSD - Hot Water Dom/Potable | 11/30/2017
Sunridge Village | 13410 Blondo St | Omaha | NE | 68164-3301 | Douglas | NE28982 | Active | 223594 | Unk | 2016 | AO SMITH | CHWH - ASME/Fired Water Heater | HWSD - Hot Water Dom/Potable | 11/30/2027
Malnove Inc | 13434 F St | Omaha | NE | 68137-1118 | Douglas | NE07785 | Inactive | 10038 | 99E-7487 | 1998 | ALDR | FTFB - Firetube-Firebox Boiler | PROC - Process Steam | 12/31/2012
AltEn, LLC | 1344 County Road 10 | Mead | NE | 68041-4036 | Saunders | NE07206 | Inactive | 138 | 4310 | 2006 | Saskatoon | FTWB - FTS Marine Wet Back | PROC - Process Steam | 11/30/2021
AltEn, LLC | 1344 County Road 10 | Mead | NE | 68041-4036 | Saunders | NE07207 | Inactive | 139 | 4311 | 2006 | Saskatoon | FTWB - FTS Marine Wet Back | PROC - Process Steam | 10/31/2008
AltEn, LLC | 1344 County Road 10 | Mead | NE | 68041-4036 | Saunders | NE24972 | Out of Service | 12533 | 12533 | 1994 | Superior Boiler Works | FTWB - FTS Marine Wet Back | PROC - Process Steam | 11/30/2015
AltEn, LLC | 1344 County Road 10 | Mead | NE | 68041-4036 | Saunders | NE25657 | Inactive | 17417 | ES4328-200 | 2011 | Hurst | FTWB - FTS Marine Wet Back | PROC - Process Steam | 11/30/2021
Champion Feeders LLC | 1344 County Road 10 | Mead | NE | 68041-4036 | Saunders | NE02793 | Scrapped/Junked | n/a | 15377 | 1956 | Cleaver & Brooks | FTSM - FTS Marine Dry Back | PROC - Process Steam | 8/31/2017
Champion Feeders LLC | 1344 County Road 10 | Mead | NE | 68041-4036 | Saunders | NE02958 | Scrapped/Junked | 12522 | 0-6705 | 1947 | Cleaver & Brooks | FTSM - FTS Marine Dry Back | PROC - Process Steam | 8/31/2017
Champion Feeders LLC | 1344 County Road 10 | Mead | NE | 68041-4036 | Saunders | NE25598 | Active | 4486 | 5.1119990 | 2000 | Cleaver Brooks | FTSM - FTS Marine Dry Back | PROC - Process Steam | 8/31/2026
vacant building | 1344 D St | Lincoln | NE | 68502-1382 | Lancaster | NE09746 | Inactive | N/A | 319966-200008 | 2000 | Peerless | CI - Cast Iron | HWHT - Hot Water Heat | 6/30/2012
Light Memorial Presby Church | 1345 Linden St | Sidney | NE | 69162-1935 | Cheyenne | NE34484 | Inactive | N/A | N/A | 1960 | CRAN | CI - Cast Iron | HWHT - Hot Water Heat | 2/28/2025
Light Memorial Presby Church | 1345 Linden St | Sidney | NE | 69162-1935 | Cheyenne | NE43392 | Active | 385896 | 22.PG80.95.0330 | 2022 | Lochinvar | FTSS - Firetube Stainless Steel | HWHT - Hot Water Heat | 5/31/2026
Light Memorial Presby Church | 1345 Linden St | Sidney | NE | 69162-1935 | Cheyenne | NE43393 | Active | 459232 | 24.PG80.95.00162 | 2024 | Lochinvar | FTSS - Firetube Stainless Steel | HWHT - Hot Water Heat | 5/31/2026
Fiserv | 1345 Old Cheney Rd | Lincoln | NE | 68512-1266 | LANCASTER | NE26584 | Active | 7663 | 051622910 | 2016 | CAMUS | WT - Water Tube Boiler | HWHT - Hot Water Heat | 10/31/2026
Fiserv | 1345 Old Cheney Rd | Lincoln | NE | 68512-1266 | LANCASTER | NE27275 | Active | 8447 | 051724635 | 2017 | CAMUS | FTVT - Firetube Vertical TB | HWHT - Hot Water Heat | 10/31/2026
Fiserv | 1345 Old Cheney Rd | Lincoln | NE | 68512-1266 | LANCASTER | NE27276 | Active | 8446 | 051724634 | 2017 | CAMUS | FTVT - Firetube Vertical TB | HWHT - Hot Water Heat | 10/31/2026
Fiserv | 1345 Old Cheney Rd | Lincoln | NE | 68512-1266 | LANCASTER | NE40804 | Scrapped/Junked | 14917 | 55058 | 1981 | Bryan | WT - Water Tube Boiler | HWHT - Hot Water Heat | 10/31/2016
Fiserv | 1345 Old Cheney Rd | Lincoln | NE | 68512-1266 | LANCASTER | NE40805 | Scrapped/Junked | 9794 | 98E-7219 | 1998 | ALES | FTVT - Firetube Vertical TB | HWHT - Hot Water Heat | 10/31/2017
Fiserv | 1345 Old Cheney Rd | Lincoln | NE | 68512-1266 | LANCASTER | NE40806 | Scrapped/Junked | 9792 | 98E-7217 | 1998 | ALES | FTVT - Firetube Vertical TB | HWHT - Hot Water Heat | 10/31/2017
Fiserv | 1345 Old Cheney Rd | Lincoln | NE | 68512-1266 | LANCASTER | NE40807 | Scrapped/Junked | 9788 | 98E-7213 | 1998 | ALES | FTVT - Firetube Vertical TB | HWHT - Hot Water Heat | 10/31/2017
Fiserv | 1345 Old Cheney Rd | Lincoln | NE | 68512-1266 | LANCASTER | NE40808 | Scrapped/Junked | 9791 | 98E-7216 | 1998 | ALES | FTVT - Firetube Vertical TB | HWHT - Hot Water Heat | 10/31/2017
Fiserv | 1345 Old Cheney Rd | Lincoln | NE | 68512-1266 | LANCASTER | NE40809 | Scrapped/Junked | 9782 | 98E-7207 | 1998 | Aldrich | FTVT - Firetube Vertical TB | HWHT - Hot Water Heat | 10/31/2017
Fiserv | 1345 Old Cheney Rd | Lincoln | NE | 68512-1266 | LANCASTER | NE40810 | Scrapped/Junked | 7706 | 93-E3926 | 1993 | ALES | FTVT - Firetube Vertical TB | HWHT - Hot Water Heat | 10/31/2017
Fiserv | 1345 Old Cheney Rd | Lincoln | NE | 68512-1266 | LANCASTER | NE40811 | Scrapped/Junked | 7694 | 93-E3913 | 1993 | ALES | FTVT - Firetube Vertical TB | HWHT - Hot Water Heat | 10/31/2017
Fiserv | 1345 Old Cheney Rd | Lincoln | NE | 68512-1266 | LANCASTER | NE40812 | Scrapped/Junked | 7703 | 93-E3923 | 1993 | ALES | FTVT - Firetube Vertical TB | HWHT - Hot Water Heat | 10/31/2017
Fiserv | 1345 Old Cheney Rd | Lincoln | NE | 68512-1266 | LANCASTER | NE43383 | Active | 9494 | 605871900029 | 2023 | Cleaver Brooks | FTVT - Firetube Vertical TB | HWHT - Hot Water Heat | 10/31/2026
Fiserv | 1345 Old Cheney Rd | Lincoln | NE | 68512-1266 | LANCASTER | NE43632 | Active | 21814 | 95969 | 2023 | ALDRICH/LES | FTVT - Firetube Vertical TB | HWHT - Hot Water Heat | 10/31/2026
Fiserv | 1345 Old Cheney Rd | Lincoln | NE | 68512-1266 | LANCASTER | NE43633 | Active | 21815 | 95969 | 2023 | ALDRICH/LES | FTVT - Firetube Vertical TB | HWHT - Hot Water Heat | 10/31/2026
Grace Chapel | 1345 S 16th St | Lincoln | NE | 68502-1466 | LANCASTER | NE14520 | Scrapped/Junked | N/A | 1B-J1 | 1970 | AMST | CI - Cast Iron | STHT - Steam-Heat | 12/31/2017
Grace Chapel | 1345 S 16th St | Lincoln | NE | 68502-1466 | LANCASTER | NE14521 | Inactive | N/A | 412S | 1950 | AMST | CI - Cast Iron | STHT - Steam-Heat | 12/31/2013
Grace Chapel | 1345 S 16th St | Lincoln | NE | 68502-1466 | LANCASTER | NE14522 | Out of Service | N/A | J6876 | 1951 | Kewanee | FTFB - Firetube-Firebox Boiler | STHT - Steam-Heat | 12/31/2013
Grace Chapel | 1345 S 16th St | Lincoln | NE | 68502-1466 | LANCASTER | NE20097 | Exempt 1999 LB-66 |  | MF92-0234395 | 1992 | AO SMITH | AHWH - ANSI/Fired Water Htr | HWSD - Hot Water Dom/Potable | 12/31/1999
Grace Chapel | 1345 S 16th St | Lincoln | NE | 68502-1466 | LANCASTER | NE25153 | Active | 251756 | B13H10251756 | 2013 | Lochinvar | WTSS - Watertube SS Steel | HWHT - Hot Water Heat | 12/31/2026
Grace Chapel | 1345 S 16th St | Lincoln | NE | 68502-1466 | LANCASTER | NE25154 | Active | 234323 | B13H10234323 | 2013 | Lochinvar | WTSS - Watertube SS Steel | HWHT - Hot Water Heat | 12/31/2026
Grace Chapel | 1345 S 16th St | Lincoln | NE | 68502-1466 | LANCASTER | NE28135 | Active | 239682 | 16.PGT700.110.0505 | 2016 | Lochinvar | FTVT - Firetube Vertical TB | HWHT - Hot Water Heat | 12/31/2026
Grace Chapel | 1345 S 16th St | Lincoln | NE | 68502-1466 | LANCASTER | NE28136 | Active | 258076 | 17.PGT700.110.0232 | 2017 | Lochinvar | FTVT - Firetube Vertical TB | HWHT - Hot Water Heat | 12/31/2026
Capital Carwash | 1348 Saunders Ave | Lincoln | NE | 68521-2330 | Lancaster | NE08865 | Out of Service | N/A | 94-05-002908 | 1994 | PALO | COWH - Coil Type Water Heater | HWHF - Hot Water Heat-Floor | 4/30/2010
Capital Carwash | 1348 Saunders Ave | Lincoln | NE | 68521-2330 | Lancaster | NE08866 | Out of Service | N/A | 94-05-002747 | 1994 | PALO | COWH - Coil Type Water Heater | HWHF - Hot Water Heat-Floor | 4/30/2010
STEPHEN P DINSMORE | 135 F St | Lincoln | NE | 68508-3053 | LANCASTER | NE24391 | Exempt |  | X-7783 | 1930 | PACIFIC |  | HWHT - Hot Water Heat | 2/28/2001
BAIRD CLEANERS | 135 N 3rd St | Tecumseh | NE | 68450-2491 | JOHNSON | NE05858 | Inactive | 32911 | SN# 5201 | 1948 | KISCO | FT - Firetube Boiler | PROC - Process Steam | 7/31/2002
LYMAN RICHEY CORPORATION | 135 N 46th St | Omaha | NE | 68132-3200 | Douglas | NE34192 | Inactive |  | 32Y28993 | 1964 | Bryant Boiler | CI - Cast Iron | HWHT - Hot Water Heat | 8/31/1999
LYMAN RICHEY CORPORATION | 135 N 46th St | Omaha | NE | 68132-3200 | Douglas | NE34193 | Inactive |  |  | 1960 | HYDROTHERM/ADV THER HYD |  | HWHT - Hot Water Heat | 8/31/1999
First Interstate Bank | 135 N Cotner Blvd | Lincoln | NE | 68505-2312 | Lancaster | NE23257 | Active | None | N861 | 1965 | Kewanee | FTFB - Firetube-Firebox Boiler | HWHT - Hot Water Heat | 2/28/2026
TEK Services Building | 135 N Main St | Fremont | NE | 68025-5673 | DODGE | NE20187 | Active | n/a | M1526 | 1962 | Kewanee | FTSM - FTS Marine Dry Back | HWHT - Hot Water Heat | 10/31/2026
TEK Services Building | 135 N Main St | Fremont | NE | 68025-5673 | DODGE | NE20188 | Exempt 1999 LB-66 |  | M88-0116089860 | 1989 | AO SMITH | AHWH - ANSI/Fired Water Htr | HWSD - Hot Water Dom/Potable | 10/31/1999
BROKEN BOW LAUNDRY | 135 S 9th Ave | Broken Bow | NE | 68822-2010 | CUSTER | NE04256 | Inactive |  |  | 1961 | AO SMITH | AHWH - ANSI/Fired Water Htr | HWSD - Hot Water Dom/Potable | 7/31/1998
BROKEN BOW LAUNDRY | 135 S 9th Ave | Broken Bow | NE | 68822-2010 | CUSTER | NE11027 | Inactive | 12275 |  | 1947 | DUTTON | FT - Firetube Boiler | PROC - Process Steam | 7/31/1998
vacant building | 135 S Harrison | Hallam | NE | 68368-7903 | Lancaster | NE09950 | Scrapped/Junked | 142607 | 152627 | 2002 | Columbia | FTNT - FT Vertical Tubeless | PROC - Process Steam | 6/30/2017
Utica Community Care Center | 1350 Centennial Ave | Utica | NE | 68456-6094 | Seward | NE06360 | Scrapped/Junked | 96467 | E05M003607 | 2005 | AOSM | CHWH - ASME/Fired Water Heater | HWSD - Hot Water Dom/Potable | 11/30/2017
Utica Community Care Center | 1350 Centennial Ave | Utica | NE | 68456-6094 | Seward | NE22576 | Inactive | 204784 | D1-11-3600259 | 2011 | Burnham | WTSS - Watertube SS Steel | HWHT - Hot Water Heat | 11/30/2019
Utica Community Care Center | 1350 Centennial Ave | Utica | NE | 68456-6094 | Seward | NE22577 | Inactive | 204779 | D1-11-3600254 | 2011 | Burnham | WTSS - Watertube SS Steel | HWHT - Hot Water Heat | 11/30/2019
Utica Community Care Center | 1350 Centennial Ave | Utica | NE | 68456-6094 | Seward | NE27280 | Inactive | 143605 | 143605 | 2015 | RHEEM | CHWH - ASME/Fired Water Heater | HWSD - Hot Water Dom/Potable | 11/30/2019
Utica Community Care Center | 1350 Centennial Ave | Utica | NE | 68456-6094 | Seward | NE37060 | Scrapped/Junked | n/a | 498900069 | 1987 | Dunkirk | CI - Cast Iron | HWHT - Hot Water Heat | 11/30/2012
Utica Community Care Center | 1350 Centennial Ave | Utica | NE | 68456-6094 | Seward | NE37393 | Scrapped/Junked |  | MB8791313860 | 1987 | AO SMITH | AHWH - ANSI/Fired Water Htr | HWSD - Hot Water Dom/Potable | 11/30/2005
LINCOLN ELEMENTARY | 1350 N RUTH AVE | FREMONT | NE | 68025-3605 | DODGE | NE33508 | Scrapped/Junked | 8074 |  | 1957 | KEWANEE | FT - Firetube Boiler | STHT - Steam-Heat | 8/31/2004
Gottsch Cattle Co | 1350 Road L | Red Cloud | NE | 68970-7086 | Webster | NE18196 | Scrapped/Junked | 12482 | 12482 | 1994 | Superior Boiler Works | FTSM - FTS Marine Dry Back | PROC - Process Steam | 1/31/2025
Gottsch Cattle Co | 1350 Road L | Red Cloud | NE | 68970-7086 | Webster | NE24576 | Active | 17575 | 17575 | 2013 | Superior Boiler Works | FTSM - FTS Marine Dry Back | PROC - Process Steam | 1/31/2026
Gottsch Cattle Co | 1350 Road L | Red Cloud | NE | 68970-7086 | Webster | NE43173 | Active | 20368 | 20368 | 2024 | Superior Boiler Works | FTSM - FTS Marine Dry Back | PROC - Process Steam | 1/31/2026
Brother Sebastian's | 1350 S 119th St | Omaha | NE | 68144-1606 | Douglas | NE16052 | Scrapped/Junked | 78846 | LF03-2557063-11 | 2003 | AO SMITH | CHWH - ASME/Fired Water Heater | HWSD - Hot Water Dom/Potable | 1/31/2024
Brother Sebastian's | 1350 S 119th St | Omaha | NE | 68144-1606 | Douglas | NE21660 | Scrapped/Junked | 30657 | LG950448157 | 1995 | AO SMITH | CHWH - ASME/Fired Water Heater | HWSD - Hot Water Dom/Potable | 9/30/2004
Brother Sebastian's | 1350 S 119th St | Omaha | NE | 68144-1606 | Douglas | NE43565 | Active | 256211 | 256211 | 2019 | AO SMITH | CHWH - ASME/Fired Water Heater | HWSD - Hot Water Dom/Potable | 7/31/2027
Lewis & Clark Middle School | 13502 S 38th St | Bellevue | NE | 68123-6220 | Sarpy | NE17980 | Active | N/A | 1060-08-0228 | 2008 | Aerco | CALU - Cast Aluminum | HHHP - Hotwater Heat & Heat Pump | 7/31/2026
CUBBYS GREENWOOD | 13504 238th St I-80 AND HWY 63 | Greenwood | NE | 68366-1604 | LANCASTER | NE35274 | Scrapped/Junked |  | 1356 | 1965 | KEWANEE | FTFB - Firetube-Firebox Boiler | HWHT - Hot Water Heat | 10/31/2005
Midwest Laboratories | 13505 B St | Omaha | NE | 68144-3615 | Douglas | NE05890 | Active | 9405 | 97E6641 | 1997 | Aldrich | FTFB - Firetube-Firebox Boiler | STHT - Steam-Heat | 4/30/2026
Midwest Laboratories | 13505 B St | Omaha | NE | 68144-3615 | Douglas | NE17337 | Active | 6966 | 91-2840 | 1991 | Aldrich | FTFB - Firetube-Firebox Boiler | HWHT - Hot Water Heat | 4/30/2026
BMO | 13505 California St | Omaha | NE | 68154-5247 | Douglas | NE02414 | Active | 12980 | SN57100 | 2004 | Triad Boiler Systems Inc | FTVT - Firetube Vertical TB | HWHT - Hot Water Heat | 2/28/2027
BMO | 13505 California St | Omaha | NE | 68154-5247 | Douglas | NE02415 | Active | 12981 | SN57101 | 2004 | Triad Boiler Systems Inc | FTVT - Firetube Vertical TB | HWHT - Hot Water Heat | 2/28/2027
BMO | 13505 California St | Omaha | NE | 68154-5247 | Douglas | NE02416 | Active | 12982 | SN57102 | 2004 | Triad Boiler Systems Inc | FTVT - Firetube Vertical TB | HWHT - Hot Water Heat | 2/28/2027
Midwest Laboratories Inc | 13516 C St | Omaha | NE | 68144-3668 | Douglas | NE09619 | Scrapped/Junked | 11790 | 01E-9693 | 2001 | ALES | FTVT - Firetube Vertical TB | HWHT - Hot Water Heat | 10/31/2013
Midwest Laboratories Inc | 13516 C St | Omaha | NE | 68144-3668 | Douglas | NE10883 | Scrapped/Junked | 52646 | 51406/SS-86688P03 | 2002 | R & R Metal Fabricators | ELBL - Electric Boiler | PROC - Process Steam | 10/31/2018
Midwest Laboratories Inc | 13516 C St | Omaha | NE | 68144-3668 | Douglas | NE10884 | Scrapped/Junked | 56044 | 57859/N41773002002 | 2002 | Primus | ELBL - Electric Boiler | PROC - Process Steam | 10/31/2016
Midwest Laboratories Inc | 13516 C St | Omaha | NE | 68144-3668 | Douglas | NE25973 | Active | 19034 | 13F-6942 | 2012 | Aldrich | FTVT - Firetube Vertical TB | HHHP - Hotwater Heat & Heat Pump | 10/31/2026
Bank of The West | 13525 California St | Omaha | NE | 68154-5247 | Douglas | NE06712 | Active | 14103 | SN05F-2010 | 2005 | L.E.S., Inc./Aldrich Co. | FTVT - Firetube Vertical TB | HWHT - Hot Water Heat | 2/28/2026
Bank of The West | 13525 California St | Omaha | NE | 68154-5247 | Douglas | NE06713 | Active | 14105 | SN05F-2012 | 2005 | L.E.S., Inc./Aldrich Co. | FTVT - Firetube Vertical TB | HWHT - Hot Water Heat | 2/28/2026
Bank of The West | 13525 California St | Omaha | NE | 68154-5247 | Douglas | NE06714 | Active | 14104 | SN05F-2011 | 2005 | L.E.S., Inc./Aldrich Co. | FTVT - Firetube Vertical TB | HWHT - Hot Water Heat | 2/28/2026
Park Plaza Bldg | 1354 27th Ave | Columbus | NE | 68601-4952 | Platte | NE04190 | Inactive |  | 3R12 | 1958 | KEWANEE | FTFB - Firetube-Firebox Boiler | STHT - Steam-Heat | 6/30/2005
Park Plaza Bldg | 1354 27th Ave | Columbus | NE | 68601-4952 | Platte | NE06296 | Out of Service | n/a | 480400192 | 2004 | DUNK | CI - Cast Iron | STHT - Steam-Heat | 9/30/2022
Park Plaza Bldg | 1354 27th Ave | Columbus | NE | 68601-4952 | Platte | NE12400 | Scrapped/Junked | 98298 | URNG1003600966 | 2003 | RHEE | CHWH - ASME/Fired Water Heater | HWSD - Hot Water Dom/Potable | 9/30/2018
Park Plaza Bldg | 1354 27th Ave | Columbus | NE | 68601-4952 | Platte | NE19610 | Scrapped/Junked |  | LL94-0388510 | 1994 | AO SMITH | AHWH - ANSI/Fired Water Htr | HWSD - Hot Water Dom/Potable | 6/30/2000
Park Plaza Bldg | 1354 27th Ave | Columbus | NE | 68601-4952 | Platte | NE23087 | Scrapped/Junked | 80140 | 1098G05401 | 1998 | RHEEM MANUFACTURING CO | CHWH - ASME/Fired Water Heater | HWSD - Hot Water Dom/Potable | 6/30/2004
MIDWEST AUTOMOTIVE | 1355 W Highway 34 | Seward | NE | 68434-2334 | SEWARD | NE06699 | Scrapped/Junked |  | 05178844-00-51990241 | 2005 | BUDERUS HEIZTECHNIK |  | HWHT - Hot Water Heat | 11/30/2007
Speedy Car Wash | 136 E 13th St | West Point | NE | 68788-1040 | Cuming | NE02533 | Scrapped/Junked | 66610 | 66610 | 2002 | AO SMITH | CHWH - ASME/Fired Water Heater | HWSP - Hot Water Non Potable Supply | 11/30/2005
Speedy Car Wash | 136 E 13th St | West Point | NE | 68788-1040 | Cuming | NE09633 | Scrapped/Junked | 56561 | LH00-0958675-966 | 2000 | AO SMITH | CHWH - ASME/Fired Water Heater | HWSP - Hot Water Non Potable Supply | 11/30/2004
Speedy Car Wash | 136 E 13th St | West Point | NE | 68788-1040 | Cuming | NE12227 | Scrapped/Junked | 109982 | 109982 | 2006 | RHEEM | CHWH - ASME/Fired Water Heater | HWSD - Hot Water Dom/Potable | 4/30/2015
Speedy Car Wash | 136 E 13th St | West Point | NE | 68788-1040 | Cuming | NE40896 | Scrapped/Junked | 14699 | 1912173 | 1991 | TELEDYNE LAARS | CPFT - Horiz Cpr Fin Boiler | HWSP - Hot Water Non Potable Supply | 9/30/2001
Speedy Car Wash | 136 E 13th St | West Point | NE | 68788-1040 | Cuming | NE40897 | Scrapped/Junked | 114499 | 8900299 | 1991 | TELE | CPFT - Horiz Cpr Fin Boiler | HWHF - Hot Water Heat-Floor | 4/30/2015
Wagner Business Group Inc | 136 Highway 6 | Ashland | NE | 68003-2150 | Saunders | NE07468 | Active | 267760 | 0706267760 | 2007 | Raypak | CPFT - Horiz Cpr Fin Boiler | GLFH - Glycol Floor Heat System | 2/28/2026
ORD GROCERY MART | 136 N 15th St | Ord | NE | 68862-1405 | VALLEY | NE20454 | Exempt 1999 LB-66 |  | 0286402628 | 1986 | RHEEM MANUFACTURING CO | AHWH - ANSI/Fired Water Htr | HWSD - Hot Water Dom/Potable | 10/31/1999
Plattsmouth City Hall | 136 N 5th St | Plattsmouth | NE | 68048-1974 | Cass | NE04326 | Scrapped/Junked | 9999 | 4B-J3 | 1976 | American Standard | CI - Cast Iron | HWHT - Hot Water Heat | 10/31/2011
Plattsmouth City Hall | 136 N 5th St | Plattsmouth | NE | 68048-1974 | Cass | NE19495 | Active | n/a | 653322-201012 | 2011 | PB Heat, LLC | CI - Cast Iron | HWHT - Hot Water Heat | 12/31/2026
1ST PRESBYTERIAN CHURCH | 136 N Oak St | Gordon | NE | 69343-1530 | SHERIDAN | NE08340 | Inactive |  | 5-2011 | 1966 | AMERICAN STANDARD |  | HWHT - Hot Water Heat | 5/31/2004
City of Lincoln Bennet Martin Library | 136 S 14th St | Lincoln | NE | 68508-1801 | Lancaster | NE04459 | Scrapped/Junked | 2509 | 56371 | 1975 | Hydro-Steam |  | STHT - Steam-Heat | 9/30/2006
City of Lincoln Bennet Martin Library | 136 S 14th St | Lincoln | NE | 68508-1801 | Lancaster | NE05786 | Scrapped/Junked | 9491 | 97-E6744 | 1997 | Les Inc/Aldrich Co | FT - Firetube Boiler | STHT - Steam-Heat | 9/30/2013
City of Lincoln Bennet Martin Library | 136 S 14th St | Lincoln | NE | 68508-1801 | Lancaster | NE07593 | Out of Service | 13328 | 57348 | 2006 | Triad | FTVT - Firetube Vertical TB | HWHT - Hot Water Heat | 9/30/2012
City of Lincoln Bennet Martin Library | 136 S 14th St | Lincoln | NE | 68508-1801 | Lancaster | NE23700 | Active | 18842 | 12F-6750 | 2013 | Aldrich | FTFB - Firetube-Firebox Boiler | STHT - Steam-Heat | 9/30/2026
City of Lincoln Bennet Martin Library | 136 S 14th St | Lincoln | NE | 68508-1801 | Lancaster | NE26087 | Active | 19515 | 15F-7423 | 2015 | Aldrich | FTFB - Firetube-Firebox Boiler | STHT - Steam-Heat | 9/30/2026
Midwest Laboratories Inc. | 13606 B St | Omaha | NE | 68144-3618 | Douglas | NE26392 | Active | 21205 | V61.150.1485 | 2016 | Hurst | FTNT - FT Vertical Tubeless | STER - Sterilizer | 10/31/2026
Midwest Laboratories Inc. | 13606 B St | Omaha | NE | 68144-3618 | Douglas | NE26393 | Active | 21206 | V61.150.1486 | 2016 | Hurst | FTNT - FT Vertical Tubeless | STER - Sterilizer | 10/31/2026
13609 California Street LLC | 13609 California St | Omaha | NE | 68154-5260 | Douglas | NE07627 | Active | 5517 | Y34904239087YI | 2005 | Lochinvar | WT - Water Tube Boiler | HWHS - Hotwater Heat Sidewalks | 1/31/2026
13609 California Street LLC | 13609 California St | Omaha | NE | 68154-5260 | Douglas | NE07628 | Active | 15737 | 06F-3644 | 2006 | ALES | FTVT - Firetube Vertical TB | HWHT - Hot Water Heat | 1/31/2026
13609 California Street LLC | 13609 California St | Omaha | NE | 68154-5260 | Douglas | NE07629 | Active | 15738 | 06F-3645 | 2006 | ALES | FTVT - Firetube Vertical TB | HWHT - Hot Water Heat | 1/31/2026
13609 California Street LLC | 13609 California St | Omaha | NE | 68154-5260 | Douglas | NE07630 | Active | 15739 | 06F-3646 | 2006 | ALES | FTVT - Firetube Vertical TB | HWHT - Hot Water Heat | 1/31/2026
Midwest Laboratories Inc | 13611 B St | Omaha | NE | 68144-3617 | Douglas | NE15535 | Scrapped/Junked | 8108 | AJH 50.934 | 1987 | WEBEN JARCO | COBL - Coil Type Boiler | HWSP - Hot Water Non Potable Supply | 2/28/2004
Midwest Laboratories Inc | 13611 B St | Omaha | NE | 68144-3617 | Douglas | NE15536 | Active | 7042 | 34000393 | 1989 | Burnham | FTVT - Firetube Vertical TB | HWHT - Hot Water Heat | 10/31/2026
Midwest Laboratories Inc | 13611 B St | Omaha | NE | 68144-3617 | Douglas | NE15537 | Active | 7036 | 34000394 | 1989 | Burnham | FTVT - Firetube Vertical TB | HWHT - Hot Water Heat | 10/31/2026
Midwest Laboratories Inc | 13611 B St | Omaha | NE | 68144-3617 | Douglas | NE15538 | Active | 7047 | 34000395 | 1989 | Burnham | FTVT - Firetube Vertical TB | HWHT - Hot Water Heat | 10/31/2026
Midwest Laboratories Inc | 13611 B St | Omaha | NE | 68144-3617 | Douglas | NE15539 | Active | 7048 | 34000396 | 1989 | Burnham | FTVT - Firetube Vertical TB | HWHT - Hot Water Heat | 10/31/2026
Midwest Laboratories Inc | 13611 B St | Omaha | NE | 68144-3617 | Douglas | NE15575 | Scrapped/Junked | 17812 | AJH 18863 | 1992 | WEBEN JARCO | COBL - Coil Type Boiler | HWSD - Hot Water Dom/Potable | 2/28/2004
MODERN CLEANERS | 1362 Center Ave | Mitchell | NE | 69357-1446 | SCOTTS BLUFF | NE01213 | Inactive | 9956 |  | 1965 | PARKER BOILER CO | WT - Water Tube Boiler | PROC - Process Steam | 8/31/2002
One California | 13625 California St | Omaha | NE | 68154-5304 | Douglas | NE06137 | Active | 13448 | 04F-1364 | 2004 | Aldrich Co./L.E.S. Inc. | FTVT - Firetube Vertical TB | HWHT - Hot Water Heat | 11/30/2025
One California | 13625 California St | Omaha | NE | 68154-5304 | Douglas | NE06138 | Active | 13449 | 04F-1365 | 2004 | Aldrich Co./L.E.S. Inc. | FTVT - Firetube Vertical TB | HWHT - Hot Water Heat | 11/30/2025
One California | 13625 California St | Omaha | NE | 68154-5304 | Douglas | NE06139 | Scrapped/Junked | 146340 | H04H05308/S04H0175 | 2004 | WTRP | COBL - Coil Type Boiler | HWHT - Hot Water Heat | 5/31/2008
One California | 13625 California St | Omaha | NE | 68154-5304 | Douglas | NE13808 | Scrapped/Junked | 67520 | G0867520 | 2008 | Laar Heating System Co. | WT - Water Tube Boiler | HWHT - Hot Water Heat | 11/30/2021
One California | 13625 California St | Omaha | NE | 68154-5304 | Douglas | NE41649 | Active | 452457 | G20452457 | 2020 | Laar Heating System Co. | WT - Water Tube Boiler | HWHT - Hot Water Heat | 11/30/2025
One Pacific Place Apt | 1365 S 101st St | Omaha | NE | 68124-1078 | Douglas | NE21656 | Scrapped/Junked | 324741 | 1105324741 | 1996 | Raypak | CPFT - Horiz Cpr Fin Boiler | OPHT - Outdoor Pool Heater | 7/31/2024
One Pacific Place Apt | 1365 S 101st St | Omaha | NE | 68124-1078 | Douglas | NE43289 | Active | 570447 | 2403570447 | 2023 | Raypak | CPPH - Ansi Cpr Fin Pool Heater | OPHT - Outdoor Pool Heater | 5/31/2026
Scoular | 13660 California St | Omaha | NE | 68154-5233 | Douglas | NE08099 | Scrapped/Junked |  | 11531 |  | PENNCO |  | HWHT - Hot Water Heat | 8/31/2008
Scoular | 13660 California St | Omaha | NE | 68154-5233 | Douglas | NE08123 | Active | 193943 | A07H00193943 | 2007 | Lochinvar | WT - Water Tube Boiler | HWHT - Hot Water Heat | 10/31/2026
Scoular | 13660 California St | Omaha | NE | 68154-5233 | Douglas | NE08124 | Active | 193942 | A07H0019342 | 2007 | Lochinvar | WT - Water Tube Boiler | HWHT - Hot Water Heat | 10/31/2026
Scoular | 13660 California St | Omaha | NE | 68154-5233 | Douglas | NE08125 | Active | 8114 | B06H10008114 | 2005 | Lochinvar | WT - Water Tube Boiler | HWHT - Hot Water Heat | 10/31/2026
Scoular | 13660 California St | Omaha | NE | 68154-5233 | Douglas | NE08126 | Active | 21722 | j06H10021722 | 2006 | Lochinvar | WT - Water Tube Boiler | HWHT - Hot Water Heat | 10/31/2024
Apartment Building | 1368 30th Ave | Columbus | NE | 68601-4800 | Platte | NE30822 | Active | N/A | CP3169223 | 1994 | Weil-Mcclain | CI - Cast Iron | HWHT - Hot Water Heat | 2/28/2025
Eat your Colors | 137 W 4th Ave | Red Cloud | NE | 68970-2432 | Webster | NE30595 | Out of Service | n/a | 00211-7851 | 1978 | Peerless | CI - Cast Iron | STHT - Steam-Heat | 12/31/2014
10 County Title and Escrow, Inc. | 1371 26th Ave | Columbus | NE | 68601-4922 | Platte | NE37575 | Active | 0 | N2551 | 1965 | Kewanee | FTFB - Firetube-Firebox Boiler | HWHT - Hot Water Heat | 12/31/2026
Noddle Development Co | 13710 FNB Pkwy | Omaha | NE | 68154-5200 | Douglas | NE05870 | Scrapped/Junked | 9454 | 97-E6698 | 1997 | ALES | FTVT - Firetube Vertical TB | HWHT - Hot Water Heat | 11/30/2017
Noddle Development Co | 13710 FNB Pkwy | Omaha | NE | 68154-5200 | Douglas | NE05871 | Scrapped/Junked | 9457 | 97E-6701 | 1997 | ALES | FTVT - Firetube Vertical TB | HWHT - Hot Water Heat | 11/30/2018
Noddle Development Co | 13710 FNB Pkwy | Omaha | NE | 68154-5200 | Douglas | NE05872 | Scrapped/Junked | 9459 | 97E-6703 | 1997 | ALES | FTVT - Firetube Vertical TB | HWHT - Hot Water Heat | 11/30/2017
Noddle Development Co | 13710 FNB Pkwy | Omaha | NE | 68154-5200 | Douglas | NE26274 | Active | 271190 | 14271190 | 2014 | Lochinvar | WTSS - Watertube SS Steel | HWHT - Hot Water Heat | 11/30/2026
Noddle Development Co | 13710 FNB Pkwy | Omaha | NE | 68154-5200 | Douglas | NE28018 | Active | 435485 | 1828111050062 | 2018 | Lochinvar | WT - Water Tube Boiler | HWHT - Hot Water Heat | 11/30/2026
Noddle Development Co | 13710 FNB Pkwy | Omaha | NE | 68154-5200 | Douglas | NE28019 | Active | 435486 | 1828111050061 | 2018 | Lochinvar | WT - Water Tube Boiler | HWHT - Hot Water Heat | 11/30/2026
Ron Witt Support Services Bldg | 13737 Industrial Rd | Omaha | NE | 68137-1129 | Douglas | NE17797 | Active | 124590 | D20900042 | 2009 | GIANNONI | WT - Water Tube Boiler | HWHT - Hot Water Heat | 8/31/2026
Ron Witt Support Services Bldg | 13737 Industrial Rd | Omaha | NE | 68137-1129 | Douglas | NE17798 | Active | 123632 | D2093900016 | 2009 | GIANNONI | WT - Water Tube Boiler | HWHT - Hot Water Heat | 8/31/2026
Amoco Anderson Service | 13746 Q St | Omaha | NE | 68137-3144 | Douglas | NE23243 | Scrapped/Junked | 141719 | 9708141719 | 1997 | Raytherm/Raypak | CPFT - Horiz Cpr Fin Boiler | HWSP - Hot Water Non Potable Supply | 6/30/2006
Amoco Anderson Service | 13746 Q St | Omaha | NE | 68137-3144 | Douglas | NE23245 | Scrapped/Junked |  | 6Y7262 | 1997 | EIM Aquastar, France | WT - Water Tube Boiler | HWHF - Hot Water Heat-Floor | 6/30/2006
Super Wash Of Seward | 1375 Progressive Rd | Seward | NE | 68434-7650 | Seward | NE40326 | Active | 122988 | 9504122988 | 1995 | Raypak | CPFT - Horiz Cpr Fin Boiler | HWHT - Hot Water Heat | 3/31/2026
Super Wash Of Seward | 1375 Progressive Rd | Seward | NE | 68434-7650 | Seward | NE40327 | Active | 123183 | 9504123183 | 1995 | Raypak | CPFT - Horiz Cpr Fin Boiler | HWSP - Hot Water Non Potable Supply | 3/31/2026
HAROLD WARP PIONEER VILLAGE | 138 E US Highway 6 | Minden | NE | 68959-2500 | KEARNEY | NE01343 | Inactive | 4584 | 8582 | 1955 | HAMBURG | FTVT - Firetube Vertical TB | 0026 - Steam Merry-Go-Round | 1/31/2006
Apartment Building | 138 N 38th Ave | Omaha | NE | 68131-2382 | Douglas | NE05061 | Active | n/a | 7513258 | 1978 | Burnham | CI - Cast Iron | HWHT - Hot Water Heat | 4/30/2019
FOREMAN & CLARK | 138 WESTMINSTER | OMAHA | NE | 68114 | Douglas | NE12728 | Inactive | 28963 |  | 1970 | PM LATTNER MFR COMPANY | FT - Firetube Boiler | PROC - Process Steam | 9/30/1990
The Champions Club | 13800 Eagle Run Dr | Omaha | NE | 68164-5412 | Douglas | NE21811 | Exempt 1999 LB-66 |  | MB94-0325568920 | 1994 | A. O. Smith | AHWH - ANSI/Fired Water Htr | HWSD - Hot Water Dom/Potable | 7/31/2000
Champions Run | 13800 Eagle Run Dr | Omaha | NE | 68164-5412 | Douglas | NE12880 | Exempt 1999 LB-66 |  | MM94-0389775930 | 1994 | AO SMITH | AHWH - ANSI/Fired Water Htr | HWSD - Hot Water Dom/Potable | 7/31/2000
Champions Run | 13800 Eagle Run Dr | Omaha | NE | 68164-5412 | Douglas | NE12881 | Exempt 1999 LB-66 |  | MM94-0389773930 | 1994 | AO SMITH | AHWH - ANSI/Fired Water Htr | HWSD - Hot Water Dom/Potable | 7/31/2000
Champions Run | 13800 Eagle Run Dr | Omaha | NE | 68164-5412 | Douglas | NE12882 | Scrapped/Junked | 38881 | C94B00926 | 1994 | TELE | CPFT - Horiz Cpr Fin Boiler | OPHT - Outdoor Pool Heater | 7/31/2010
Champions Run | 13800 Eagle Run Dr | Omaha | NE | 68164-5412 | Douglas | NE18873 | Scrapped/Junked | 220900 | C10220900 | 2010 | Laars | CPFT - Horiz Cpr Fin Boiler | IPHT - Indoor Pool Heater | 7/31/2021
Champions Run | 13800 Eagle Run Dr | Omaha | NE | 68164-5412 | Douglas | NE41719 | Active | 355208 | 20355208 | 2020 | Lochinvar | CPPH - Ansi Cpr Fin Pool Heater | OPHT - Outdoor Pool Heater | 5/31/2026
Wood River Jr/Sr High School | 13800 W Wood River Rd | Wood River | NE | 68883-9456 | Hall | NE07451 | Active | 13929 | 05F-1836 | 2005 | Aldrich | FT - Firetube Boiler | GLYC - Glycol Bldg Heat Sys | 11/30/2026
Wood River Jr/Sr High School | 13800 W Wood River Rd | Wood River | NE | 68883-9456 | Hall | NE07452 | Active | 13930 | 05F-1837 | 2005 | Aldrich | FT - Firetube Boiler | GLYC - Glycol Bldg Heat Sys | 11/30/2026
Wood River Jr/Sr High School | 13800 W Wood River Rd | Wood River | NE | 68883-9456 | Hall | NE07453 | Active | 13932 | 05F-1839 | 2005 | Aldrich | FT - Firetube Boiler | GLYC - Glycol Bldg Heat Sys | 11/30/2026
Wood River Jr/Sr High School | 13800 W Wood River Rd | Wood River | NE | 68883-9456 | Hall | NE24185 | Active | 250606 | C13-250606 | 2013 | Laars | CPFT - Horiz Cpr Fin Boiler | HWHT - Hot Water Heat | 11/30/2026
Wood River Jr/Sr High School | 13800 W Wood River Rd | Wood River | NE | 68883-9456 | Hall | NE24186 | Active | 250605 | G13-250605 | 2013 | Laars | CPFT - Horiz Cpr Fin Boiler | HWHT - Hot Water Heat | 11/30/2026
Wood River Jr/Sr High School | 13800 W Wood River Rd | Wood River | NE | 68883-9456 | Hall | NE24187 | Active | 250648 | C13-250648 | 2013 | Laars | CPFT - Horiz Cpr Fin Boiler | HWHT - Hot Water Heat | 11/30/2025
Wood River Jr/Sr High School | 13800 W Wood River Rd | Wood River | NE | 68883-9456 | Hall | NE31437 | Scrapped/Junked | 23802 | 23802 | 1986 | Market Forge | ELBL - Electric Boiler | HWSP - Hot Water Non Potable Supply | 11/30/2011
Wood River Jr/Sr High School | 13800 W Wood River Rd | Wood River | NE | 68883-9456 | Hall | NE33607 | Scrapped/Junked | 7472 | 7472 | 1974 | Kewannee | FT - Firetube Boiler | HWHT - Hot Water Heat | 11/30/2013
Wood River Jr/Sr High School | 13800 W Wood River Rd | Wood River | NE | 68883-9456 | Hall | NE33610 | Scrapped/Junked | 33940 | 621631 | 1980 | Kewannee | FT - Firetube Boiler | HWHT - Hot Water Heat | 11/30/2013
Waverly Middle School | 13801 Amberly Rd | Waverly | NE | 68462 | Lancaster | NE07360 | Scrapped/Junked | 110172 | L06M004015 | 2006 | STAT | CHWH - ASME/Fired Water Heater | HWSD - Hot Water Dom/Potable | 5/31/2026
Waverly Middle School | 13801 Amberly Rd | Waverly | NE | 68462 | Lancaster | NE07361 | Scrapped/Junked | 110170 | L06MOO4014 | 2006 | STAT | CHWH - ASME/Fired Water Heater | HWSD - Hot Water Dom/Potable | 5/31/2026
Waverly Middle School | 13801 Amberly Rd | Waverly | NE | 68462 | Lancaster | NE43840 | Active | 152172 | 167172 | 2025 | Bradford | AHWH - ANSI/Fired Water Htr | HWSD - Hot Water Dom/Potable | 5/31/2027
Waverly Middle School | 13801 Amberly Rd | Waverly | NE | 68462 | Lancaster | NE43841 | Active | 152170 | 167170 | 2025 | Bradford | AHWH - ANSI/Fired Water Htr | HWSD - Hot Water Dom/Potable | 5/31/2027
Pivot 138 | 13801 FNB Pkwy | Omaha | NE | 68154-5203 | Douglas | NE07831 | Scrapped/Junked | 9681 | 98-E7074 | 1998 | ALES | FTVT - Firetube Vertical TB | HWHT - Hot Water Heat | 11/30/2014
Pivot 138 | 13801 FNB Pkwy | Omaha | NE | 68154-5203 | Douglas | NE07832 | Scrapped/Junked | 9685 | 98-7078 | 1998 | ALES | FTVT - Firetube Vertical TB | HWHT - Hot Water Heat | 11/30/2014
Pivot 138 | 13801 FNB Pkwy | Omaha | NE | 68154-5203 | Douglas | NE07833 | Scrapped/Junked | 9688 | 98-E7081 | 1998 | ALES | FTVT - Firetube Vertical TB | HWHT - Hot Water Heat | 5/31/2009
Pivot 138 | 13801 FNB Pkwy | Omaha | NE | 68154-5203 | Douglas | NE07837 | Scrapped/Junked | 9686 | 98-E7079 | 1998 | ALES | FTVT - Firetube Vertical TB | HWHT - Hot Water Heat | 5/31/2009
Pivot 138 | 13801 FNB Pkwy | Omaha | NE | 68154-5203 | Douglas | NE17768 | Active | 17791 | 09F-5699 | 2009 | Aldrich | FTVT - Firetube Vertical TB | HWHT - Hot Water Heat | 11/30/2026
Pivot 138 | 13801 FNB Pkwy | Omaha | NE | 68154-5203 | Douglas | NE17769 | Active | 17694 | 09F-5601 | 2009 | Aldrich | FTVT - Firetube Vertical TB | HWHT - Hot Water Heat | 11/30/2026
Wood River Swimming Pool | 13801 W Wood River Rd | Wood River | NE | 68883-9456 | Hall | NE27393 | Active | 455465 | 1712455465 | 2015 | Raypak | CPPH - Ansi Cpr Fin Pool Heater | OPHT - Outdoor Pool Heater | 6/30/2026
Rasmussen at META | 13805 Silicon Prairie Plz | Springfield | NE | 68059 | Sarpy | NE43717 | Active | 20496 | T6492-1-1 | 2018 | Cleaver Brooks | FTSM - FTS Marine Dry Back | PROC - Process Steam | 9/30/2026
Rasmussen at META | 13805 Silicon Prairie Plz | Springfield | NE | 68059 | Sarpy | NE43718 | Active | 22338 | T8717-2 | 2022 | Cleaver Brooks | FTSM - FTS Marine Dry Back | PROC - Process Steam | 9/30/2026
NDC Building West | 13810 FNB Pkwy | Omaha | NE | 68154-5202 | Douglas | NE21823 | Inactive | 28886 | G-96-625 | 1996 | Aerco International | WT - Water Tube Boiler | HWHT - Hot Water Heat | 8/31/2019
NDC Building West | 13810 FNB Pkwy | Omaha | NE | 68154-5202 | Douglas | NE21824 | Inactive | 28909 | G96-644 | 1996 | Aerco International | WT - Water Tube Boiler | HWHT - Hot Water Heat | 8/31/2019
NDC Building West | 13810 FNB Pkwy | Omaha | NE | 68154-5202 | Douglas | NE21825 | Inactive | 28908 | G96-643 | 1996 | Aerco International | WT - Water Tube Boiler | HWHT - Hot Water Heat | 8/31/2019
NDC Building West | 13810 FNB Pkwy | Omaha | NE | 68154-5202 | Douglas | NE21826 | Inactive | 28885 | G-96-624 | 1996 | Aerco International | WT - Water Tube Boiler | HWHT - Hot Water Heat | 8/31/2019
NDC Building West | 13810 FNB Pkwy | Omaha | NE | 68154-5202 | Douglas | NE21827 | Inactive | 28907 | G-96-642 | 1996 | Aerco International | WT - Water Tube Boiler | HWHT - Hot Water Heat | 8/31/2018
NDC Building West | 13810 FNB Pkwy | Omaha | NE | 68154-5202 | Douglas | NE21828 | Inactive | 28887 | G-96-626 | 1996 | Aerco International | WT - Water Tube Boiler | HWHT - Hot Water Heat | 8/31/2019
NDC Building West | 13810 FNB Pkwy | Omaha | NE | 68154-5202 | Douglas | NE41746 | Active | 88449 | G-20-2360 | 2020 | Aerco | FT - Firetube Boiler | HWHT - Hot Water Heat | 3/31/2026
NDC Building West | 13810 FNB Pkwy | Omaha | NE | 68154-5202 | Douglas | NE41747 | Active | 88450 | G-20-2361 | 2020 | Aerco | FT - Firetube Boiler | HWHT - Hot Water Heat | 3/31/2026
NDC Building West | 13810 FNB Pkwy | Omaha | NE | 68154-5202 | Douglas | NE41748 | Active | 88448 | G-20-2359 | 2020 | Aerco | FT - Firetube Boiler | HWHT - Hot Water Heat | 3/31/2026
FITZGERALD RAIL CAR SERV | 13810 L St | Omaha | NE | 68137-1509 | Douglas | NE19737 | Inactive | 25537 |  | 1980 | PARKER BOILER CO | WT - Water Tube Boiler | PROC - Process Steam | 9/30/2004
Pivot 138 | 13815 FNB Pkwy | Omaha | NE | 68154-5227 | Douglas | NE27439 | Active | 19268 | 14F-7176 | 2014 | ALES | FTVT - Firetube Vertical TB | HWHT - Hot Water Heat | 11/30/2026
Pivot 138 | 13815 FNB Pkwy | Omaha | NE | 68154-5227 | Douglas | NE27440 | Active | 19269 | 14F-7177 | 2014 | ALES | FTVT - Firetube Vertical TB | HWHT - Hot Water Heat | 11/30/2026
Nebco Inc | 13831 Chalco Valley Pkwy | Omaha | NE | 68138-6101 | Sarpy | NE18813 | Active | 57 | 09965975 | 1996 | RUSC | WT - Water Tube Boiler | HWHT - Hot Water Heat | 4/30/2026
Nebco Inc | 13831 Chalco Valley Pkwy | Omaha | NE | 68138-6101 | Sarpy | NE18814 | Active | 58 | 09965977 | 1996 | RUSC | WT - Water Tube Boiler | HWHT - Hot Water Heat | 4/30/2026
VMI CORP | 13838 Industrial Rd | Omaha | NE | 68137-1104 | Douglas | NE20699 | Inactive | 74263 |  | 1998 | RHEEM MANUFACTURING CO | CHWH - ASME/Fired Water Heater | HWSD - Hot Water Dom/Potable | 5/31/2001
VMI CORP | 13838 Industrial Rd | Omaha | NE | 68137-1104 | Douglas | NE20700 | Inactive | 74655 |  | 1998 | RHEEM MANUFACTURING CO | CHWH - ASME/Fired Water Heater | HWSD - Hot Water Dom/Potable | 5/31/2001
Charlestons | 13851 Fnb Pkwy | Omaha | NE | 68154-5203 | Douglas | NE00125 | Scrapped/Junked | .64539 | G99300-450 | 1999 | STATE INDUSTRIES | CHWH - ASME/Fired Water Heater | HWSD - Hot Water Dom/Potable | 5/31/2007
Charlestons | 13851 Fnb Pkwy | Omaha | NE | 68154-5203 | Douglas | NE07623 | Scrapped/Junked | 111595 | A07M000665 | 2007 | AOSM | CHWH - ASME/Fired Water Heater | HWSD - Hot Water Dom/Potable | 5/31/2014
Charlestons | 13851 Fnb Pkwy | Omaha | NE | 68154-5203 | Douglas | NE25970 | Scrapped/Junked | 184193 | 184193 | 2013 | State Industries | CHWH - ASME/Fired Water Heater | HWSD - Hot Water Dom/Potable | 7/31/2023
Georgian Place | 139 N 11th St | Lincoln | NE | 68508-3629 | LANCASTER | NE06885 | Scrapped/Junked | 95832 | 95832/D05M003729 | 2005 | AOSC | CHWH - ASME/Fired Water Heater | HWSD - Hot Water Dom/Potable | 9/30/2009
Georgian Place | 139 N 11th St | Lincoln | NE | 68508-3629 | LANCASTER | NE09730 | Scrapped/Junked | 67062 | LB021513475110 | 2002 | AO SMITH | CHWH - ASME/Fired Water Heater | HWSD - Hot Water Dom/Potable | 3/31/2006
Georgian Place | 139 N 11th St | Lincoln | NE | 68508-3629 | LANCASTER | NE09731 | Scrapped/Junked | 31613 | LJ95-0464384-970 | 1995 | AO SMITH | CHWH - ASME/Fired Water Heater | HWSD - Hot Water Dom/Potable | 3/31/2003
Georgian Place | 139 N 11th St | Lincoln | NE | 68508-3629 | LANCASTER | NE10305 | Scrapped/Junked | 69551 | LF021744541110 | 2002 | AOSM | CHWH - ASME/Fired Water Heater | HWSD - Hot Water Dom/Potable | 9/30/2010
Georgian Place | 139 N 11th St | Lincoln | NE | 68508-3629 | LANCASTER | NE14680 | Scrapped/Junked | 135706 | 135706 | 2009 | AO SMITH | CHWH - ASME/Fired Water Heater | HWSD - Hot Water Dom/Potable | 9/30/2011
Apartment Bldg | 139 N 31st Ave | Omaha | NE | 68131-2921 | Douglas | NE18420 | Active | n/a | S-209 | 1950 | AMST | CI - Cast Iron | HWHT - Hot Water Heat | 11/30/2025
ONE HOUR MARTINIZING | 13919 S PLAZA BLVD | OMAHA | NE | 68126 | Douglas | NE12756 | Scrapped/Junked |  | 10606 | 1978 | BRYAN STEAM LLC | WT - Water Tube Boiler | PROC - Process Steam | 5/31/2001
Amazing Pizza Machine | 13955 S Plz | Omaha | NE | 68137-2916 | Douglas | NE06779 | Scrapped/Junked | 110825 | 110825 | 2006 | A. O. Smith | CHWH - ASME/Fired Water Heater | HWSD - Hot Water Dom/Potable | 5/31/2007
Amazing Pizza Machine | 13955 S Plz | Omaha | NE | 68137-2916 | Douglas | NE06780 | Exempt | 109270 | 109270 | 2005 | State Industries | CHWH - ASME/Fired Water Heater | HWSD - Hot Water Dom/Potable | 5/31/2023
Amazing Pizza Machine | 13955 S Plz | Omaha | NE | 68137-2916 | Douglas | NE07494 | Scrapped/Junked | 116604 | 116604 | 2007 | State | CHWH - ASME/Fired Water Heater | HWSD - Hot Water Dom/Potable | 5/31/2009
Amazing Pizza Machine | 13955 S Plz | Omaha | NE | 68137-2916 | Douglas | NE17762 | Out of Service | 119576 | urng1108g005 | 2008 | RHEEM | CHWH - ASME/Fired Water Heater | HWSD - Hot Water Dom/Potable | 5/31/2018
Amazing Pizza Machine | 13955 S Plz | Omaha | NE | 68137-2916 | Douglas | NE17763 | Scrapped/Junked | 119615 | urng1208g006 | 2008 | RHEEM | CHWH - ASME/Fired Water Heater | HWSD - Hot Water Dom/Potable | 5/31/2023
Amazing Pizza Machine | 13955 S Plz | Omaha | NE | 68137-2916 | Douglas | NE17764 | Scrapped/Junked | 117803 | urng0808g007 | 2008 | RHEEM | CHWH - ASME/Fired Water Heater | HWSD - Hot Water Dom/Potable | 5/31/2018
Midlands Carrier Transicold | 13986 Valley Ridge Dr | Omaha | NE | 68138-4450 | Sarpy | NE24570 | Active | 18871 | 13F-6779 | 2013 | Aldrich | FTVT - Firetube Vertical TB | HWHF - Hot Water Heat-Floor | 2/28/2026
Midlands Carrier Transicold | 13986 Valley Ridge Dr | Omaha | NE | 68138-4450 | Sarpy | NE24571 | Scrapped/Junked | 14149 | 05F-2056 | 2005 | Aldrich | FTVT - Firetube Vertical TB | HWHF - Hot Water Heat-Floor | 2/28/2020
Midlands Carrier Transicold | 13986 Valley Ridge Dr | Omaha | NE | 68138-4450 | Sarpy | NE27981 | Active | 150 | 120172 | 2018 | Les Inc/Aldrich Co | FTVT - Firetube Vertical TB | HWHF - Hot Water Heat-Floor | 2/28/2026
Car Wash | 13th & E Ave/Hwy 275 | Wisner | NE | 68791 | Cuming | NE05946 | Out of Service | N/A | 9999 | 1999 | PALO | COWH - Coil Type Water Heater | HWHF - Hot Water Heat-Floor | 1/31/2011
Performace Plus Liquids | 13th Ave & 16th St | Central City | NE | 68826 | Merrick | NE22844 | Scrapped/Junked | 17159 | 17159 | 2011 | Superior Boiler Works | FTHT - Firetube Horizontal | PROC - Process Steam | 12/31/2018
St. Barnabas Rectory | 140 N 39th St | Omaha | NE | 68131-2307 | Douglas | NE34048 | Exempt | n/a | 0000000LG9 | 1974 | WEIL | CI - Cast Iron | HWHT - Hot Water Heat | 2/28/2018
Holland Feedlot | 140 P Rd | Wisner | NE | 68791 | Cuming | NE26533 | Active | 18075 | 18075 | 2015 | Superior Boiler Works | FTHT - Firetube Horizontal | PROC - Process Steam | 9/30/2026
Fleming's Prime Steakhouse #F3801 | 140 Regency Pkwy | Omaha | NE | 68114-4303 | Douglas | NE02384 | Scrapped/Junked | 90383 | 90383 | 2004 | AO SMITH | CHWH - ASME/Fired Water Heater | HWSD - Hot Water Dom/Potable | 11/30/2014
Fleming's Prime Steakhouse #F3801 | 140 Regency Pkwy | Omaha | NE | 68114-4303 | Douglas | NE25996 | Scrapped/Junked | 193268 | 193268 | 2014 | AO SMITH | CHWH - ASME/Fired Water Heater | HWSD - Hot Water Dom/Potable | 7/31/2022
Fleming's Prime Steakhouse #F3801 | 140 Regency Pkwy | Omaha | NE | 68114-4303 | Douglas | NE43505 | Active | 310666 | 310666 | 2023 | State Industries | CHWH - ASME/Fired Water Heater | HWSD - Hot Water Dom/Potable | 5/31/2027
CENTRAL ELEMENTARY SCHOOL | 140 S 16th St | Blair | NE | 68008-2036 | WASHINGTON | NE33514 | Inactive |  |  | 1930 | KEWANEE | FT - Firetube Boiler | STHT - Steam-Heat | 6/30/1990
Union Pacific Center | 1400 Douglas St | Omaha | NE | 68179-1001 | Douglas | NE01693 | Active | 97474 | SKOZ-97474 | 2002 | A O Smith | ELWH - Electric Water Heater | HWSD - Hot Water Dom/Potable | 5/31/2026
Union Pacific Center | 1400 Douglas St | Omaha | NE | 68179-1001 | Douglas | NE01694 | Active | 97473 | SK02-97473 | 2002 | A O Smith | ELWH - Electric Water Heater | HWSD - Hot Water Dom/Potable | 5/31/2026
Geneva Aquatic Center | 1400 E St | Geneva | NE | 68361-2635 | FILLMORE | NE40669 | Scrapped/Junked |  | RN0485401447 | 1985 | RHEEM MANUFACTURING CO | AHWH - ANSI/Fired Water Htr | HWSD - Hot Water Dom/Potable | 7/31/2000
Geneva Aquatic Center | 1400 E St | Geneva | NE | 68361-2635 | FILLMORE | NE41590 | Active | 539201 | 2203539201 | 2022 | Raypak | CPPH - Ansi Cpr Fin Pool Heater | OPHT - Outdoor Pool Heater | 6/30/2026
Geneva Aquatic Center | 1400 E St | Geneva | NE | 68361-2635 | FILLMORE | NE41591 | Active | 538880 | 2203538880 | 2022 | Raypak | CPPH - Ansi Cpr Fin Pool Heater | OPHT - Outdoor Pool Heater | 6/30/2026
FALLS CITY STADIUM | 1400 Fulton St | Falls City | NE | 68355-2746 | RICHARDSON | NE20038 | Exempt 1999 LB-66 |  | 1066-85105 | 1966 | RHEEM MANUFACTURING CO | AHWH - ANSI/Fired Water Htr | HWSD - Hot Water Dom/Potable | 8/31/2001
School - Falls City High | 1400 Fulton St | Falls City | NE | 68355-2746 | RICHARDSON | NE08509 | Scrapped/Junked | 10876 | 00E-8624 | 2000 | ALES | FTVT - Firetube Vertical TB | HWHT - Hot Water Heat | 1/31/2023
School - Falls City High | 1400 Fulton St | Falls City | NE | 68355-2746 | RICHARDSON | NE08510 | Scrapped/Junked | 10875 | 00E-8623 | 2000 | ALES | FTVT - Firetube Vertical TB | HWHT - Hot Water Heat | 1/31/2012
School - Falls City High | 1400 Fulton St | Falls City | NE | 68355-2746 | RICHARDSON | NE08511 | Scrapped/Junked | 10877 | 11F-6169 | 2000 | ALES | FTVT - Firetube Vertical TB | HWHT - Hot Water Heat | 1/31/2023
School - Falls City High | 1400 Fulton St | Falls City | NE | 68355-2746 | RICHARDSON | NE18827 | Exempt 1999 LB-66 |  | 0797G03047 | 1997 | RHEEM MANUFACTURING CO | AHWH - ANSI/Fired Water Htr | HWSD - Hot Water Dom/Potable | 8/31/2000
School - Falls City High | 1400 Fulton St | Falls City | NE | 68355-2746 | RICHARDSON | NE19537 | Scrapped/Junked | 18261 | 11F-6169 | 2011 | Aldrich | FTVT - Firetube Vertical TB | HWHT - Hot Water Heat | 1/31/2023
School - Falls City High | 1400 Fulton St | Falls City | NE | 68355-2746 | RICHARDSON | NE20037 | Exempt 1999 LB-66 |  | A920800362 | 1988 | AMERICAN APPLIANCE | AHWH - ANSI/Fired Water Htr | HWSD - Hot Water Dom/Potable | 8/31/2000
School - Falls City High | 1400 Fulton St | Falls City | NE | 68355-2746 | RICHARDSON | NE32006 | Scrapped/Junked |  | K-6895 | 1959 | KEWANEE | FTFB - Firetube-Firebox Boiler | STHT - Steam-Heat | 8/31/2001
School - Falls City High | 1400 Fulton St | Falls City | NE | 68355-2746 | RICHARDSON | NE42541 | Active | 15993 | 21-HE145980421 | 2021 | Riello | WT - Water Tube Boiler | HWHT - Hot Water Heat | 1/31/2027
School - Falls City High | 1400 Fulton St | Falls City | NE | 68355-2746 | RICHARDSON | NE42542 | Active | 15997 | 21-HE146020421 | 2021 | Riello | WT - Water Tube Boiler | HWHT - Hot Water Heat | 1/31/2027
School - Falls City High | 1400 Fulton St | Falls City | NE | 68355-2746 | RICHARDSON | NE42543 | Active | 16151 | 21-HE147560421 | 2021 | Riello | WT - Water Tube Boiler | HWHT - Hot Water Heat | 1/31/2027
School - Falls City High | 1400 Fulton St | Falls City | NE | 68355-2746 | RICHARDSON | NE42544 | Active | 16152 | 21-HE147570421 | 2021 | Riello | WT - Water Tube Boiler | HWHT - Hot Water Heat | 1/31/2027
School - Falls City High | 1400 Fulton St | Falls City | NE | 68355-2746 | RICHARDSON | NE42545 | Active | 15998 | 21- HE146030421 | 2021 | Riello | WT - Water Tube Boiler | HWHT - Hot Water Heat | 1/31/2027
School - Falls City High | 1400 Fulton St | Falls City | NE | 68355-2746 | RICHARDSON | NE42546 | Active | 16153 | 21-HE147580421 | 2021 | Riello | WT - Water Tube Boiler | HWHT - Hot Water Heat | 1/31/2027
School - Falls City High | 1400 Fulton St | Falls City | NE | 68355-2746 | RICHARDSON | NE42547 | Active | 16124 | 21-HE147290421 | 2021 | Riello | WT - Water Tube Boiler | HWHT - Hot Water Heat | 1/31/2027
School - Falls City High | 1400 Fulton St | Falls City | NE | 68355-2746 | RICHARDSON | NE42548 | Active | 16128 | 21-HE147330421 | 2021 | Riello | WT - Water Tube Boiler | HWHT - Hot Water Heat | 1/31/2027
Bellevue Christian Center | 1400 Harvell Dr | Bellevue | NE | 68005-3153 | Sarpy | NE43055 | Active | 4803 | 110126019 | 2001 | Rbi | CPFT - Horiz Cpr Fin Boiler | HWHT - Hot Water Heat | 2/28/2026
Department of Transportation | 1400 Highway 2 | Lincoln | NE | 68502-5429 | Lancaster | NE06876 | Scrapped/Junked | 1055 | 1606 | 1977 | CENT |  | AUCL - Autoclave | 7/31/2009
Department of Transportation | 1400 Highway 2 | Lincoln | NE | 68502-5429 | Lancaster | NE06877 | Inactive | 538 | 84-4 | 1984 | Universal | HPSA - HP Autoclave-S Stamp | AUCL - Autoclave | 7/31/2021
Department of Transportation | 1400 Highway 2 | Lincoln | NE | 68502-5429 | Lancaster | NE06878 | Scrapped/Junked | 797 | 1348 | 1971 | CENTRAL SCIENTIFIC COMP | HPSA - HP Autoclave-S Stamp | AUCL - Autoclave | 2/29/2008
Department of Transportation | 1400 Highway 2 | Lincoln | NE | 68502-5429 | Lancaster | NE06879 | Scrapped/Junked | 1038 | 1589 | 1976 | CENTRAL SCIENTIFIC COMP | HPSA - HP Autoclave-S Stamp | AUCL - Autoclave | 2/29/2008
Department of Transportation | 1400 Highway 2 | Lincoln | NE | 68502-5429 | Lancaster | NE14162 | Scrapped/Junked | 3109 | 6545-11 | 2008 | APEX PIPING SYSTEMS | HPSA - HP Autoclave-S Stamp | AUCL - Autoclave | 7/31/2022
Department of Transportation | 1400 Highway 2 | Lincoln | NE | 68502-5429 | Lancaster | NE30498 | Out of Service | 107251 | 99107251 | 1999 | Loch | CPFT - Horiz Cpr Fin Boiler | HWSD - Hot Water Dom/Potable | 7/31/2010
Department of Transportation | 1400 Highway 2 | Lincoln | NE | 68502-5429 | Lancaster | NE30499 | Active | 45531 | 98779 | 1993 | Kewanee | FTFB - Firetube-Firebox Boiler | HWHT - Hot Water Heat | 7/31/2026
Department of Transportation | 1400 Highway 2 | Lincoln | NE | 68502-5429 | Lancaster | NE30500 | Active | 45518 | 98685 | 1993 | Kewanee | FTFB - Firetube-Firebox Boiler | HWHT - Hot Water Heat | 7/31/2026
Department of Transportation | 1400 Highway 2 | Lincoln | NE | 68502-5429 | Lancaster | NE30501 | Out of Service | 34328 | 74858 | 1993 | BRYA | WT - Water Tube Boiler | PROC - Process Steam | 7/31/2009
Department of Transportation | 1400 Highway 2 | Lincoln | NE | 68502-5429 | Lancaster | NE41096 | Scrapped/Junked | 3598 | 25515-016 | 2019 | Apex Piping Systems | HPSA - HP Autoclave-S Stamp | AUCL - Autoclave | 7/31/2023
TSB Building | 1400 M St | Lincoln | NE | 68508-2513 | Lancaster | NE13671 | Out of Service | N/A | 610338-200811 | 2008 | PEERLESS HEATER COMPANY |  | STHT - Steam-Heat | 3/31/2010
TSB Building | 1400 M St | Lincoln | NE | 68508-2513 | Lancaster | NE28314 | Active | 129405 | 041010735 | 2009 | CAMUS | WTSS - Watertube SS Steel | HWHT - Hot Water Heat | 9/30/2026
TSB Building | 1400 M St | Lincoln | NE | 68508-2513 | Lancaster | NE28315 | Active | 129406 | 041010736 | 2009 | CAMUS | WTSS - Watertube SS Steel | HWHT - Hot Water Heat | 9/30/2026
TSB Building | 1400 M St | Lincoln | NE | 68508-2513 | Lancaster | NE30468 | Scrapped/Junked |  | 211A-8760-0393 | 1993 | Peerless Heater Company | CI - Cast Iron | STHT - Steam-Heat | 12/31/2007
South Haven | 1400 Mark Dr | Wahoo | NE | 68066-4023 | Saunders | NE02098 | Scrapped/Junked | 70552 | 70552 | 2003 | WEBJ | COBL - Coil Type Boiler | HWSD - Hot Water Dom/Potable | 10/31/2015
South Haven | 1400 Mark Dr | Wahoo | NE | 68066-4023 | Saunders | NE02301 | Active | 70442 | 70442 | 2003 | WEBJ | COBL - Coil Type Boiler | HWSD - Hot Water Dom/Potable | 10/31/2025
South Haven | 1400 Mark Dr | Wahoo | NE | 68066-4023 | Saunders | NE25947 | Active | 330023 | 031520721 | 2014 | CAMUS | WTSS - Watertube SS Steel | HWSD - Hot Water Dom/Potable | 10/31/2025
United Methodist Church | 1400 N 5th St | Seward | NE | 68434-1028 | Seward | NE24320 | Scrapped/Junked | N/A | 211-13997-0399 | 1999 | Peerless | CI - Cast Iron | HWHT - Hot Water Heat | 3/31/2016
Madison Middle School | 1400 N Madison Ave | North Platte | NE | 69101-2210 | LINCOLN | NE16983 | Scrapped/Junked | 43750 | 3067 | 1993 | STATE INDUSTRIES | CHWH - ASME/Fired Water Heater | HWSD - Hot Water Dom/Potable | 6/30/2008
Madison Middle School | 1400 N Madison Ave | North Platte | NE | 69101-2210 | LINCOLN | NE18757 | Scrapped/Junked | 116723 | 116723 | 2007 | A O Smith | FTVT - Firetube Vertical TB | HWSD - Hot Water Dom/Potable | 12/31/2020
Madison Middle School | 1400 N Madison Ave | North Platte | NE | 69101-2210 | LINCOLN | NE20207 | Scrapped/Junked |  | 4367 | 1988 | STATE INDUSTRIES | CHWH - ASME/Fired Water Heater | HWSD - Hot Water Dom/Potable | 6/30/2000
Madison Middle School | 1400 N Madison Ave | North Platte | NE | 69101-2210 | LINCOLN | NE21138 | Scrapped/Junked | 39713 | LE97-3971 | 1997 | AO SMITH | CHWH - ASME/Fired Water Heater | HWSD - Hot Water Dom/Potable | 6/30/2008
Madison Middle School | 1400 N Madison Ave | North Platte | NE | 69101-2210 | LINCOLN | NE28382 | Active | 263819 | 263819 | 2020 | A O Smith | FTVT - Firetube Vertical TB | HWSD - Hot Water Dom/Potable | 12/31/2026
Madison Middle School | 1400 N Madison Ave | North Platte | NE | 69101-2210 | LINCOLN | NE31441 | Scrapped/Junked | 26473 |  | 1987 | MARKET FORGE INDUSTRIES | FT - Firetube Boiler | 0021 - Steam Supp Cooker/Kettle | 6/30/2001
Madison Middle School | 1400 N Madison Ave | North Platte | NE | 69101-2210 | LINCOLN | NE34252 | Scrapped/Junked |  | 13995 | 1950 | US RADIATOR | FT - Firetube Boiler | STHT - Steam-Heat | 6/30/2008
PHOENIX DEVELOPMENT CORP | 1400 O St | Lincoln | NE | 68508-3807 | LANCASTER | NE30617 | Inactive |  | PEB-4-45-S | 1988 | PEERLESS HEATER COMPANY |  | STHT - Steam-Heat | 4/30/1995
Wayne Lineweber | 1400 S 9th St | Beatrice | NE | 68310-4921 | Gage | NE17099 | Inactive | n/a | AA-23 | 1916 | Avery | HOBB - Hobby/Antique Boiler | 0024 - Antique Steam Tractor | 5/31/2018
Wayne Lineweber | 1400 S 9th St | Beatrice | NE | 68310-4921 | Gage | NE17100 | Inactive | n/a | 11478 | 1920 | Huber | HOBB - Hobby/Antique Boiler | 0024 - Antique Steam Tractor | 5/31/2010
NebraskaLand Bank | 1400 S Dewey St | North Platte | NE | 69101-7605 | Lincoln | NE24532 | Active | 239806 | G13-239806 | 2013 | Laars | WTSS - Watertube SS Steel | HHHP - Hotwater Heat & Heat Pump | 11/30/2026
EMBASSY HOUSE FOODS | 1400 Square Turn Blvd | Norfolk | NE | 68701-2406 | MADISON | NE17286 | Inactive |  | 200 | 1983 | RHEEM MANUFACTURING CO | AHWH - ANSI/Fired Water Htr | HWSD - Hot Water Dom/Potable | 6/30/1994
EMBASSY HOUSE FOODS | 1400 Square Turn Blvd | Norfolk | NE | 68701-2406 | MADISON | NE30410 | Inactive |  |  | 1991 | CLEAVER BROOKS | WT - Water Tube Boiler | PROC - Process Steam | 6/30/1994
Twin Ridge Elementary | 1400 Sunbury Dr | Bellevue | NE | 68005-2962 | Sarpy | NE27294 | Active | 77195 | G-17-0566 | 2017 | Aerco | FTVT - Firetube Vertical TB | HWHT - Hot Water Heat | 12/31/2026
Twin Ridge Elementary | 1400 Sunbury Dr | Bellevue | NE | 68005-2962 | Sarpy | NE27295 | Active | 77176 | G-17-0565 | 2017 | Aerco | FTVT - Firetube Vertical TB | HWHT - Hot Water Heat | 12/31/2026
Twin Ridge Elementary | 1400 Sunbury Dr | Bellevue | NE | 68005-2962 | Sarpy | NE32069 | Scrapped/Junked | n/a | M-1542 | 1964 | Kewanee | FTSM - FTS Marine Dry Back | HWHT - Hot Water Heat | 7/31/2017
Twin Ridge Elementary | 1400 Sunbury Dr | Bellevue | NE | 68005-2962 | Sarpy | NE33522 | Scrapped/Junked | n/a | N-4765 | 1969 | Kewanee | FTSM - FTS Marine Dry Back | HWHT - Hot Water Heat | 7/31/2017
Wis-Pak Of Norfolk | 1400 Tahazouka Rd | Norfolk | NE | 68701-6650 | Madison | NE16871 | Scrapped/Junked |  | MA270-100B | 1984 | AMERICAN STANDARD | AHWH - ANSI/Fired Water Htr | HWSD - Hot Water Dom/Potable | 7/31/2000
Wis-Pak Of Norfolk | 1400 Tahazouka Rd | Norfolk | NE | 68701-6650 | Madison | NE23026 | Active | 9587 | 9808-01 | 1998 | Johnston Boiler Co. | FTSM - FTS Marine Dry Back | PROC - Process Steam | 11/30/2025
Wis-Pak Of Norfolk | 1400 Tahazouka Rd | Norfolk | NE | 68701-6650 | Madison | NE23027 | Active | 9588 | 9808-02 | 1998 | Johnston Boiler Co. | FTSM - FTS Marine Dry Back | PROC - Process Steam | 1/31/2026
X-L MOTEL | 1400 W J St | Hastings | NE | 68901-6709 | ADAMS | NE01796 | Scrapped/Junked |  | 9805018184 | 1998 | RAYPAK INC, CALIFORNIA | CPFT - Horiz Cpr Fin Boiler | OPHT - Outdoor Pool Heater | 6/30/2005
X-L MOTEL | 1400 W J St | Hastings | NE | 68901-6709 | ADAMS | NE07172 | Scrapped/Junked |  | AM83-01534-830 | 1983 | AO SMITH | AHWH - ANSI/Fired Water Htr | HWSD - Hot Water Dom/Potable | 1/31/2004
X-L MOTEL | 1400 W J St | Hastings | NE | 68901-6709 | ADAMS | NE19127 | Scrapped/Junked | 25560 | LE940341836920 | 1994 | AO SMITH | CHWH - ASME/Fired Water Heater | HWSD - Hot Water Dom/Potable | 6/30/2008
Armed Forces Reserve Center | 1400 W Scott Rd | Beatrice | NE | 68310-7002 | Gage | NE17089 | Active | 108860 | PV334PH | 2009 | Fulton | FTSS - Firetube Stainless Steel | GLYC - Glycol Bldg Heat Sys | 2/28/2026
Armed Forces Reserve Center | 1400 W Scott Rd | Beatrice | NE | 68310-7002 | Gage | NE17090 | Active | 108531 | PV201PH | 2009 | Fulton | FTSS - Firetube Stainless Steel | GLYC - Glycol Bldg Heat Sys | 2/28/2026
Boys Town Research Hospital West | 14000 Hospital Rd | Boys Town | NE | 68010 | Douglas | NE01994 | Active | 3211 | FB458-30-10M | 2006 | Hurst | FTFB - Firetube-Firebox Boiler | HWHT - Hot Water Heat | 2/28/2026
Boys Town Research Hospital West | 14000 Hospital Rd | Boys Town | NE | 68010 | Douglas | NE01995 | Active | 3210 | FB458-30-9M | 2006 | Hurst | FTVT - Firetube Vertical TB | HWHT - Hot Water Heat | 2/28/2026
Boys Town Research Hospital West | 14000 Hospital Rd | Boys Town | NE | 68010 | Douglas | NE19084 | Scrapped/Junked | 2682 | 31159 | 2006 | Ogden | ELBL - Electric Boiler | STER - Sterilizer | 2/28/2024
Boys Town Research Hospital West | 14000 Hospital Rd | Boys Town | NE | 68010 | Douglas | NE19085 | Scrapped/Junked | 2799 | 31276 | 2006 | Ogden | ELBL - Electric Boiler | STER - Sterilizer | 2/28/2024
Boys Town Research Hospital West | 14000 Hospital Rd | Boys Town | NE | 68010 | Douglas | NE42173 | Active | 31451 | 1122117 | 2022 | Steris Corp | ELBL - Electric Boiler | STER - Sterilizer | 2/28/2026
Boys Town Research Hospital West | 14000 Hospital Rd | Boys Town | NE | 68010 | Douglas | NE42175 | Active | 31501 | 1122167 | 2022 | Steris Corp | ELBL - Electric Boiler | STER - Sterilizer | 2/28/2026
Colonial Pointe Apartment | 14007 Williamsburg Ct Bldg 2 | Bellevue | NE | 68123-4867 | Sarpy | NE14689 | Active | 217926 | 09217926 | 2009 | LOCHINVAR | CPFH - Copper Fin Water Heater | HWSD - Hot Water Dom/Potable | 9/30/2027
The 8801 Apartments | 1401 Cedar Cove Rd | Lincoln | NE | 68505-7813 | Lancaster | NE42826 | Active | 257325 | LT 3C02 0593 1020 0630 | 2020 | Jandy | CPPH - Ansi Cpr Fin Pool Heater | OPHT - Outdoor Pool Heater | 9/30/2026
Park Terrace | 1401 E 4Th St | Kimball | NE | 69145-1740 | Kimball | NE40478 | Scrapped/Junked |  | MMW36937 | 1979 | PEER | CI - Cast Iron | HWHT - Hot Water Heat | 4/30/2010
Park Terrace | 1401 E 4Th St | Kimball | NE | 69145-1740 | Kimball | NE40479 | Exempt |  | MMW36942 | 1979 | PEERLESS HEATER COMPANY |  | HWHT - Hot Water Heat | 5/31/2000
Park Terrace | 1401 E 4Th St | Kimball | NE | 69145-1740 | Kimball | NE40480 | Exempt |  | MMW | 1979 | PEERLESS HEATER COMPANY |  | HWHT - Hot Water Heat | 5/31/2000
Park Terrace | 1401 E 4Th St | Kimball | NE | 69145-1740 | Kimball | NE40481 | Exempt |  | MMW36945 | 1979 | PEERLESS HEATER COMPANY |  | HWHT - Hot Water Heat | 5/31/2000
Park Terrace | 1401 E 4Th St | Kimball | NE | 69145-1740 | Kimball | NE40482 | Exempt |  | MMW36946 | 1979 | PEERLESS HEATER COMPANY |  | HWHT - Hot Water Heat | 5/31/2000
Park Terrace | 1401 E 4Th St | Kimball | NE | 69145-1740 | Kimball | NE40483 | Exempt |  | MMW36947 | 1979 | PEERLESS HEATER COMPANY |  | HWHT - Hot Water Heat | 5/31/2000
Park Terrace | 1401 E 4Th St | Kimball | NE | 69145-1740 | Kimball | NE40484 | Exempt |  | MMW36943 | 1979 | PEERLESS HEATER COMPANY |  | HWHT - Hot Water Heat | 5/31/2000
Good Samaritan Nursing Home | 1401 East St | Wood River | NE | 68883-9199 | Hall | NE10092 | Inactive | 109520 | 109520 | 2006 | RHEEM | CHWH - ASME/Fired Water Heater | HWSD - Hot Water Dom/Potable | 7/31/2019
Good Samaritan Nursing Home | 1401 East St | Wood River | NE | 68883-9199 | Hall | NE15945 | Inactive | na | 1084404344 | 1984 | Ruud-Rheem | AHWH - ANSI/Fired Water Htr | HWSD - Hot Water Dom/Potable | 7/31/2019
Good Samaritan Nursing Home | 1401 East St | Wood River | NE | 68883-9199 | Hall | NE15946 | Inactive | na | 0486403176 | 1986 | Ruud-Rheem | AHWH - ANSI/Fired Water Htr | HWSD - Hot Water Dom/Potable | 7/31/2019
Good Samaritan Nursing Home | 1401 East St | Wood River | NE | 68883-9199 | Hall | NE15947 | Inactive | na | 0686401302 | 1986 | Ruud-Rheem | AHWH - ANSI/Fired Water Htr | HWSD - Hot Water Dom/Potable | 7/31/2019
Good Samaritan Nursing Home | 1401 East St | Wood River | NE | 68883-9199 | Hall | NE16972 | Scrapped/Junked | 66386 |  | 1994 | RHEE | CHWH - ASME/Fired Water Heater | HWSD - Hot Water Dom/Potable | 7/31/2008
Good Samaritan Nursing Home | 1401 East St | Wood River | NE | 68883-9199 | Hall | NE22361 | Out of Service | 39432 | H97-39432 | 1997 | AOSM | COBL - Coil Type Boiler | HWHT - Hot Water Heat | 7/31/2013
Good Samaritan Nursing Home | 1401 East St | Wood River | NE | 68883-9199 | Hall | NE22362 | Out of Service | 39434 | H97-39434 | 1997 | AOSM | COBL - Coil Type Boiler | HWHT - Hot Water Heat | 7/31/2013
Good Samaritan Nursing Home | 1401 East St | Wood River | NE | 68883-9199 | Hall | NE23788 | Inactive | C36706 | 1252M001248 | 2012 | AO SMITH | COBL - Coil Type Boiler | HWHT - Hot Water Heat | 7/31/2019
Good Samaritan Nursing Home | 1401 East St | Wood River | NE | 68883-9199 | Hall | NE24042 | Inactive | C30626 | 1312M002820 | 2012 | AO SMITH | COBL - Coil Type Boiler | HWHT - Hot Water Heat | 7/31/2019
APARTMENT SERVICES CO | 1401 Farnam St | Omaha | NE | 68102-2202 | Douglas | NE32936 | Inactive |  | 210-2541 | 1966 | PEERLESS HEATER COMPANY |  | STHT - Steam-Heat | 4/30/1989
Bellevue East High School | 1401 High School Dr | Bellevue | NE | 68005-3275 | Sarpy | NE06515 | Scrapped/Junked | 15095 | B040310 | 2004 | PREC | ELBL - Electric Boiler | STHX - Steam to HWSD Heat Exchanger | 7/31/2012
Bellevue East High School | 1401 High School Dr | Bellevue | NE | 68005-3275 | Sarpy | NE06516 | Scrapped/Junked | 11945 | 100436831 | 2004 | Rbi | WT - Water Tube Boiler | IPHT - Indoor Pool Heater | 7/31/2019
Bellevue East High School | 1401 High School Dr | Bellevue | NE | 68005-3275 | Sarpy | NE16961 | Scrapped/Junked | 128549 | 92110227C | 1994 | TELE | CPFT - Horiz Cpr Fin Boiler | HWSD - Hot Water Dom/Potable | 7/31/2015
Bellevue East High School | 1401 High School Dr | Bellevue | NE | 68005-3275 | Sarpy | NE21448 | Scrapped/Junked | 19688 | 19688 | 2011 | Precision | ELBL - Electric Boiler | STHX - Steam to HWSD Heat Exchanger | 7/31/2019
Bellevue East High School | 1401 High School Dr | Bellevue | NE | 68005-3275 | Sarpy | NE25974 | Scrapped/Junked | 274375 | M.1.13.33.00077 | 2013 | Heat Transfer Products Inc. | WTSS - Watertube SS Steel | HWSD - Hot Water Dom/Potable | 7/31/2019
Bellevue East High School | 1401 High School Dr | Bellevue | NE | 68005-3275 | Sarpy | NE27936 | Scrapped/Junked | 323128 | 18323128 | 2018 | Lochinvar | CPPH - Ansi Cpr Fin Pool Heater | IPHT - Indoor Pool Heater | 7/31/2019
Bellevue East High School | 1401 High School Dr | Bellevue | NE | 68005-3275 | Sarpy | NE32058 | Scrapped/Junked | n/a | L8161 | 1961 | Kewanee | FTSM - FTS Marine Dry Back | STHT - Steam-Heat | 7/31/2019
Bellevue East High School | 1401 High School Dr | Bellevue | NE | 68005-3275 | Sarpy | NE32059 | Scrapped/Junked | na | L7485 | 1961 | Kewanee | FTSM - FTS Marine Dry Back | STHT - Steam-Heat | 7/31/2019
Bellevue East High School | 1401 High School Dr | Bellevue | NE | 68005-3275 | Sarpy | NE32060 | Scrapped/Junked | na | M2361 | 1962 | Kewanee | FTSM - FTS Marine Dry Back | STHT - Steam-Heat | 7/31/2018
UNITED METHODIST CHURCH | 1401 Lake Ave | Gothenburg | NE | 69138-1746 | DAWSON | NE17481 | Inactive |  | K4134 | 1958 | KEWANEE | FTFB - Firetube-Firebox Boiler | HWHT - Hot Water Heat | 8/31/2007
Cozad City Pool | 1401 O St | Cozad | NE | 69130 | Dawson | NE28392 | Scrapped/Junked | 152596 | 9809152596 | 1998 | Raypak | COBL - Coil Type Boiler | OPHT - Outdoor Pool Heater | 5/31/2023
Cozad City Pool | 1401 O St | Cozad | NE | 69130 | Dawson | NE28393 | Active | 79301 | URNG0798G02602 | 1998 | RHEEM | FT - Firetube Boiler | HWSD - Hot Water Dom/Potable | 5/31/2025
Cozad City Pool | 1401 O St | Cozad | NE | 69130 | Dawson | NE42207 | Active | 548303 | 2234548303 | 2022 | Raypak | COBL - Coil Type Boiler | OPHT - Outdoor Pool Heater | 5/31/2026
Cozad City Pool | 1401 O St | Cozad | NE | 69130 | Dawson | NE42208 | Active | 550888 | 2244550888 | 2022 | Raypak | COBL - Coil Type Boiler | OPHT - Outdoor Pool Heater | 5/31/2026
Cozad City Pool | 1401 O St | Cozad | NE | 69130 | Dawson | NE42209 | Active | 550889 | 2244550889 | 2022 | Raypak | COBL - Coil Type Boiler | OPHT - Outdoor Pool Heater | 5/31/2026
Hampton Inn | 1401 S 72nd St | Omaha | NE | 68124-1601 | Douglas | NE25759 | Active | 54209 | 14WHTX.1130.1 | 2014 | PVI Industries | CHWH - ASME/Fired Water Heater | HWSD - Hot Water Dom/Potable | 3/31/2025
Hampton Inn | 1401 S 72nd St | Omaha | NE | 68124-1601 | Douglas | NE25760 | Active | 54153 | 14HTX.1130.141 | 2014 | PVI Industries | CHWH - ASME/Fired Water Heater | HWSD - Hot Water Dom/Potable | 3/31/2025
Hampton Inn | 1401 S 72nd St | Omaha | NE | 68124-1601 | Douglas | NE25761 | Active | 54178 | 14WHTX.1130.1 | 2014 | PVI Industries | CHWH - ASME/Fired Water Heater | HWSD - Hot Water Dom/Potable | 3/31/2025
Hampton Inn | 1401 S 72nd St | Omaha | NE | 68124-1601 | Douglas | NE25762 | Exempt | 391436 | 1412391436 | 2014 | Raypak | CPPH - Ansi Cpr Fin Pool Heater | IPHT - Indoor Pool Heater | 3/31/2016
Hampton Inn | 1401 S 72nd St | Omaha | NE | 68124-1601 | Douglas | NE25763 | Exempt | 392486 | 151392486 | 2014 | Raypak | CPPH - Ansi Cpr Fin Pool Heater | IPHT - Indoor Pool Heater | 3/31/2016
Car Wash | 1401 South St | Lincoln | NE | 68502-2447 | Lancaster | NE40724 | Exempt 1999 LB-66 |  | MF98-0750617-970 | 1998 | AO SMITH | AHWH - ANSI/Fired Water Htr | HWSP - Hot Water Non Potable Supply | 8/31/2000
Car Wash | 1401 South St | Lincoln | NE | 68502-2447 | Lancaster | NE40725 | Out of Service | N/A | MMW-79026-1184 | 1984 | Peerless | CI - Cast Iron | HWHT - Hot Water Heat | 2/28/2021
Elkhorn High School | 1401 Veterans Dr | Elkhorn | NE | 68022-2593 | Douglas | NE05753 | Active | 47719 | 20469 | 1996 | Kewanee | FTFB - Firetube-Firebox Boiler | HWHT - Hot Water Heat | 1/31/2026
Elkhorn High School | 1401 Veterans Dr | Elkhorn | NE | 68022-2593 | Douglas | NE17778 | Active | 8753 | 070332366 | 2003 | Rbi | CPFT - Horiz Cpr Fin Boiler | GLYC - Glycol Bldg Heat Sys | 1/31/2025
Elkhorn High School | 1401 Veterans Dr | Elkhorn | NE | 68022-2593 | Douglas | NE17779 | Active | 8754 | 070322367 | 2003 | Rbi | CPFT - Horiz Cpr Fin Boiler | GLYC - Glycol Bldg Heat Sys | 1/31/2025
Elkhorn High School | 1401 Veterans Dr | Elkhorn | NE | 68022-2593 | Douglas | NE17780 | Active | 131560 | 9605131560 | 1996 | Raypak | CPFT - Horiz Cpr Fin Boiler | HWSD - Hot Water Dom/Potable | 1/31/2027
Elkhorn High School | 1401 Veterans Dr | Elkhorn | NE | 68022-2593 | Douglas | NE25791 | Active | 59424 | 14WHTX.1130.4 | 2014 | PVI Industries | COND - Condenser | COND - Condenser | 1/31/2027
Elkhorn High School | 1401 Veterans Dr | Elkhorn | NE | 68022-2593 | Douglas | NE25792 | Active | 59423 | 14WHTX.1130.4 | 2014 | PVI Industries | COND - Condenser | COND - Condenser | 1/31/2027
Elkhorn High School | 1401 Veterans Dr | Elkhorn | NE | 68022-2593 | Douglas | NE32324 | Active | 30740 | P9057 | 1978 | Kewanee | FTFB - Firetube-Firebox Boiler | HWHT - Hot Water Heat | 1/31/2027
Elkhorn High School | 1401 Veterans Dr | Elkhorn | NE | 68022-2593 | Douglas | NE32325 | Active | 32316 | R0702 | 1979 | Kewanee | FTFB - Firetube-Firebox Boiler | HWHT - Hot Water Heat | 1/31/2027
Elkhorn High School | 1401 Veterans Dr | Elkhorn | NE | 68022-2593 | Douglas | NE32326 | Active | 32277 | R0687 | 1979 | Kewanee | FTFB - Firetube-Firebox Boiler | HWHT - Hot Water Heat | 1/31/2026
Pacific Garden Apartments Unit #19 | 1401-03 Marbee Cir | Omaha | NE | 68124-1670 | Douglas | NE14516 | Scrapped/Junked | 9999 | 9999 | 1956 | NATI | CI - Cast Iron | HWHT - Hot Water Heat | 11/30/2011
FNBO - 702110H | 14010 FNB Pkwy | Omaha | NE | 68154-5206 | Douglas | NE23184 | Active | 5525 | BT-5469 | 1996 | Cleaver & Brooks | WT - Water Tube Boiler | HWHT - Hot Water Heat | 3/31/2026
FNBO - 702110H | 14010 FNB Pkwy | Omaha | NE | 68154-5206 | Douglas | NE23185 | Active | 5524 | BT-5468 | 1996 | Cleaver & Brooks | WT - Water Tube Boiler | HWHT - Hot Water Heat | 3/31/2026
Korean Presbyterian Church | 14015 Q St | Omaha | NE | 68137-2616 | Douglas | NE16846 | Active | n/a | 75-4578 | 1975 | Peerless | CI - Cast Iron | HWHT - Hot Water Heat | 11/30/2025
Deshler Public School | 1402 3rd St | Deshler | NE | 68340-9844 | Thayer | NE32644 | Inactive | NA | L3823 | 1960 | Kewanee | FT - Firetube Boiler | HWHT - Hot Water Heat | 3/31/2025
Riverside Apartments | 1402 Country Club Rd | Norfolk | NE | 68701-2868 | Madison | NE10591 | Scrapped/Junked | 66536 | A-00321570 | 2000 | STAT | CHWH - ASME/Fired Water Heater | HWSD - Hot Water Dom/Potable | 12/31/2010
Riverside Apartments | 1402 Country Club Rd | Norfolk | NE | 68701-2868 | Madison | NE23361 | Scrapped/Junked | 27806 |  | 1994 | AO SMITH | CHWH - ASME/Fired Water Heater | HWSD - Hot Water Dom/Potable | 10/31/2001
Elevator | 1402 Jones St | Omaha | NE | 68102-3218 | Douglas | NE23236 | Active | 9427 | 97-E6653 | 1997 | Les Inc/Aldrich Co | FTFB - Firetube-Firebox Boiler | HWHT - Hot Water Heat | 2/28/2026
Elevator | 1402 Jones St | Omaha | NE | 68102-3218 | Douglas | NE23237 | Active | 9416 | 97-E6652 | 1997 | Les Inc/Aldrich Co | FTFB - Firetube-Firebox Boiler | HWHT - Hot Water Heat | 2/28/2026
Bertha Barber Elementary | 1402 Main St | Bellevue | NE | 68005-5812 | Sarpy | NE24376 | Scrapped/Junked | n/a | 211-13995-0399 | 1999 | Peerless | CI - Cast Iron | STHT - Steam-Heat | 7/31/2013
Bertha Barber Elementary | 1402 Main St | Bellevue | NE | 68005-5812 | Sarpy | NE25158 | Active | 65186 | G13-1070 | 2013 | Aerco | FTVT - Firetube Vertical TB | HWHT - Hot Water Heat | 7/31/2026
Bertha Barber Elementary | 1402 Main St | Bellevue | NE | 68005-5812 | Sarpy | NE25159 | Active | 65187 | G-13-1071 | 2013 | Aerco | FTVT - Firetube Vertical TB | HWHT - Hot Water Heat | 7/31/2026
Bertha Barber Elementary | 1402 Main St | Bellevue | NE | 68005-5812 | Sarpy | NE32074 | Scrapped/Junked |  | 3R11 | 1956 | KEWANEE | FT - Firetube Boiler | STHT - Steam-Heat | 7/31/2000
Bertha Barber Elementary | 1402 Main St | Bellevue | NE | 68005-5812 | Sarpy | NE34588 | Scrapped/Junked | 29842 | P8064 | 1977 | Kewanee | FTFB - Firetube-Firebox Boiler | STHT - Steam-Heat | 7/31/2013
Bldg Demolished | 1402 S Jeffers St | North Platte | NE | 69101-6039 | Lincoln | NE01826 | Scrapped/Junked | 54864 | 000927712 | 2000 | AOSM | CHWH - ASME/Fired Water Heater | HWSD - Hot Water Dom/Potable | 12/31/2011
Bldg Demolished | 1402 S Jeffers St | North Platte | NE | 69101-6039 | Lincoln | NE01827 | Scrapped/Junked | 54156 | LC000916815 | 2000 | AOSM | CHWH - ASME/Fired Water Heater | HWSD - Hot Water Dom/Potable | 10/31/2012
Bldg Demolished | 1402 S Jeffers St | North Platte | NE | 69101-6039 | Lincoln | NE01828 | Scrapped/Junked | 20546 | 9320546 | 1993 | AO SMITH | CHWH - ASME/Fired Water Heater | HWSD - Hot Water Dom/Potable | 6/30/2005
Bldg Demolished | 1402 S Jeffers St | North Platte | NE | 69101-6039 | Lincoln | NE06384 | Inactive | 22448 | G04PF0597 | 2004 | WTRP | CPFT - Horiz Cpr Fin Boiler | OPHT - Outdoor Pool Heater | 10/31/2007
Bldg Demolished | 1402 S Jeffers St | North Platte | NE | 69101-6039 | Lincoln | NE06385 | Scrapped/Junked | 84116 | 84116/9280759002 | 2004 | A O Smith | CHWH - ASME/Fired Water Heater | HWSD - Hot Water Dom/Potable | 10/31/2012
Bldg Demolished | 1402 S Jeffers St | North Platte | NE | 69101-6039 | Lincoln | NE06386 | Scrapped/Junked | 69105 | 69105/LE021709678110 | 2002 | AOSM | CHWH - ASME/Fired Water Heater | HWSD - Hot Water Dom/Potable | 10/31/2012
Tire Pro's | 1402 S Jeffers St | North Platte | NE | 69101-6039 | Lincoln | NE24172 | Active | 150743 | 0601 | 2012 | Columbia | WT - Water Tube Boiler | GLFH - Glycol Floor Heat System | 12/31/2025
Tommys Car Wash | 1402 S Washington St | Papillion | NE | 68046-4121 | Sarpy | NE41844 | Active | 272030 | 21.PG120.05.0698 | 2021 | Lochinvar | FTVT - Firetube Vertical TB | HWFG - Hotwater Heat Floor-Glycl | 9/30/2026
Tommys Car Wash | 1402 S Washington St | Papillion | NE | 68046-4121 | Sarpy | NE41845 | Active | 272031 | 21. PG120.05.0699 | 2021 | Lochinvar | FTVT - Firetube Vertical TB | HWFG - Hotwater Heat Floor-Glycl | 9/30/2026
Tommys Car Wash | 1402 S Washington St | Papillion | NE | 68046-4121 | Sarpy | NE41846 | Active | 257855 | F019151 | 2021 | PVI Industries | CHWH - ASME/Fired Water Heater | HWSD - Hot Water Dom/Potable | 9/30/2026
Pacific Garden Apartments | 1402-04 Marbee Cir | Omaha | NE | 68124-1561 | Douglas | NE07310 | Inactive | n/a | 64827009 | 2005 | Burnham | CI - Cast Iron | HWHT - Hot Water Heat | 11/30/2018
PACIFIC GARDEN APARTMENTS | 1402-04 MARBEE DR | OMAHA | NE | 68124-1561 | Douglas | NE11999 | Scrapped/Junked |  |  | 1956 | NATIONAL CRANE |  | HWHT - Hot Water Heat | 11/30/2005
William Penn Apartments | 1403 E St | Lincoln | NE | 68508-3393 | Lancaster | NE01548 | Scrapped/Junked |  | RUN0790D03601 | 1990 | RUUD | AHWH - ANSI/Fired Water Htr | HWSD - Hot Water Dom/Potable | 3/31/2002
William Penn Apartments | 1403 E St | Lincoln | NE | 68508-3393 | Lancaster | NE09747 | Scrapped/Junked | 56797 | LH000965466 | 2000 | AOSM | CHWH - ASME/Fired Water Heater | HWSD - Hot Water Dom/Potable | 2/28/2010
William Penn Apartments | 1403 E St | Lincoln | NE | 68508-3393 | Lancaster | NE16084 | Scrapped/Junked | 138605 | 138605 | 2009 | A O Smith | FTVT - Firetube Vertical TB | HWSD - Hot Water Dom/Potable | 4/30/2026
APRIA HEALTH CARE | 1403 Illinois St | Sidney | NE | 69162-1532 | CHEYENNE | NE03938 | Scrapped/Junked |  | 1703251 | 1983 | PEERLESS HEATER COMPANY |  | HWHT - Hot Water Heat | 2/28/2005
St Patricks Church | 1404 Castelar St | Omaha | NE | 68108-1038 | Douglas | NE14728 | Scrapped/Junked | n/a | IBJI | 1971 | American Standard | CI - Cast Iron | STHT - Steam-Heat | 4/30/2012
St Patricks Church | 1404 Castelar St | Omaha | NE | 68108-1038 | Douglas | NE22754 | Out of Service | 13975 | 58096 | 2012 | Triad Boiler | FTVT - Firetube Vertical TB | STHT - Steam-Heat | 4/30/2015
RIVERSIDE APARTMENTS | 1404 Country Club Rd | Norfolk | NE | 68701-2812 | MADISON | NE23360 | Scrapped/Junked | 35562 | 35562/LH960573154 | 1996 | AO SMITH | CHWH - ASME/Fired Water Heater | HWSD - Hot Water Dom/Potable | 4/30/2004
Flint Hills Resources | 1404 Grace St | Omaha | NE | 68110-2549 | Douglas | NE00000 | Inactive |  |  | 1978 | Buckeye Boiler co. |  |  | 1/11/2003
Flint Hills Resources | 1404 Grace St | Omaha | NE | 68110-2549 | Douglas | NE00000 | Inactive |  |  | 1998 | Manchester |  |  | 1/11/2003
Flint Hills Resources | 1404 Grace St | Omaha | NE | 68110-2549 | Douglas | NE00000 | Inactive |  |  | 1999 | Manchester |  |  | 1/11/2003
Flint Hills Resources | 1404 Grace St | Omaha | NE | 68110-2549 | Douglas | NE11863 | Inactive | 51265 |  | 1981 | CLEAVER BROOKS | FTSM - FTS Marine Dry Back | PROC - Process Steam | 1/31/1997
Flint Hills Resources | 1404 Grace St | Omaha | NE | 68110-2549 | Douglas | NE21271 | Scrapped/Junked | 23384 |  | 1997 | Clayton Industries | COBL - Coil Type Boiler | PROC - Process Steam | 1/31/2010
Boys Town Medical Office Building | 14040 Hospital Rd | Boys Town | NE | 68010-7521 | Douglas | NE07227 | Active | 3601 | FB86-30-16M | 2006 | Hurst | FTFB - Firetube-Firebox Boiler | HWHT - Hot Water Heat | 2/28/2026
Boys Town Medical Office Building | 14040 Hospital Rd | Boys Town | NE | 68010-7521 | Douglas | NE07228 | Active | 3602 | FB86-30-17M | 2006 | Hurst | FTFB - Firetube-Firebox Boiler | HWHT - Hot Water Heat | 2/28/2026
Boys Town Medical Office Building | 14040 Hospital Rd | Boys Town | NE | 68010-7521 | Douglas | NE13393 | Active | 14886 | FB8630-5 | 2008 | HURST BOILER & WELDING CO | FTFB - Firetube-Firebox Boiler | HWHT - Hot Water Heat | 2/28/2026
Boys Town Medical Office Building | 14040 Hospital Rd | Boys Town | NE | 68010-7521 | Douglas | NE13394 | Scrapped/Junked | 105518 | E06M007565 | 2006 | AO SMITH | CHWH - ASME/Fired Water Heater | HWDP - Hotwater Heat & Dom Supply | 2/28/2022
Boys Town Medical Office Building | 14040 Hospital Rd | Boys Town | NE | 68010-7521 | Douglas | NE13395 | Scrapped/Junked | 105516 | E06M007564 | 2006 | AO SMITH | CHWH - ASME/Fired Water Heater | HWDP - Hotwater Heat & Dom Supply | 2/28/2022
Boys Town Medical Office Building | 14040 Hospital Rd | Boys Town | NE | 68010-7521 | Douglas | NE41534 | Active | 221012 | F017306 | 2021 | PVI Industries | CHWH - ASME/Fired Water Heater | HWSD - Hot Water Dom/Potable | 2/28/2026
Boys Town Medical Office Building | 14040 Hospital Rd | Boys Town | NE | 68010-7521 | Douglas | NE41535 | Active | 193692 | F017235 | 2021 | PVI Industries | CHWH - ASME/Fired Water Heater | HWSD - Hot Water Dom/Potable | 2/28/2026
St Michael's Church | 1405 1st Ave | South Sioux City | NE | 68776-2207 | Dakota | NE12237 | Active | N/A | 60660414 | 2008 | Burnham | CI - Cast Iron | HWHT - Hot Water Heat | 2/28/2026
St Michael's Church | 1405 1st Ave | South Sioux City | NE | 68776-2207 | Dakota | NE23008 | Scrapped/Junked |  | 16006966 | 1997 | BURN | CI - Cast Iron | HWHT - Hot Water Heat | 8/31/2008
St Michael's Church | 1405 1st Ave | South Sioux City | NE | 68776-2207 | Dakota | NE23009 | Active | n/a | 16006956 | 1997 | Burnham | CI - Cast Iron | HWHT - Hot Water Heat | 2/28/2026
St Michael's Church | 1405 1st Ave | South Sioux City | NE | 68776-2207 | Dakota | NE34496 | Active | 12601 | unk | 1980 | Burnham | FTFB - Firetube-Firebox Boiler | STHT - Steam-Heat | 2/28/2026
Gothenburg Feed Products | 1405 2nd Ave | Gothenburg | NE | 69138-2178 | Dawson | NE05562 | Active | 6548 | 654873 | 1973 | Superior Boiler Works | FT - Firetube Boiler | PROC - Process Steam | 4/30/2026
Gothenburg City Pool | 1405 Ave I | Gothenburg | NE | 69138 | Dawson | NE40580 | Scrapped/Junked | 74075 | C96L10820 | 1996 | TELE | CPFT - Horiz Cpr Fin Boiler | OPHT - Outdoor Pool Heater | 6/30/2011
Brookefield Park | 1405 Heritage Dr | St Paul | NE | 68873-3618 | Howard | NE23785 | Active | 226058 | 091216235 | 2012 | Camus/Gianonni | SSCH - SS Coil Water Heater | HWSD - Hot Water Dom/Potable | 6/30/2026
Brookefield Park | 1405 Heritage Dr | St Paul | NE | 68873-3618 | Howard | NE23786 | Active | 226057 | 091216236 | 2012 | Camus/Gianonni | SSCH - SS Coil Water Heater | HWSD - Hot Water Dom/Potable | 6/30/2026
Grain Craft | 1405 Norman Ave | Crete | NE | 68333-1533 | Saline | NE02634 | Scrapped/Junked | 369 | #1 | 1954 | Springfield Boiler Co | WT - Water Tube Boiler | PROC - Process Steam | 6/30/2020
Grain Craft | 1405 Norman Ave | Crete | NE | 68333-1533 | Saline | NE02795 | Active | 19691 | #2 | 1956 | Babcock & Wilcox | WT - Water Tube Boiler | PROC - Process Steam | 2/28/2026
Grain Craft | 1405 Norman Ave | Crete | NE | 68333-1533 | Saline | NE02944 | Inactive | 574 | #3 | 1962 | Springfield Boiler Co | WT - Water Tube Boiler | PROC - Process Steam | 2/28/2024
Grain Craft | 1405 Norman Ave | Crete | NE | 68333-1533 | Saline | NE17298 | Active | 3048 | 9259 | 1992 | Abco Industries | FT - Firetube Boiler | PROC - Process Steam | 2/28/2026
Grain Craft | 1405 Norman Ave | Crete | NE | 68333-1533 | Saline | NE28955 | Active | 19388 | 19388 | 2020 | Superior Boiler Works | FTSM - FTS Marine Dry Back | PROC - Process Steam | 2/28/2026
Grain Craft | 1405 Norman Ave | Crete | NE | 68333-1533 | Saline | NE28956 | Active | 1013 | 100715 | 2020 | B.Y.I.S. Manufacturing LLC | ECON - Boiler Economizer | ECON - Boiler Economizer | 2/28/2026
Max I Walker | 1405 S 204th St | Elkhorn | NE | 68022-3250 | Douglas | NE27134 | Active | 122817 | PV-261-PP | 2017 | Fulton | VTNT - Vertical Tubeless | PROC - Process Steam | 11/30/2026
Grand Island Lakeview Center | 1405 W Hwy 34 | Grand Island | NE | 68801-8823 | Hall | NE00153 | Scrapped/Junked | 48476 | TC4989525 | 1998 | BRADFORD-WHITE | CHWH - ASME/Fired Water Heater | HWSD - Hot Water Dom/Potable | 4/30/2004
Grand Island Lakeview Center | 1405 W Hwy 34 | Grand Island | NE | 68801-8823 | Hall | NE06680 | Scrapped/Junked | n/a | GB300-5-1-050104 | 2005 | SMITH | CI - Cast Iron | HWHT - Hot Water Heat | 4/30/2024
Grand Island Lakeview Center | 1405 W Hwy 34 | Grand Island | NE | 68801-8823 | Hall | NE10170 | Scrapped/Junked | 22772 | 2006-32-0171 | 2007 | GIANNONI | WTSS - Watertube SS Steel | HWHT - Hot Water Heat | 4/30/2022
Grand Island Lakeview Center | 1405 W Hwy 34 | Grand Island | NE | 68801-8823 | Hall | NE19149 | Scrapped/Junked | 35801 |  | 1996 | BRADFORD-WHITE | CHWH - ASME/Fired Water Heater | HWSD - Hot Water Dom/Potable | 4/30/2000
Grand Island Lakeview Center | 1405 W Hwy 34 | Grand Island | NE | 68801-8823 | Hall | NE19164 | Exempt 1999 LB-66 |  | 0000080315 | 1996 | STATE INDUSTRIES | AHWH - ANSI/Fired Water Htr | HWSD - Hot Water Dom/Potable | 4/30/2000
Grand Island Lakeview Center | 1405 W Hwy 34 | Grand Island | NE | 68801-8823 | Hall | NE20472 | Scrapped/Junked |  | H96447377 | 1996 | STATE INDUSTRIES | AHWH - ANSI/Fired Water Htr | HWSD - Hot Water Dom/Potable | 4/30/2000
Grand Island Lakeview Center | 1405 W Hwy 34 | Grand Island | NE | 68801-8823 | Hall | NE27384 | Active | 44622 | 011878611 | 2018 | Rbi | WT - Water Tube Boiler | HWHT - Hot Water Heat | 4/30/2026
Grand Island Lakeview Center | 1405 W Hwy 34 | Grand Island | NE | 68801-8823 | Hall | NE35511 | Active | n/a | 9980 | 1978 | National | CI - Cast Iron | HWHT - Hot Water Heat | 4/30/2026
Grand Island Lakeview Center | 1405 W Hwy 34 | Grand Island | NE | 68801-8823 | Hall | NE35512 | Scrapped/Junked | n/a | 836A | 1978 | Crane | CI - Cast Iron | HWHT - Hot Water Heat | 4/30/2018
Grand Island Lakeview Center | 1405 W Hwy 34 | Grand Island | NE | 68801-8823 | Hall | NE35513 | Scrapped/Junked |  | 1BJ1 | 1978 | AMERICAN STANDARD |  | HWHT - Hot Water Heat | 4/30/2006
Grand Island Lakeview Center | 1405 W Hwy 34 | Grand Island | NE | 68801-8823 | Hall | NE35514 | Scrapped/Junked |  | 1 | 1978 | CRANE |  | HWHT - Hot Water Heat | 4/30/2007
Grand Island Lakeview Center | 1405 W Hwy 34 | Grand Island | NE | 68801-8823 | Hall | NE41341 | Active | 21642 | 20910202108241044 | 2021 | Navien | COBL - Coil Type Boiler | HWHT - Hot Water Heat | 4/30/2026
Grand Island Lakeview Center | 1405 W Hwy 34 | Grand Island | NE | 68801-8823 | Hall | NE42683 | Active | 531390 | 2110531390 | 2023 | Raypak | CPFT - Horiz Cpr Fin Boiler | HWHT - Hot Water Heat | 4/30/2026
RIVERSIDE APARTMENTS | 1406 Country Club Rd | Norfolk | NE | 68701-2810 | MADISON | NE23359 | Scrapped/Junked | 29890 | LE9529890-930 | 1995 | AO SMITH | CHWH - ASME/Fired Water Heater | HWSD - Hot Water Dom/Potable | 4/30/2004
Franklin County Memorial Hospital | 1406 Q St | Franklin | NE | 68939-1073 | FRANKLIN | NE01653 | Active | 13178 | 04F-1094 | 2003 | ALES | FTFB - Firetube-Firebox Boiler | HWHT - Hot Water Heat | 8/31/2026
Franklin County Memorial Hospital | 1406 Q St | Franklin | NE | 68939-1073 | FRANKLIN | NE01654 | Active | 13176 | 04F-1092 | 2003 | ALES | FTFB - Firetube-Firebox Boiler | HWHT - Hot Water Heat | 8/31/2026
Franklin County Memorial Hospital | 1406 Q St | Franklin | NE | 68939-1073 | FRANKLIN | NE10942 | Scrapped/Junked | 6389 | 638972 | 1972 | SUPERIOR BOILERWORKS | FTSM - FTS Marine Dry Back | BSUP - Bldg Heat & Process | 4/30/2003
Franklin County Memorial Hospital | 1406 Q St | Franklin | NE | 68939-1073 | FRANKLIN | NE10943 | Scrapped/Junked | 6390 |  | 1972 | SUPERIOR BOILERWORKS | FTSM - FTS Marine Dry Back | BSUP - Bldg Heat & Process | 4/30/2003
Franklin County Memorial Hospital | 1406 Q St | Franklin | NE | 68939-1073 | FRANKLIN | NE16094 | Active | 115960 | 115960 | 2008 | RHEEM | ELWH - Electric Water Heater | HWSD - Hot Water Dom/Potable | 8/31/2026
Franklin County Memorial Hospital | 1406 Q St | Franklin | NE | 68939-1073 | FRANKLIN | NE17295 | Scrapped/Junked | 17748 | 892-H92-17748 | 1992 | AOSM | COBL - Coil Type Boiler | HWSD - Hot Water Dom/Potable | 8/31/2022
Franklin County Memorial Hospital | 1406 Q St | Franklin | NE | 68939-1073 | FRANKLIN | NE41327 | Scrapped/Junked | 376387 | D1161500224 | 2016 | Sermeta | COBL - Coil Type Boiler | HWCA - Hotwater to Coil Htexchgr | 8/31/2025
Franklin County Memorial Hospital | 1406 Q St | Franklin | NE | 68939-1073 | FRANKLIN | NE43638 | Active | 617199 | N1.24.27.00150 | 2024 | Lochinvar | FTSS - Firetube Stainless Steel | HWHT - Hot Water Heat | 8/31/2026
vacant building | 1406 S 13th St | Omaha | NE | 68108-3504 | Douglas | NE04771 | Scrapped/Junked | NA | 6164362-0392 | 1992 | Peerless | CI - Cast Iron | STHT - Steam-Heat | 2/28/2017
vacant building | 1406 S 13th St | Omaha | NE | 68108-3504 | Douglas | NE07834 | Scrapped/Junked | 65702 | K99469040 | 1999 | State | CHWH - ASME/Fired Water Heater | HWSD - Hot Water Dom/Potable | 2/28/2009
vacant building | 1406 S 13th St | Omaha | NE | 68108-3504 | Douglas | NE17862 | Scrapped/Junked |  | 000001ST | 1993 | State Ind. | AHWH - ANSI/Fired Water Htr | HWSD - Hot Water Dom/Potable | 3/31/1999
vacant building | 1406 S 13th St | Omaha | NE | 68108-3504 | Douglas | NE17863 | Inactive | 44563 | 00000002ST | 1993 | State Ind. | CHWH - ASME/Fired Water Heater | HWSD - Hot Water Dom/Potable | 2/28/2004
Progressive Nutrition | 1407 W 4th Ave | Holdrege | NE | 68949-3133 | Phelps | NE02854 | Scrapped/Junked | 761 | R1984 | 1980 | Kewanee | FTSM - FTS Marine Dry Back | PROC - Process Steam | 11/30/2014
Pacific Garden Apartments Unit #18 | 1407-09 Marbee Cir | Omaha | NE | 68124-1540 | Douglas | NE11991 | Scrapped/Junked | n/a | 9999 | 1956 | NATI | CI - Cast Iron | HWHT - Hot Water Heat | 11/30/2012
Bubbles Car Wash | 1408 16th St | Aurora | NE | 68818-1301 | Hamilton | NE10292 | Active | 194968 | 0205194968 | 2002 | Raytherm/Raypak | CPFT - Horiz Cpr Fin Boiler | HWSP - Hot Water Non Potable Supply | 2/28/2026
Bubbles Car Wash | 1408 16th St | Aurora | NE | 68818-1301 | Hamilton | NE10293 | Active | 196833 | 0207196833 | 2002 | Raytherm/Raypak | CPFT - Horiz Cpr Fin Boiler | HWHF - Hot Water Heat-Floor | 2/28/2026
Just For Ladies | 1408 E 39th St | Kearney | NE | 68847-3977 | Buffalo | NE26756 | Scrapped/Junked | 23906 | 1118096100006B | 2016 | PENTAIR | COBL - Coil Type Boiler | IPHT - Indoor Pool Heater | 1/31/2020
Pacific Garden Apartments Unit #11 | 1408-10 Marbee Dr | Omaha | NE | 68124-1533 | Douglas | NE07311 | Scrapped/Junked | N/A | 342628-200102 | 2001 | Peerless | CI - Cast Iron | HWHT - Hot Water Heat | 11/30/2014
Pacific Garden Apartments Unit #11 | 1408-10 Marbee Dr | Omaha | NE | 68124-1533 | Douglas | NE07312 | Scrapped/Junked | N/A | 3426292001-02 | 2001 | Peerless | CI - Cast Iron | HWHT - Hot Water Heat | 11/30/2013
PACIFIC GARDEN APARTMENTS | 1408-10 MARBEE DR | OMAHA | NE | 68124-1533 | Douglas | NE11998 | Scrapped/Junked |  |  | 1966 | NATIONAL CRANE |  | HWHT - Hot Water Heat | 11/30/2001
NEBRASKA CITY FIRE DEPT | 1409 Central Ave | Nebraska City | NE | 68410-2223 | OTOE | NE01884 | Inactive | 37386 | 72424 | 1985 | PM LATTNER MFR COMPANY | FTVT - Firetube Vertical TB | 0027 - Steam Fire Engine | 5/31/2008
RC Scot Apartments | 1409 E 17th St | Scottsbluff | NE | 69361-3381 | Scotts Bluff | NE04893 | Scrapped/Junked | na | 1PFG7 | 1978 | Weil-Mcclain | CI - Cast Iron | HWHT - Hot Water Heat | 4/30/2012
RC Scot Apartments | 1409 E 17th St | Scottsbluff | NE | 69361-3381 | Scotts Bluff | NE04894 | Scrapped/Junked | na | 2PFG7 | 1978 | Weil-Mcclain | CI - Cast Iron | HWHT - Hot Water Heat | 4/30/2012
RC Scot Apartments | 1409 E 17th St | Scottsbluff | NE | 69361-3381 | Scotts Bluff | NE04895 | Scrapped/Junked | na | 1PFG8 | 1978 | Weil-Mcclain | CI - Cast Iron | HWHT - Hot Water Heat | 4/30/2012
RC Scot Apartments | 1409 E 17th St | Scottsbluff | NE | 69361-3381 | Scotts Bluff | NE04896 | Scrapped/Junked | na | 2PFG8 | 1978 | Weil-Mcclain | CI - Cast Iron | HWHT - Hot Water Heat | 4/30/2012
RC Scot Apartments | 1409 E 17th St | Scottsbluff | NE | 69361-3381 | Scotts Bluff | NE20286 | Exempt 1999 LB-66 |  | 9991 | 1996 | AO SMITH | AHWH - ANSI/Fired Water Htr | HWSD - Hot Water Dom/Potable | 8/31/1999
RC Scot Apartments | 1409 E 17th St | Scottsbluff | NE | 69361-3381 | Scotts Bluff | NE20287 | Exempt 1999 LB-66 |  | 5489 | 1988 | AO SMITH | AHWH - ANSI/Fired Water Htr | HWSD - Hot Water Dom/Potable | 8/31/1999
RC Scot Apartments | 1409 E 17th St | Scottsbluff | NE | 69361-3381 | Scotts Bluff | NE22048 | Active | 200252 | 5090186 | 2012 | Peerless | WTSS - Watertube SS Steel | HWHT - Hot Water Heat | 2/28/2026
RC Scot Apartments | 1409 E 17th St | Scottsbluff | NE | 69361-3381 | Scotts Bluff | NE22049 | Active | 200245 | 5090188 | 2012 | Peerless | WTSS - Watertube SS Steel | HWHT - Hot Water Heat | 2/28/2026
RC Scot Apartments | 1409 E 17th St | Scottsbluff | NE | 69361-3381 | Scotts Bluff | NE22050 | Active | 200240 | 5089511 | 2012 | Peerless | WTSS - Watertube SS Steel | HWHT - Hot Water Heat | 2/28/2026
RC Scot Apartments | 1409 E 17th St | Scottsbluff | NE | 69361-3381 | Scotts Bluff | NE22076 | Active | 200248 | 5090187 | 2012 | Peerless | WTSS - Watertube SS Steel | HWHT - Hot Water Heat | 2/28/2026
Apartment Building - NS | 1409 F St | Lincoln | NE | 68508-3353 | Lancaster | NE00186 | Active | 164810 | 9911164810 | 1999 | Raypak | CPFT - Horiz Cpr Fin Boiler | HWDP - Hotwater Heat & Dom Supply | 9/30/2026
Vacant Building | 1409 O St | Lincoln | NE | 68508-3808 | Lancaster | NE34285 | Inactive |  | 211A1529285 | 1983 | Peerless Heater Company | CI - Cast Iron | STHT - Steam-Heat | 12/31/1999
Vacant Building | 1409 O St | Lincoln | NE | 68508-3808 | Lancaster | NE40038 | Inactive |  | MH92-023953880 | 1992 | AO SMITH | AHWH - ANSI/Fired Water Htr | HWSD - Hot Water Dom/Potable | 3/31/1998
Boys Town Residential Treatment Center | 14092 Hospital Rd | Boys Town | NE | 68010-7513 | Douglas | NE22894 | Out of Service | 18546 | FB86-30-13 | 2012 | Hurst | FTHT - Firetube Horizontal | HWHT - Hot Water Heat | 2/28/2020
Boys Town Residential Treatment Center | 14092 Hospital Rd | Boys Town | NE | 68010-7513 | Douglas | NE22895 | Out of Service | 18545 | FB86-30-12 | 2012 | Hurst | FTHT - Firetube Horizontal | HWHT - Hot Water Heat | 2/28/2020
Boys Town Residential Treatment Center | 14092 Hospital Rd | Boys Town | NE | 68010-7513 | Douglas | NE24632 | Inactive | 140541 | 140541 | 2012 | AO SMITH | CHWH - ASME/Fired Water Heater | HWSD - Hot Water Dom/Potable | 2/28/2026
Boys Town Residential Treatment Center | 14092 Hospital Rd | Boys Town | NE | 68010-7513 | Douglas | NE24633 | Inactive | 140542 | 140542 | 2012 | AO SMITH | CHWH - ASME/Fired Water Heater | HWSD - Hot Water Dom/Potable | 2/28/2026
Boys Town Residential Treatment Center | 14092 Hospital Rd | Boys Town | NE | 68010-7513 | Douglas | NE28681 | Active | 20153 | 18F-8061 | 2018 | Aldrich | FTHT - Firetube Horizontal | HWHT - Hot Water Heat | 2/28/2026
Boys Town Residential Treatment Center | 14092 Hospital Rd | Boys Town | NE | 68010-7513 | Douglas | NE28682 | Active | 20152 | 18F-8060 | 2018 | Aldrich | FTHT - Firetube Horizontal | HWHT - Hot Water Heat | 2/28/2026
Sacred Heart Church | 141 E 2nd St | Lawrence | NE | 68957 | Nuckolls | NE30307 | Out of Service | N/A | 170-5980 | 1965 | Peerless | CI - Cast Iron | STHT - Steam-Heat | 3/31/2018
Sacred Heart Church | 141 E 2nd St | Lawrence | NE | 68957 | Nuckolls | NE39192 | Out of Service | N/A | 170-4469 | 1965 | Peerless | CI - Cast Iron | STHT - Steam-Heat | 3/31/2024
Scribner City Pool | 141 Fairacres Rd | Scribner | NE | 68057-3162 | Dodge | NE00285 | Scrapped/Junked | 100201 | C00D04431 | 2000 | TELE | CPFT - Horiz Cpr Fin Boiler | OPHT - Outdoor Pool Heater | 6/30/2017
Scribner City Pool | 141 Fairacres Rd | Scribner | NE | 68057-3162 | Dodge | NE27661 | Active | 282372 | C17282372 | 2017 | PENTAIR | CPPH - Ansi Cpr Fin Pool Heater | OPHT - Outdoor Pool Heater | 6/30/2026
Scribner City Pool | 141 Fairacres Rd | Scribner | NE | 68057-3162 | Dodge | NE40898 | Scrapped/Junked | 7622 |  | 1986 | LOCHINVAR | CPFT - Horiz Cpr Fin Boiler | OPHT - Outdoor Pool Heater | 9/28/2000
CITY CLEANERS | 141 N 5th St | Seward | NE | 68434-2146 | SEWARD | NE37059 | Scrapped/Junked | 127624 | 137644 | 1989 | COLUMBIA BOILER CO | FTVT - Firetube Vertical TB | PROC - Process Steam | 4/30/2005
The Graduate Hotel | 141 N 9th St | Lincoln | NE | 68508-1311 | Lancaster | NE04473 | Scrapped/Junked | o/n 1 | P0537 | 1973 | Kewannee | FTFB - Firetube-Firebox Boiler | HWHT - Hot Water Heat | 10/31/2012
The Graduate Hotel | 141 N 9th St | Lincoln | NE | 68508-1311 | Lancaster | NE16331 | Inactive |  | 690AB740087 | 1973 | A. O. Smith | COBL - Coil Type Boiler | HWSD - Hot Water Dom/Potable | 10/31/2009
The Graduate Hotel | 141 N 9th St | Lincoln | NE | 68508-1311 | Lancaster | NE24636 | Scrapped/Junked | 266122 | G13H20266122 | 2013 | Lochinvar | WTSS - Watertube SS Steel | HWSD - Hot Water Dom/Potable | 8/31/2025
The Graduate Hotel | 141 N 9th St | Lincoln | NE | 68508-1311 | Lancaster | NE24637 | Active | 272151 | I13H20272151 | 2013 | Lochinvar | WTSS - Watertube SS Steel | HWSD - Hot Water Dom/Potable | 8/31/2026
The Graduate Hotel | 141 N 9th St | Lincoln | NE | 68508-1311 | Lancaster | NE26989 | Active | 76566 | G-16-2844 | 2016 | Aerco | FTVT - Firetube Vertical TB | HWHT - Hot Water Heat | 8/31/2025
The Graduate Hotel | 141 N 9th St | Lincoln | NE | 68508-1311 | Lancaster | NE43380 | Active | 621600 | N1.24.37.00046 | 2024 | Lochinvar | WTSS - Watertube SS Steel | HWSD - Hot Water Dom/Potable | 8/31/2026
Nebraska City High School | 141 Steinhart Park Rd | Nebraska City | NE | 68410-3360 | Otoe | NE10700 | Scrapped/Junked | 63682 | 63682 | 2002 | MARKET FORGE INDUSTRIES | FTSO - Ft Shell/No Tubes | 0021 - Steam Supp Cooker/Kettle | 6/30/2008
Nebraska City High School | 141 Steinhart Park Rd | Nebraska City | NE | 68410-3360 | Otoe | NE19051 | Active | 2789 | 011010268 | 2010 | CAMUS | CPFT - Horiz Cpr Fin Boiler | HWHT - Hot Water Heat | 6/30/2026
Nebraska City High School | 141 Steinhart Park Rd | Nebraska City | NE | 68410-3360 | Otoe | NE19052 | Active | 2788 | 011010267 | 2010 | CAMUS | CPFT - Horiz Cpr Fin Boiler | HWHT - Hot Water Heat | 6/30/2026
Nebraska City High School | 141 Steinhart Park Rd | Nebraska City | NE | 68410-3360 | Otoe | NE19053 | Active | 12556 | EMT03620 | 2010 | Noritz | CPFH - Copper Fin Water Heater | HWSD - Hot Water Dom/Potable | 6/30/2026
Nebraska City High School | 141 Steinhart Park Rd | Nebraska City | NE | 68410-3360 | Otoe | NE19054 | Active | 12547 | EMT03629 | 2010 | Noritz | CPFH - Copper Fin Water Heater | HWSD - Hot Water Dom/Potable | 6/30/2026
Nebraska City High School | 141 Steinhart Park Rd | Nebraska City | NE | 68410-3360 | Otoe | NE19759 | Scrapped/Junked | 50668 |  | 1996 | MARKET FORGE INDUSTRIES | FT - Firetube Boiler | 0021 - Steam Supp Cooker/Kettle | 6/30/2003
Nebraska City High School | 141 Steinhart Park Rd | Nebraska City | NE | 68410-3360 | Otoe | NE24958 | Out of Service | N/A | 2005.02-001659 | 2006 | Noritz | CPFH - Copper Fin Water Heater | HWSD - Hot Water Dom/Potable | 6/30/2022
Nebraska City High School | 141 Steinhart Park Rd | Nebraska City | NE | 68410-3360 | Otoe | NE24959 | Out of Service | N/A | 2005.02-001658 | 2006 | Noritz | CPFH - Copper Fin Water Heater | HWSD - Hot Water Dom/Potable | 6/30/2022
Nebraska City High School | 141 Steinhart Park Rd | Nebraska City | NE | 68410-3360 | Otoe | NE24960 | Out of Service | N/A | 2005.02-001678 | 2006 | Noritz | CPFH - Copper Fin Water Heater | HWSD - Hot Water Dom/Potable | 6/30/2022
Nebraska City High School | 141 Steinhart Park Rd | Nebraska City | NE | 68410-3360 | Otoe | NE33897 | Scrapped/Junked | n/a | 2844 | 1964 | Kewanee | FTFB - Firetube-Firebox Boiler | HWHT - Hot Water Heat | 6/30/2022
Nebraska City High School | 141 Steinhart Park Rd | Nebraska City | NE | 68410-3360 | Otoe | NE33906 | Scrapped/Junked | N/A | 2843 | 1964 | Kewanee | FTFB - Firetube-Firebox Boiler | HWHT - Hot Water Heat | 6/30/2022
Nebraska City High School | 141 Steinhart Park Rd | Nebraska City | NE | 68410-3360 | Otoe | NE33907 | Scrapped/Junked |  | 1472 | 1964 | KEWA | FTFB - Firetube-Firebox Boiler | STHT - Steam-Heat | 6/30/2007
Nebraska City High School | 141 Steinhart Park Rd | Nebraska City | NE | 68410-3360 | Otoe | NE42009 | Active | 18389 | 21-HE167961921 | 2021 | Riello | WT - Water Tube Boiler | HWHT - Hot Water Heat | 6/30/2026
Nebraska City High School | 141 Steinhart Park Rd | Nebraska City | NE | 68410-3360 | Otoe | NE42010 | Active | 18267 | 21-HE171892221 | 2021 | Riello | WT - Water Tube Boiler | HWHT - Hot Water Heat | 6/30/2026
Nebraska City High School | 141 Steinhart Park Rd | Nebraska City | NE | 68410-3360 | Otoe | NE42011 | Active | 18264 | 21-HE171922221 | 2021 | Riello | WT - Water Tube Boiler | HWHT - Hot Water Heat | 6/30/2026
Nebraska City High School | 141 Steinhart Park Rd | Nebraska City | NE | 68410-3360 | Otoe | NE42012 | Active | 18660 | 21-HE169182121 | 2021 | Riello | WT - Water Tube Boiler | HWHT - Hot Water Heat | 6/30/2026
Nebraska City High School | 141 Steinhart Park Rd | Nebraska City | NE | 68410-3360 | Otoe | NE42013 | Active | 18263 | 21-HE167931921 | 2021 | Riello | WT - Water Tube Boiler | HWHT - Hot Water Heat | 6/30/2026
Nebraska City High School | 141 Steinhart Park Rd | Nebraska City | NE | 68410-3360 | Otoe | NE42014 | Active | 18663 | 21-HE167921921 | 2021 | Riello | WT - Water Tube Boiler | HWHT - Hot Water Heat | 6/30/2026
Nebraska City High School | 141 Steinhart Park Rd | Nebraska City | NE | 68410-3360 | Otoe | NEW | Exempt | N/A | W242202198 | 2019 | RHEEM | SSCH - SS Coil Water Heater | HWSD - Hot Water Dom/Potable | 10/12/2022
Nebraska City High School | 141 Steinhart Park Rd | Nebraska City | NE | 68410-3360 | Otoe | NEW | Exempt | N/A | W242202911 | 2019 | RHEEM | SSCH - SS Coil Water Heater | HWSD - Hot Water Dom/Potable | 10/12/2022
Nebraska City High School | 141 Steinhart Park Rd | Nebraska City | NE | 68410-3360 | Otoe | NEW | Exempt | N/A | W252200107 | 2019 | RHEEM | SSCH - SS Coil Water Heater | HWSD - Hot Water Dom/Potable | 10/12/2022
Sutherland City Pool | 141 W County Rd | Sutherland | NE | 69165-2113 | Lincoln | NE10647 | Inactive | 59390 | K0059390 | 2000 | AO SMITH | CPFT - Horiz Cpr Fin Boiler | OPHT - Outdoor Pool Heater | 6/30/2004
Sutherland City Pool | 141 W County Rd | Sutherland | NE | 69165-2113 | Lincoln | NE18755 | Active | 218132 | F1031-152T 3674 | 2009 | PENTAIR | CPPH - Ansi Cpr Fin Pool Heater | OPHT - Outdoor Pool Heater | 6/30/2026
Sutherland City Pool | 141 W County Rd | Sutherland | NE | 69165-2113 | Lincoln | NE40625 | Scrapped/Junked | 6676 | 3T189 | 1973 | LOCHINVAR | WT - Water Tube Boiler | OPHT - Outdoor Pool Heater | 6/30/2002
Fillmore Central High | 1410 L St | Geneva | NE | 68361-1555 | Fillmore | NE09756 | Scrapped/Junked | 89428 | URNG0501G03723 | 2001 | Rheem | CHWH - ASME/Fired Water Heater | HWSD - Hot Water Dom/Potable | 9/30/2017
Fillmore Central High | 1410 L St | Geneva | NE | 68361-1555 | Fillmore | NE09757 | Scrapped/Junked | 89414 | URNG0501G01389 | 2001 | Rheem | CHWH - ASME/Fired Water Heater | HWSD - Hot Water Dom/Potable | 9/30/2017
Fillmore Central High | 1410 L St | Geneva | NE | 68361-1555 | Fillmore | NE14104 | Scrapped/Junked | 16061 | 10619 | 2003 | Vulcan | FTNF - Firetube Flueless | 0021 - Steam Supp Cooker/Kettle | 12/31/2015
Fillmore Central High | 1410 L St | Geneva | NE | 68361-1555 | Fillmore | NE18630 | Active | 101013 | E09H10101013 | 2009 | Gianonni/Lochinvar | WTSS - Watertube SS Steel | HWHT - Hot Water Heat | 9/30/2026
Fillmore Central High | 1410 L St | Geneva | NE | 68361-1555 | Fillmore | NE18631 | Active | 100996 | E09H10100996 | 2009 | Gianonni/Lochinvar | WTSS - Watertube SS Steel | HWHT - Hot Water Heat | 9/30/2026
Fillmore Central High | 1410 L St | Geneva | NE | 68361-1555 | Fillmore | NE18632 | Active | 101015 | E09H10101015 | 2009 | Gianonni/Lochinvar | WTSS - Watertube SS Steel | HWHT - Hot Water Heat | 9/30/2026
Fillmore Central High | 1410 L St | Geneva | NE | 68361-1555 | Fillmore | NE18633 | Active | 100974 | E09H1010100974 | 2009 | Gianonni/Lochinvar | WTSS - Watertube SS Steel | HWHT - Hot Water Heat | 9/30/2026
Fillmore Central High | 1410 L St | Geneva | NE | 68361-1555 | Fillmore | NE20487 | Inactive | 6965 |  | 1996 | VULCAN-HART | FTNF - Firetube Flueless | 0021 - Steam Supp Cooker/Kettle | 6/30/2003
Fillmore Central High | 1410 L St | Geneva | NE | 68361-1555 | Fillmore | NE25929 | Active | 738 | 1462-20 | 2014 | VULCAN HART | FT - Firetube Boiler | COOK - Cooker/Kettle | 9/30/2026
Fillmore Central High | 1410 L St | Geneva | NE | 68361-1555 | Fillmore | NE27063 | Active | 204981 | 204981 | 2015 | A.O. Smith | CHWH - ASME/Fired Water Heater | HWSD - Hot Water Dom/Potable | 9/30/2026
Fillmore Central High | 1410 L St | Geneva | NE | 68361-1555 | Fillmore | NE27064 | Active | 208548 | 208548 | 2015 | A.O. Smith | CHWH - ASME/Fired Water Heater | HWSD - Hot Water Dom/Potable | 9/30/2026
Fillmore Central High | 1410 L St | Geneva | NE | 68361-1555 | Fillmore | NE34582 | Scrapped/Junked |  | PO563 | 1974 | KEWA | FTSM - FTS Marine Dry Back | HWHT - Hot Water Heat | 9/30/2009
Fillmore Central High | 1410 L St | Geneva | NE | 68361-1555 | Fillmore | NE34592 | Inactive |  | W-2294 | 1965 | MARKET FORGE INDUSTRIES | FT - Firetube Boiler | 0021 - Steam Supp Cooker/Kettle | 6/30/1997
Eap/Warehouse | 1410 N 47Th St | Omaha | NE | 68132-1743 | Douglas | NE31135 | Scrapped/Junked |  | 1144 | 1950 | National U.S. Radiator | CI - Cast Iron | HWHT - Hot Water Heat | 6/30/2000
UNL Alexander Building | 1410 Q St | Lincoln | NE | 68508-1650 | Lancaster | NE18668 | Scrapped/Junked | 125747 | 011010204 | 2010 | CAMUS | WTSS - Watertube SS Steel | HWHT - Hot Water Heat | 11/30/2025
UNL Alexander Building | 1410 Q St | Lincoln | NE | 68508-1650 | Lancaster | NE18669 | Scrapped/Junked | 125746 | 011010203 | 2010 | CAMUS | WTSS - Watertube SS Steel | HWHT - Hot Water Heat | 11/30/2025
UNL Alexander Building | 1410 Q St | Lincoln | NE | 68508-1650 | Lancaster | NE43381 | Active | 620492 | N1.24.32.00189 | 2024 | Lochinvar | SSCH - SS Coil Water Heater | GLYC - Glycol Bldg Heat Sys | 11/30/2026
UNL Alexander Building | 1410 Q St | Lincoln | NE | 68508-1650 | Lancaster | NE43382 | Active | 588926 | N1.23.14.00180 | 2023 | Lochinvar | SSCH - SS Coil Water Heater | GLYC - Glycol Bldg Heat Sys | 11/30/2026
UN of Kearney/Cushing Health & Sports | 1410 W 26th St | Kearney | NE | 68849-4902 | Buffalo | NE15290 | Scrapped/Junked | 1563 | 95001 | 1988 | Kewanee | FTSM - FTS Marine Dry Back | STHT - Steam-Heat | 1/31/2012
UN of Kearney/Cushing Health & Sports | 1410 W 26th St | Kearney | NE | 68849-4902 | Buffalo | NE15291 | Out of Service | 6016 | 89-1513 | 1988 | Aldrich | FTVT - Firetube Vertical TB | HWSD - Hot Water Dom/Potable | 1/31/2018
UN of Kearney/Cushing Health & Sports | 1410 W 26th St | Kearney | NE | 68849-4902 | Buffalo | NE16128 | Inactive | 6083 | 89-1591 | 1988 | ALDRICH | FTVT - Firetube Vertical TB | HWSD - Hot Water Dom/Potable | 8/31/2007
UN of Kearney/Cushing Health & Sports | 1410 W 26th St | Kearney | NE | 68849-4902 | Buffalo | NE17637 | Scrapped/Junked | 8411 | 95E-5195 | 1995 | ALDR | FTFB - Firetube-Firebox Boiler | STHT - Steam-Heat | 1/31/2011
UN of Kearney/Cushing Health & Sports | 1410 W 26th St | Kearney | NE | 68849-4902 | Buffalo | NE25039 | Scrapped/Junked | 16281 |  | 1989 | DUNH | SHTB - Shell/Tube Htexchngr | COND - Condenser | 8/31/2010
UN of Kearney/Cushing Health & Sports | 1410 W 26th St | Kearney | NE | 68849-4902 | Buffalo | NE25040 | Inactive | 16220 | na | 1989 | DUNH | SHTB - Shell/Tube Htexchngr | COND - Condenser | 2/28/2024
UN of Kearney/Cushing Health & Sports | 1410 W 26th St | Kearney | NE | 68849-4902 | Buffalo | NE30327 | Inactive |  | L3879 | 1961 | KEWANEE | FT - Firetube Boiler | STHT - Steam-Heat | 8/31/2005
UN of Kearney/Cushing Health & Sports | 1410 W 26th St | Kearney | NE | 68849-4902 | Buffalo | NE30328 | Scrapped/Junked | n/a | L3881 | 1961 | Kewanee | FT - Firetube Boiler | STHT - Steam-Heat | 1/31/2011
Boys Town | 14100 Crawford St | Boys Town | NE | 68010-7520 | Douglas | NE13396 | Active | 16702 | 07F-4609 | 2007 | ALDRICH/LES | FTFB - Firetube-Firebox Boiler | STHT - Steam-Heat | 12/31/2026
Boys Town | 14100 Crawford St | Boys Town | NE | 68010-7520 | Douglas | NE13397 | Active | 16703 | 07F-4610 | 2007 | ALDRICH/LES | FTFB - Firetube-Firebox Boiler | STHT - Steam-Heat | 12/31/2026
Boys Town | 14100 Crawford St | Boys Town | NE | 68010-7520 | Douglas | NE18059 | Inactive | 33824 |  | 1993 | LOCHINVAR | CPFT - Horiz Cpr Fin Boiler | HWHT - Hot Water Heat | 6/30/2005
Boys Town | 14100 Crawford St | Boys Town | NE | 68010-7520 | Douglas | NE18060 | Inactive | 33823 |  | 1993 | LOCHINVAR | CPFT - Horiz Cpr Fin Boiler | HWHT - Hot Water Heat | 6/30/2005
Boys Town | 14100 Crawford St | Boys Town | NE | 68010-7520 | Douglas | NE18061 | Scrapped/Junked | 2942 |  | 1993 | CLEA | WT - Water Tube Boiler | BSUP - Bldg Heat & Process | 6/30/2007
Boys Town | 14100 Crawford St | Boys Town | NE | 68010-7520 | Douglas | NE18062 | Scrapped/Junked | 2943 |  | 1993 | CLEAVER BROOKS | WT - Water Tube Boiler | STHT - Steam-Heat | 10/31/2006
Boys Town | 14100 Crawford St | Boys Town | NE | 68010-7520 | Douglas | NE18063 | Inactive | 2941 | 2941 | 1993 | Cleaver Brooks | WT - Water Tube Boiler | STHT - Steam-Heat | 12/31/2021
Buffett Middle School | 14101 Larimore Ave | Omaha | NE | 68164-5135 | Douglas | NE01700 | Active | 204758 | 0302204758 | 2003 | RAYP | CPFT - Horiz Cpr Fin Boiler | HWHT - Hot Water Heat | 12/31/2026
Buffett Middle School | 14101 Larimore Ave | Omaha | NE | 68164-5135 | Douglas | NE01701 | Scrapped/Junked | 73501 | 73501 | 2002 | AOSM | CHWH - ASME/Fired Water Heater | HWSD - Hot Water Dom/Potable | 12/31/2010
Buffett Middle School | 14101 Larimore Ave | Omaha | NE | 68164-5135 | Douglas | NE01702 | Scrapped/Junked | 73502 | 73502 | 2002 | AOSM | CHWH - ASME/Fired Water Heater | HWSD - Hot Water Dom/Potable | 12/31/2014
Buffett Middle School | 14101 Larimore Ave | Omaha | NE | 68164-5135 | Douglas | NE01703 | Scrapped/Junked | 73504 | 73504 | 2002 | AOSM | CHWH - ASME/Fired Water Heater | HWSD - Hot Water Dom/Potable | 12/31/2014
Fairview Elementary | 14110 Tregaron Dr | Bellevue | NE | 68123-3724 | Sarpy | NE00707 | Scrapped/Junked | 32930 | G-99-0526 | 1999 | Aerco International | COBL - Coil Type Boiler | HWHT - Hot Water Heat | 7/31/2023
Fairview Elementary | 14110 Tregaron Dr | Bellevue | NE | 68123-3724 | Sarpy | NE00708 | Scrapped/Junked | 32941 | G-99-0527 | 1999 | Aerco International | COBL - Coil Type Boiler | HWHT - Hot Water Heat | 7/31/2023
Fairview Elementary | 14110 Tregaron Dr | Bellevue | NE | 68123-3724 | Sarpy | NE00709 | Active | 34634 | 3928-2V-1468 | 2000 | CRNF | COOK - Fired Cooker | COOK - Cooker/Kettle | 7/31/2026
Ezra Elementary School | 14111 Blondo St | Omaha | NE | 68164-3046 | Douglas | NE03408 | Scrapped/Junked | 40957 | 8756L3 | 1988 | Kewanee | FTFB - Firetube-Firebox Boiler | HWHT - Hot Water Heat | 8/31/2023
Ezra Elementary School | 14111 Blondo St | Omaha | NE | 68164-3046 | Douglas | NE03409 | Scrapped/Junked | 40956 | 8803L3 | 1988 | Kewanee | FTFB - Firetube-Firebox Boiler | HWHT - Hot Water Heat | 8/31/2023
Ezra Elementary School | 14111 Blondo St | Omaha | NE | 68164-3046 | Douglas | NE03410 | Scrapped/Junked | 8267 | na | 1987 | WEBEN JARCO | COBL - Coil Type Boiler | HWSD - Hot Water Dom/Potable | 8/31/2021
Ezra Elementary School | 14111 Blondo St | Omaha | NE | 68164-3046 | Douglas | NE03411 | Scrapped/Junked | 9354 | J490 | 1988 | WEBJ | COBL - Coil Type Boiler | HWSD - Hot Water Dom/Potable | 8/31/2010
Ezra Elementary School | 14111 Blondo St | Omaha | NE | 68164-3046 | Douglas | NE14858 | Scrapped/Junked | 220876 | H09H0020876 | 2009 | Lochinvar | CPFT - Horiz Cpr Fin Boiler | HWDP - Hotwater Heat & Dom Supply | 8/31/2021
Ezra Elementary School | 14111 Blondo St | Omaha | NE | 68164-3046 | Douglas | NE43417 | Active | 16717 | 21-HE153230921 | 2021 | Riello | WTSS - Watertube SS Steel | HWHT - Hot Water Heat | 8/31/2026
Ezra Elementary School | 14111 Blondo St | Omaha | NE | 68164-3046 | Douglas | NE43418 | Active | 16718 | 21-HE153240921 | 2021 | Riello | WTSS - Watertube SS Steel | HWHT - Hot Water Heat | 8/31/2026
Ezra Elementary School | 14111 Blondo St | Omaha | NE | 68164-3046 | Douglas | NE43419 | Active | 16715 | 21-HE153210921 | 2021 | Riello | WTSS - Watertube SS Steel | HWHT - Hot Water Heat | 8/31/2026
Ezra Elementary School | 14111 Blondo St | Omaha | NE | 68164-3046 | Douglas | NE43420 | Active | 16702 | 21-HE153080921 | 2021 | Riello | WTSS - Watertube SS Steel | HWHT - Hot Water Heat | 8/31/2026
OFFICE BUILDING | 1412 O St | Lincoln | NE | 68508-3807 | LANCASTER | NE19630 | Inactive |  | 7878-0392 | 1992 | PEERLESS HEATER COMPANY |  | STHT - Steam-Heat | 10/31/2007
PACIFIC WEST APARTMENTS | 14121 Pierce Plz | Omaha | NE | 68144-1035 | Douglas | NE21837 | Exempt 1999 LB-66 |  | MM96-0605479964 | 1996 | AO SMITH | AHWH - ANSI/Fired Water Htr | HWSD - Hot Water Dom/Potable | 9/30/1999
PACIFIC WEST APARTMENTS | 14121 Pierce Plz | Omaha | NE | 68144-1035 | Douglas | NE21838 | Exempt 1999 LB-66 |  | ME960522332 | 1996 | AO SMITH | AHWH - ANSI/Fired Water Htr | HWSD - Hot Water Dom/Potable | 9/30/1999
PACIFIC WEST APARTMENTS | 14121 Pierce Plz | Omaha | NE | 68144-1035 | Douglas | NE21839 | Exempt 1999 LB-66 |  | 0388404100 | 1988 | RUUD | AHWH - ANSI/Fired Water Htr | HWSD - Hot Water Dom/Potable | 9/30/1999
PACIFIC WEST APARTMENTS | 14121 Pierce Plz | Omaha | NE | 68144-1035 | Douglas | NE21840 | Exempt 1999 LB-66 |  | ME92-0232047880 | 1992 | AO SMITH | AHWH - ANSI/Fired Water Htr | HWSD - Hot Water Dom/Potable | 9/30/1999
PACIFIC WEST APARTMENTS | 14121 Pierce Plz | Omaha | NE | 68144-1035 | Douglas | NE21841 | Exempt 1999 LB-66 |  | 047500238 | 1988 | RHEEM MANUFACTURING CO | AHWH - ANSI/Fired Water Htr | HWSD - Hot Water Dom/Potable | 9/30/1999
PACIFIC WEST APARTMENTS | 14121 Pierce Plz | Omaha | NE | 68144-1035 | Douglas | NE21842 | Exempt 1999 LB-66 |  | MC930263154880 | 1993 | AO SMITH | AHWH - ANSI/Fired Water Htr | HWSD - Hot Water Dom/Potable | 9/30/1999
PACIFIC WEST APARTMENTS | 14121 Pierce Plz | Omaha | NE | 68144-1035 | Douglas | NE21843 | Exempt 1999 LB-66 |  | ML960598234964 | 1996 | AO SMITH | AHWH - ANSI/Fired Water Htr | HWSD - Hot Water Dom/Potable | 9/30/1999
PACIFIC WEST APARTMENTS | 14121 Pierce Plz | Omaha | NE | 68144-1035 | Douglas | NE21844 | Exempt 1999 LB-66 |  | 047500241 | 1975 | RHEEM MANUFACTURING CO | AHWH - ANSI/Fired Water Htr | HWSD - Hot Water Dom/Potable | 9/30/1999
PACIFIC WEST APARTMENTS | 14121 Pierce Plz | Omaha | NE | 68144-1035 | Douglas | NE21845 | Exempt 1999 LB-66 |  | MA980707395 | 1998 | AO SMITH | AHWH - ANSI/Fired Water Htr | HWSD - Hot Water Dom/Potable | 9/30/1999
Super Wash Of Plattsmouth | 1413 8th Ave | Plattsmouth | NE | 68048-2313 | Cass | NE40729 | Active | 74780 | 0489102680 | 1989 | Raytherm/Raypak | CPFT - Horiz Cpr Fin Boiler | GLYC - Glycol Bldg Heat Sys | 2/28/2026
Super Wash Of Plattsmouth | 1413 8th Ave | Plattsmouth | NE | 68048-2313 | Cass | NE40730 | Scrapped/Junked | .74802 | 0489102702 | 1989 | Raytherm/Raypak | CPFT - Horiz Cpr Fin Boiler | HWSP - Hot Water Non Potable Supply | 2/28/2025
Wood River Housing Auth | 1413 Main St | Wood River | NE | 68883-9158 | Hall | NE24301 | Active | n/a | 64160567 | 1999 | Burnham | CI - Cast Iron | HWHT - Hot Water Heat | 12/31/2026
Pacific Garden Apartments | 1413-15 Marbee Dr Unit 17 | Omaha | NE | 68124-1539 | Douglas | NE07330 | Inactive | n/a | 64967701 | 2006 | Burnham | CI - Cast Iron | HWHT - Hot Water Heat | 11/30/2018
NPPD HQ | 1414 15th St | Columbus | NE | 68601-5226 | Platte | NE18580 | Scrapped/Junked | 70710 |  | 1982 | BRYANT | ELBL - Electric Boiler | HWHS - Hotwater Heat Sidewalks | 9/30/1997
NPPD HQ | 1414 15th St | Columbus | NE | 68601-5226 | Platte | NE18581 | Scrapped/Junked | 27710 | 57627710 | 1976 | Pvi | ELWH - Electric Water Heater | HWSD - Hot Water Dom/Potable | 2/28/2024
Apartment Building | 1414 C St | Lincoln | NE | 68502-1431 | Lancaster | NE01545 | Out of Service | N/A | 1G-8 | 1960 | American Standard | CI - Cast Iron | HWHT - Hot Water Heat | 2/28/2024
Pacific Garden Apartments | 1414 Marbee Dr # 17 | Omaha | NE | 68124-1669 | Douglas | NE10535 | Inactive | n/a | 64496244 | 2002 | Burnham | CI - Cast Iron | HWHT - Hot Water Heat | 11/30/2017
Green Plains York LLC | 1414 Road O | York | NE | 68467-8236 | York | NE05031 | Active | 3095 | D-3346 | 1995 | Nebraska Boiler | WT - Water Tube Boiler | PROC - Process Steam | 2/28/2027
Green Plains York LLC | 1414 Road O | York | NE | 68467-8236 | York | NE05054 | Active | 241 | 482 | 1986 | COMBUSTION ENG | WT - Water Tube Boiler | PROC - Process Steam | 2/28/2027
Green Plains York LLC | 1414 Road O | York | NE | 68467-8236 | York | NE06298 | Active | 4244 | W-4832 | 2005 | NEBC | HRSG - Heat Recovery Stm Gen | PROC - Process Steam | 2/28/2026
Green Plains York LLC | 1414 Road O | York | NE | 68467-8236 | York | NE06299 | Scrapped/Junked | 196 | 05-507 | 2005 | WAHLCO FABRICATORS | ECON - Boiler Economizer | ECON - Boiler Economizer | 10/31/2006
Green Plains York LLC | 1414 Road O | York | NE | 68467-8236 | York | NE08180 | Scrapped/Junked | 293 | 07-646 | 2007 | Wahlco Fabricators | ECON - Boiler Economizer | ECON - Boiler Economizer | 8/31/2014
Green Plains York LLC | 1414 Road O | York | NE | 68467-8236 | York | NE25234 | Active | 47 | WS-1255 | 2014 | Phoenix Industrial | ECON - Boiler Economizer | ECON - Boiler Economizer | 2/28/2026
Green Plains York LLC | 1414 Road O | York | NE | 68467-8236 | York | NE27576 | Inactive | 24491 | 24491 | 2006 | CLAYTON | COBL - Coil Type Boiler | PROC - Process Steam | 8/31/2018
Green Plains York LLC | 1414 Road O | York | NE | 68467-8236 | York | NE43379 | Exempt | 1 | D022139-1 | 2022 | Dynaxcel | UFPV - Unfired Pressure Vessel | SEPR - Separator | 5/31/2025
PACIFIC GARDEN APARTMENTS | 1414-16 MARBEE DR | OMAHA | NE | 68124-1669 | Douglas | NE11992 | Scrapped/Junked |  |  | 1956 | NATIONAL CRANE |  | HWHT - Hot Water Heat | 11/30/2003
PACIFIC GARDEN APARTMENTS | 1414-16 MARBEE DR | OMAHA | NE | 68124-1669 | Douglas | NE11997 | Scrapped/Junked |  | 124579V | 1982 | BRYANT-DUNKIRK |  | HWHT - Hot Water Heat | 11/30/2006
TRETIAKS | 1414-24 DAVENPORT | OMAHA | NE | 68102 | Douglas | NE14519 | Inactive |  | 0211-2133G | 1976 | PEERLESS HEATER COMPANY |  | STHT - Steam-Heat | 12/31/1997
Vacant Bldg | 1415 16th St | Central City | NE | 68826-1836 | Merrick | NE04290 | Scrapped/Junked | 18886 | 59215 | 1984 | Bryan | WT - Water Tube Boiler | HWSD - Hot Water Dom/Potable | 3/31/2016
Vacant Bldg | 1415 16th St | Central City | NE | 68826-1836 | Merrick | NE04291 | Scrapped/Junked |  | 6015.80 | 1965 | IRON | FTFB - Firetube-Firebox Boiler | STHT - Steam-Heat | 7/31/2010
Vacant Bldg | 1415 16th St | Central City | NE | 68826-1836 | Merrick | NE17534 | Scrapped/Junked | 17747 | 09F-5655 | 2009 | Les Inc/Aldrich Co | FTVT - Firetube Vertical TB | HWHT - Hot Water Heat | 3/31/2016
HERGERT MILLING INC | 1415 AVE B | SCOTTSBLUFF | NE | 69361 | SCOTTS BLUFF | NE00937 | Inactive | 474 |  | 1952 | NEBRASKA BOILER | WT - Water Tube Boiler | PROC - Process Steam | 6/30/1993
Gothenburg Schl Comm Bldg | 1415 Ave G | Gothenburg | NE | 69138 | Dawson | NE03913 | Active | 23776 | 64279 | 1987 | Bryan | WT - Water Tube Boiler | HWHT - Hot Water Heat | 2/28/2026
Gothenburg Schl Comm Bldg | 1415 Ave G | Gothenburg | NE | 69138 | Dawson | NE03914 | Scrapped/Junked | 23793 | 64296 | 1987 | BRYA | WT - Water Tube Boiler | HWHT - Hot Water Heat | 8/31/2010
YMCA of the Prairie | 1415 Broadway Street | Holdrege | NE | 68949 | Phelps | NE07553 | Scrapped/Junked | 241608 | 510241608 | 2005 | Raypak | CPPH - Ansi Cpr Fin Pool Heater | IPHT - Indoor Pool Heater | 3/31/2019
YMCA of the Prairie | 1415 Broadway Street | Holdrege | NE | 68949 | Phelps | NE27508 | Scrapped/Junked | 466041 | 1805466041 | 2018 | Raypak | WT - Water Tube Boiler | IPHT - Indoor Pool Heater | 2/28/2023
YMCA of the Prairie | 1415 Broadway Street | Holdrege | NE | 68949 | Phelps | NE41339 | Active | 535089 | 211253089 | 2021 | Raypak | WT - Water Tube Boiler | IPHT - Indoor Pool Heater | 4/30/2024
School - Falls City Middle (FCPS) | 1415 Morton St | Falls City | NE | 68355-2759 | Richardson | NE17992 | Active | 53034 | G09-0134 | 2009 | Aerco | FTVT - Firetube Vertical TB | HWHT - Hot Water Heat | 1/31/2027
School - Falls City Middle (FCPS) | 1415 Morton St | Falls City | NE | 68355-2759 | Richardson | NE17993 | Active | 53425 | G-09-0702 | 2009 | Aerco | FTVT - Firetube Vertical TB | HWHT - Hot Water Heat | 1/31/2027
School - Falls City Middle (FCPS) | 1415 Morton St | Falls City | NE | 68355-2759 | Richardson | NE22866 | Active | 61766 | 5994-12GG-5283 | 2012 | Crown | COOK - Fired Cooker | COOK - Cooker/Kettle | 1/31/2027
School - Falls City Middle (FCPS) | 1415 Morton St | Falls City | NE | 68355-2759 | Richardson | NE32794 | Scrapped/Junked |  | R0168 | 1980 | KEWA | FTSM - FTS Marine Dry Back | HWHT - Hot Water Heat | 1/31/2010
School - Falls City Middle (FCPS) | 1415 Morton St | Falls City | NE | 68355-2759 | Richardson | NE32795 | Scrapped/Junked | 5414 |  | 1979 | MARKET FORGE INDUSTRIES | FT - Firetube Boiler | 0021 - Steam Supp Cooker/Kettle | 8/31/1999
School - Falls City Middle (FCPS) | 1415 Morton St | Falls City | NE | 68355-2759 | Richardson | NE32797 | Exempt | 1767 |  | 1980 | MARKET FORGE INDUSTRIES | ELPV - Electric Press VSL | 0021 - Steam Supp Cooker/Kettle | 8/31/2001
School - Falls City Middle (FCPS) | 1415 Morton St | Falls City | NE | 68355-2759 | Richardson | NE37714 | Scrapped/Junked | 37513 | 57937513 | 1979 | Pvi | CHWH - ASME/Fired Water Heater | HWSD - Hot Water Dom/Potable | 1/31/2013
Werner Enterprises | 14150 Prairie Corner #B | Omaha | NE | 68137 | Douglas | NE24343 | Active | 3089 | 214PV | 1999 | Fulton | FTUT - Firetube U-Tube Vert | HWHT - Hot Water Heat | 2/28/2026
Werner Enterprises | 14150 Prairie Corner #B | Omaha | NE | 68137 | Douglas | NE24344 | Active | 3227 | 398-PX | 1999 | Fulton | FTUT - Firetube U-Tube Vert | HWHT - Hot Water Heat | 2/28/2026
Werner Enterprises | 14150 Prairie Corner #B | Omaha | NE | 68137 | Douglas | NE24345 | Active | 3230 | 397-PX | 1999 | Fulton | FTUT - Firetube U-Tube Vert | HWHT - Hot Water Heat | 2/28/2026
Werner Enterprises | 14150 Prairie Corner #B | Omaha | NE | 68137 | Douglas | NE24346 | Active | 3093 | 215 PX | 1999 | Fulton | FTUT - Firetube U-Tube Vert | HWHT - Hot Water Heat | 2/28/2026
CENTRAL CLEANERS | 1416 16th St | Central City | NE | 68826-1812 | MERRICK | NE01297 | Inactive | 2747 |  | 1970 | WEBEN JARCO | COBL - Coil Type Boiler | HWSP - Hot Water Non Potable Supply | 4/30/1989
Union Pacific Railroad | 1416 Dodge St | Omaha | NE | 68179-0001 | Douglas | NE12729 | Inactive | 2775 |  | 1963 | Wickes Boiler Co | WT - Water Tube Boiler | POWR - Power Generation | 6/30/1990
Union Pacific Railroad | 1416 Dodge St | Omaha | NE | 68179-0001 | Douglas | NE12730 | Inactive |  | 2776 | 1963 | Wickes Boiler Co | WT - Water Tube Boiler | STHT - Steam-Heat | 6/30/1990
Union Pacific Railroad | 1416 Dodge St | Omaha | NE | 68179-0001 | Douglas | NE12731 | Inactive |  | 2777 | 1963 | Wickes Boiler Co | WT - Water Tube Boiler | STHT - Steam-Heat | 6/30/1989
RETAIL STORE | 1416 Harney St | Omaha | NE | 68102-2206 | Douglas | NE03461 | Scrapped/Junked |  | 211-4090 | 1979 | PEERLESS HEATER COMPANY |  | STHT - Steam-Heat | 12/31/2003
APARTMENT BUILDING | 1416 S 16th St | Omaha | NE | 68108-3575 | Douglas | NE17332 | Inactive |  | 211A-07-N | 1992 | PEERLESS HEATER COMPANY |  | STHT - Steam-Heat | 2/28/1995
Fusion Lounge | 1417 Farnam St | Omaha | NE | 68102-2239 | Douglas | NE34201 | Inactive |  | 75-3094 | 1975 | Peerless Heater Company | CI - Cast Iron | STHT - Steam-Heat | 3/31/2002
vacant | 1417 S 13th St | Omaha | NE | 68108-3503 | Douglas | NE04984 | Scrapped/Junked |  |  | 1990 | DUNKIRK |  | HWHT - Hot Water Heat | 3/31/2002
vacant | 1417 S 13th St | Omaha | NE | 68108-3503 | Douglas | NE09604 | Scrapped/Junked | n/a | MI-203397-1099 | 1999 | Peerless | CI - Cast Iron | HWHT - Hot Water Heat | 3/31/2017
vacant | 1417 S 13th St | Omaha | NE | 68108-3503 | Douglas | NE37684 | Inactive |  | 2178100009 | 1975 | BRYANT |  | STHT - Steam-Heat | 2/28/1991
DAISY MAY CHILD CARE CTR | 1418 High St | Beatrice | NE | 68310-3137 | GAGE | NE05969 | Inactive |  | 6152167-0889 | 1989 | PEERLESS HEATER COMPANY |  | STHT - Steam-Heat | 1/1/1900
Xenova | 14184 S 220th St | Gretna | NE | 68028-5080 | Sarpy | NE41407 | Active | 59320 | 98190 | 2021 | Lattner Boiler Co | FTNT - FT Vertical Tubeless | PROC - Process Steam | 11/30/2026
St Mary's Parish | 1419 10th St | Aurora | NE | 68818-1230 | Hamilton | NE00676 | Scrapped/Junked | n/a | 64266428 | 1994 | Burnham | CI - Cast Iron | HWHT - Hot Water Heat | 1/31/2014
St Mary's Parish | 1419 10th St | Aurora | NE | 68818-1230 | Hamilton | NE16116 | Scrapped/Junked |  | 1BJ2 | 1966 | AMERICAN STANDARD |  | HWHT - Hot Water Heat | 8/31/2000
Apartment Building - Reinke | 1419 B St | Lincoln | NE | 68502-1425 | Lancaster | NE08632 | Active | N/A | 7-102 | 1965 | Crane | CI - Cast Iron | HWHT - Hot Water Heat | 1/31/2026
HINKY DINKY | 1419 Burlington St | Holdrege | NE | 68949-1307 | PHELPS | NE05860 | Exempt 1999 LB-66 |  | 03088 | 1996 | RHEEM MANUFACTURING CO | AHWH - ANSI/Fired Water Htr | HWSD - Hot Water Dom/Potable | 10/31/1999
DEEP ROCK WATER CO | 1419 S Saddle Creek Rd | Omaha | NE | 68106-2408 | Douglas | NE03473 | Inactive | 1238 |  | 1965 | SUPERIOR BOILERWORKS | FT - Firetube Boiler | STHT - Steam-Heat | 9/30/1991
ROBINS ENTERPRISES | 1419 W 3rd St | Alliance | NE | 69301-3127 | BOX BUTTE | NE21115 | Scrapped/Junked |  | 6746 | 1992 | RHEEM MANUFACTURING CO | AHWH - ANSI/Fired Water Htr | HWSD - Hot Water Dom/Potable | 3/31/2000
ROBINS ENTERPRISES | 1419 W 3rd St | Alliance | NE | 69301-3127 | BOX BUTTE | NE21116 | Scrapped/Junked |  | 7671 | 1992 | RHEEM MANUFACTURING CO | AHWH - ANSI/Fired Water Htr | HWSD - Hot Water Dom/Potable | 3/31/2000
Pacific Garden Apartments Unit #16 | 1419-21 Marbee Cir | Omaha | NE | 68124-1538 | Douglas | NE11993 | Scrapped/Junked | n/a | 9999 | 1956 | national crane | CI - Cast Iron | HWHT - Hot Water Heat | 11/30/2016
Downtown Holiday Inn | 1420 Cuming St | Omaha | NE | 68102-4415 | Douglas | NE13826 | Scrapped/Junked | 284628 | 0806284628 | 2008 | RAYPAK INC, CALIFORNIA | CPFH - Copper Fin Water Heater | IPHT - Indoor Pool Heater | 2/28/2017
Downtown Holiday Inn | 1420 Cuming St | Omaha | NE | 68102-4415 | Douglas | NE13827 | Scrapped/Junked | 278075 | 0802278075 | 2008 | RAYPAK INC, CALIFORNIA | CPFH - Copper Fin Water Heater | IPHT - Indoor Pool Heater | 2/28/2017
Downtown Holiday Inn | 1420 Cuming St | Omaha | NE | 68102-4415 | Douglas | NE16057 | Out of Service | 285971 | 0807285971 | 2008 | Raypak | CPFH - Copper Fin Water Heater | SPAJ - Spa/Jacuzzi Heater | 2/28/2018
Downtown Holiday Inn | 1420 Cuming St | Omaha | NE | 68102-4415 | Douglas | NE27178 | Scrapped/Junked | 381606 | 1406381606 | 2008 | Raypak | CPFT - Horiz Cpr Fin Boiler | IPHT - Indoor Pool Heater | 4/30/2023
Downtown Holiday Inn | 1420 Cuming St | Omaha | NE | 68102-4415 | Douglas | NE27179 | Scrapped/Junked | 402652 | 1506402652 | 2015 | Raypak | CPFT - Horiz Cpr Fin Boiler | IPHT - Indoor Pool Heater | 4/30/2023
Downtown Holiday Inn | 1420 Cuming St | Omaha | NE | 68102-4415 | Douglas | NE43543 | Inactive | N/A | 2203229171 | 2022 | Raypak | CPPH - Ansi Cpr Fin Pool Heater | IPHT - Indoor Pool Heater | 6/30/2025
Downtown Holiday Inn | 1420 Cuming St | Omaha | NE | 68102-4415 | Douglas | NE43544 | Inactive | N/A | V042300327 | 2022 | Raypak | CPPH - Ansi Cpr Fin Pool Heater | IPHT - Indoor Pool Heater | 6/30/2025
St Mary's Church | 1420 K St | Lincoln | NE | 68508-2730 | Lancaster | NE12154 | Scrapped/Junked | 159319 | J03H00159319 | 2003 | Lochinvar | CPFT - Horiz Cpr Fin Boiler | HWHT - Hot Water Heat | 10/31/2024
St Mary's Church | 1420 K St | Lincoln | NE | 68508-2730 | Lancaster | NE12155 | Scrapped/Junked | 159318 | J03H00159318 | 2003 | Lochinvar | CPFT - Horiz Cpr Fin Boiler | HWHT - Hot Water Heat | 10/31/2024
St Mary's Church | 1420 K St | Lincoln | NE | 68508-2730 | Lancaster | NE12156 | Scrapped/Junked | 159320 | J03H00159320 | 2003 | Lochinvar | CPFT - Horiz Cpr Fin Boiler | HWHT - Hot Water Heat | 10/31/2024
St Mary's Church | 1420 K St | Lincoln | NE | 68508-2730 | Lancaster | NE12157 | Scrapped/Junked | 150412 | A03H00150412 | 2003 | Lochinvar | CPFT - Horiz Cpr Fin Boiler | HWHT - Hot Water Heat | 10/31/2024
St Mary's Church | 1420 K St | Lincoln | NE | 68508-2730 | Lancaster | NE12158 | Scrapped/Junked | 150409 | A03H00150409 | 2003 | Lochinvar | CPFT - Horiz Cpr Fin Boiler | HWHT - Hot Water Heat | 10/31/2024
St Mary's Church | 1420 K St | Lincoln | NE | 68508-2730 | Lancaster | NE33477 | Active | N/A | 4G-8 | 1952 | AMST | CI - Cast Iron | HWHT - Hot Water Heat | 10/31/2025
St Mary's Church | 1420 K St | Lincoln | NE | 68508-2730 | Lancaster | NE33478 | Scrapped/Junked |  | K8240 | 1958 | KEWANEE | FT - Firetube Boiler | HWHT - Hot Water Heat | 8/31/2003
St Mary's Church | 1420 K St | Lincoln | NE | 68508-2730 | Lancaster | NE39128 | Scrapped/Junked |  | M292 | 1970 | KEWANEE | FT - Firetube Boiler | HWHT - Hot Water Heat | 8/31/2003
St Mary's Church | 1420 K St | Lincoln | NE | 68508-2730 | Lancaster | NE43144 | Active | 5119 | 23-HE05127363 | 2023 | Riello | WTSS - Watertube SS Steel | HWHT - Hot Water Heat | 10/31/2025
St Mary's Church | 1420 K St | Lincoln | NE | 68508-2730 | Lancaster | NE43145 | Active | 5122 | 23-HE051303823 | 2023 | Riello | WTSS - Watertube SS Steel | HWHT - Hot Water Heat | 10/31/2025
St Mary's Church | 1420 K St | Lincoln | NE | 68508-2730 | Lancaster | NE43146 | Active | 5102 | 23-HE051103823 | 2023 | Riello | WTSS - Watertube SS Steel | HWHT - Hot Water Heat | 10/31/2025
St Mary's Church | 1420 K St | Lincoln | NE | 68508-2730 | Lancaster | NE43147 | Active | 5110 | 23-HE051183823 | 2023 | Riello | WTSS - Watertube SS Steel | HWHT - Hot Water Heat | 10/31/2025
Golden Living Center | 1420 N 10th St | Nebraska City | NE | 68410-1236 | Otoe | NE02314 | Scrapped/Junked | 78120 | K03320031 | 2003 | State Industries | CHWH - ASME/Fired Water Heater | HWSD - Hot Water Dom/Potable | 12/31/2011
Golden Living Center | 1420 N 10th St | Nebraska City | NE | 68410-1236 | Otoe | NE02375 | Scrapped/Junked | 74057 | LM022142249110/74057 | 2003 | AOSM | CHWH - ASME/Fired Water Heater | HWSD - Hot Water Dom/Potable | 12/31/2008
Golden Living Center | 1420 N 10th St | Nebraska City | NE | 68410-1236 | Otoe | NE17807 | Scrapped/Junked |  | G93141592 | 1993 | STATE INDUSTRIES | AHWH - ANSI/Fired Water Htr | HWSD - Hot Water Dom/Potable | 12/31/2004
Golden Living Center | 1420 N 10th St | Nebraska City | NE | 68410-1236 | Otoe | NE19317 | Scrapped/Junked | 33126 | LA96-0494323 | 1996 | AO SMITH | CHWH - ASME/Fired Water Heater | HWSD - Hot Water Dom/Potable | 12/31/2004
Golden Living Center | 1420 N 10th St | Nebraska City | NE | 68410-1236 | Otoe | NE19318 | Scrapped/Junked | 107087 | 8891333 | 1991 | TELE | CPFT - Horiz Cpr Fin Boiler | HWSD - Hot Water Dom/Potable | 12/31/2012
Lincoln Childrens Museum | 1420 P St | Lincoln | NE | 68508-1635 | Lancaster | NE00368 | Active | 10588 | 99E-8250 | 1999 | ALES | FTVT - Firetube Vertical TB | HWHT - Hot Water Heat | 1/31/2026
Lincoln Childrens Museum | 1420 P St | Lincoln | NE | 68508-1635 | Lancaster | NE00369 | Active | 10590 | 99E-8252 | 1999 | ALES | FTVT - Firetube Vertical TB | HWHT - Hot Water Heat | 5/31/2026
Holiday Inn Express | 1420 W 3Rd St | Alliance | NE | 69301-3128 | Box Butte | NE40075 | Exempt 1999 LB-66 |  | RN1295G01423 | 1995 | RHEEM MANUFACTURING CO | AHWH - ANSI/Fired Water Htr | HWSD - Hot Water Dom/Potable | 2/29/2000
Holiday Inn Express | 1420 W 3Rd St | Alliance | NE | 69301-3128 | Box Butte | NE40076 | Exempt 1999 LB-66 |  | RN1295GO1415 | 1995 | RHEEM MANUFACTURING CO | AHWH - ANSI/Fired Water Htr | HWSD - Hot Water Dom/Potable | 2/29/2000
Holiday Inn Express | 1420 W 3Rd St | Alliance | NE | 69301-3128 | Box Butte | NE40077 | Exempt 1999 LB-66 |  | RN1295G01425 | 1995 | Rheem Manufacturing Co | AHWH - ANSI/Fired Water Htr | HWSD - Hot Water Dom/Potable | 2/29/2000
Pacific Garden Apartments Unit #13 | 1420-22 Marbee Cir | Omaha | NE | 68124 | Douglas | NE11996 | Scrapped/Junked | 9999 | 9999 | 1956 | NATI | CI - Cast Iron | HWHT - Hot Water Heat | 11/30/2010
Pacific Garden Apartments Unit #13 | 1420-22 Marbee Cir | Omaha | NE | 68124 | Douglas | NE19447 | Inactive | 152591 | D1.10.22.00683 | 2010 | GIANNONI | WT - Water Tube Boiler | HWHT - Hot Water Heat | 11/30/2016
Colonial Pointe Apartment | 14204 Williamsburg Ct Bldg 1 | Bellevue | NE | 68123-4870 | Sarpy | NE17027 | Active | 222099 | 222099 | 2009 | Lochinvar | CPFH - Copper Fin Water Heater | HWSD - Hot Water Dom/Potable | 9/30/2027
Colonial Pointe Apartments | 14205 Constitution Cir Bldg 7 | Bellevue | NE | 68123-6861 | Sarpy | NE22896 | Active | 245060 | L12H00245060 | 2012 | Lochinvar | CPFH - Copper Fin Water Heater | HWSD - Hot Water Dom/Potable | 9/30/2027
Legacy Christian School-BMIC#518501 | 1421 13th St | Holdrege | NE | 68949-9691 | Phelps | NE33312 | Active | n/a | G-68 | 1955 | American Standard | CI - Cast Iron | HWHT - Hot Water Heat | 2/28/2026
Legacy Christian School-BMIC#518501 | 1421 13th St | Holdrege | NE | 68949-9691 | Phelps | NE34507 | Active | n/a | 61-19244 | 1982 | Peerless | CI - Cast Iron | HWHT - Hot Water Heat | 2/28/2026
SCHOOL DISTRICT R 7 | 1421 13th St | Holdrege | NE | 68949-9691 | PHELPS | NE20446 | Exempt 1999 LB-66 |  | 118140202061 | 1981 | RHEEM MANUFACTURING CO | AHWH - ANSI/Fired Water Htr | HWSD - Hot Water Dom/Potable | 10/31/1999
SCHOOL DISTRICT R 7 | 1421 13th St | Holdrege | NE | 68949-9691 | PHELPS | NE20447 | Exempt 1999 LB-66 |  | 03824000294 | 1982 | RHEEM MANUFACTURING CO | AHWH - ANSI/Fired Water Htr | HWSD - Hot Water Dom/Potable | 10/31/1999
SCHOOL DISTRICT R 7 | 1421 13th St | Holdrege | NE | 68949-9691 | PHELPS | NE20448 | Exempt 1999 LB-66 |  | AB84-14066-830 | 1984 | AO SMITH | AHWH - ANSI/Fired Water Htr | HWSD - Hot Water Dom/Potable | 10/31/1999
Case Apartments | 1421 P St | Lincoln | NE | 68508-1600 | Lancaster | NE22508 | Inactive | n/a | 211-122241096 | 1996 | Peerless | CI - Cast Iron | STHT - Steam-Heat | 12/31/2013
Colonial Pointe Apartments | 14210 Constitution Cir Bldg 8 | Bellevue | NE | 68123-6856 | Sarpy | NE24123 | Active | 247732 | C13H00247732 | 2013 | Lochinvar | CPFH - Copper Fin Water Heater | HWSD - Hot Water Dom/Potable | 9/30/2027
Colonial Pointe Apartments | 14213 Constituiton Cir Bldg 9 | Bellevue | NE | 68123-4805 | Sarpy | NE22798 | Active | 241620 | F12H00241620 | 2012 | Lochinvar | CPFH - Copper Fin Water Heater | HWSD - Hot Water Dom/Potable | 9/30/2027
Colonial Pointe Apartment | 14214 Williamsburg Ct Bldg 6 | Bellevue | NE | 68123-4859 | Sarpy | NE22565 | Active | 238872 | B12H00238872 | 2012 | Lochinvar | CPFH - Copper Fin Water Heater | HWSD - Hot Water Dom/Potable | 9/30/2027
Colonial Pointe Apartment | 14219 Constitution Cir Bldg 10 | Bellevue | NE | 68123 | Sarpy | NE22797 | Active | 240100 | D12H00240100 | 2012 | Lochinvar | CPFH - Copper Fin Water Heater | HWSD - Hot Water Dom/Potable | 9/30/2027
HOLDREGE HOUSING | 1422 12th Ave | Holdrege | NE | 68949-1901 | PHELPS | NE40471 | Exempt 1999 LB-66 |  | 730-C-7784517 | 1977 | AO SMITH | AHWH - ANSI/Fired Water Htr | HWSD - Hot Water Dom/Potable | 5/31/2000
GOTTSLEBEN APARTMENTS | 1422 S 20th St | Lincoln | NE | 68502-2529 | LANCASTER | NE19605 | Scrapped/Junked |  | GO-14155 | 1970 | PEERLESS HEATER COMPANY |  | HWHT - Hot Water Heat | 4/30/2003
Memorial Hospital | 1423 7th St | Aurora | NE | 68818-1141 | HAMILTON | NE00693 | Scrapped/Junked | 11313 | 01-E9149 | 2001 | ALES | FTVT - Firetube Vertical TB | HWDP - Hotwater Heat & Dom Supply | 3/31/2012
Memorial Hospital | 1423 7th St | Aurora | NE | 68818-1141 | HAMILTON | NE00697 | Scrapped/Junked | 46203 | 44788/GC-30942VAC | 2000 | SUSS | ELBL - Electric Boiler | 0020 - Supp to Sterlizer/Autoclave | 4/30/2018
Memorial Hospital | 1423 7th St | Aurora | NE | 68818-1141 | HAMILTON | NE03385 | Inactive | 10895 |  | 1962 | RAYPAK INC, CALIFORNIA | FT - Firetube Boiler | HWSD - Hot Water Dom/Potable | 6/30/2001
Memorial Hospital | 1423 7th St | Aurora | NE | 68818-1141 | HAMILTON | NE03386 | Inactive | 10915 |  | 1962 | RAYPAK INC, CALIFORNIA | CPFH - Copper Fin Water Heater | HWSD - Hot Water Dom/Potable | 6/30/2001
Memorial Hospital | 1423 7th St | Aurora | NE | 68818-1141 | HAMILTON | NE04071 | Scrapped/Junked | 14071 |  | 1984 | ELECTRO-STEAM GENERATOR | ELBL - Electric Boiler | 0020 - Supp to Sterlizer/Autoclave | 2/28/2005
Memorial Hospital | 1423 7th St | Aurora | NE | 68818-1141 | HAMILTON | NE06894 | Out of Service | 95176 | 95176/0303G00430 | 2002 | RHEE | CHWH - ASME/Fired Water Heater | HWSD - Hot Water Dom/Potable | 5/31/2011
Memorial Hospital | 1423 7th St | Aurora | NE | 68818-1141 | HAMILTON | NE06895 | Out of Service | 89680 | 89680/0701G02507 | 2001 | RHEE | CHWH - ASME/Fired Water Heater | HWSD - Hot Water Dom/Potable | 5/31/2011
Memorial Hospital | 1423 7th St | Aurora | NE | 68818-1141 | HAMILTON | NE08703 | Scrapped/Junked | 11318 | 01-E9154 | 2001 | ALES | FTVT - Firetube Vertical TB | HWDP - Hotwater Heat & Dom Supply | 3/31/2012
Memorial Hospital | 1423 7th St | Aurora | NE | 68818-1141 | HAMILTON | NE10242 | Active | 16588 | 07F4495 | 2007 | ALES | FTVT - Firetube Vertical TB | GLYC - Glycol Bldg Heat Sys | 2/28/2026
Memorial Hospital | 1423 7th St | Aurora | NE | 68818-1141 | HAMILTON | NE10243 | Active | 16589 | 07F-4496 | 2007 | ALES | FTVT - Firetube Vertical TB | GLYC - Glycol Bldg Heat Sys | 2/28/2026
Memorial Hospital | 1423 7th St | Aurora | NE | 68818-1141 | HAMILTON | NE10244 | Active | 16580 | 07F-4487 | 2007 | ALES | FTVT - Firetube Vertical TB | GLYC - Glycol Bldg Heat Sys | 2/28/2026
Memorial Hospital | 1423 7th St | Aurora | NE | 68818-1141 | HAMILTON | NE10245 | Active | 77438 | 92438 | 2007 | BRDW | CHWH - ASME/Fired Water Heater | HWSD - Hot Water Dom/Potable | 2/28/2026
Memorial Hospital | 1423 7th St | Aurora | NE | 68818-1141 | HAMILTON | NE13444 | Scrapped/Junked | 63244 | GL-32579-P08 | 2008 | CAST | ELBL - Electric Boiler | STER - Sterilizer | 4/30/2022
Memorial Hospital | 1423 7th St | Aurora | NE | 68818-1141 | HAMILTON | NE15099 | Scrapped/Junked | 28917 | SS-85118-096 | 1996 | CASTLE | ELBL - Electric Boiler | 0020 - Supp to Sterlizer/Autoclave | 4/30/2008
Memorial Hospital | 1423 7th St | Aurora | NE | 68818-1141 | HAMILTON | NE19496 | Scrapped/Junked | 130886 | 1110130886 | 2010 | PVI Industries | CHWH - ASME/Fired Water Heater | HWSD - Hot Water Dom/Potable | 2/28/2022
Memorial Hospital | 1423 7th St | Aurora | NE | 68818-1141 | HAMILTON | NE19497 | Scrapped/Junked | 130887 | 1110130887 | 2010 | PVI Industries | CHWH - ASME/Fired Water Heater | HWSD - Hot Water Dom/Potable | 2/28/2022
Memorial Hospital | 1423 7th St | Aurora | NE | 68818-1141 | HAMILTON | NE19498 | Active | 130888 | 1110130888 | 2010 | PVI Industries | CHWH - ASME/Fired Water Heater | HWSD - Hot Water Dom/Potable | 2/28/2026
Memorial Hospital | 1423 7th St | Aurora | NE | 68818-1141 | HAMILTON | NE19499 | Active | 130889 | 1110130889 | 2010 | PVI Industries | CHWH - ASME/Fired Water Heater | HWSD - Hot Water Dom/Potable | 2/28/2026
Memorial Hospital | 1423 7th St | Aurora | NE | 68818-1141 | HAMILTON | NE19500 | Out of Service | 18238 | 11F-6146 | 2011 | Aldrich | FTVT - Firetube Vertical TB | GLYC - Glycol Bldg Heat Sys | 2/28/2022
Memorial Hospital | 1423 7th St | Aurora | NE | 68818-1141 | HAMILTON | NE19861 | Scrapped/Junked | 130891 | 1110130891 | 2010 | PVI Industries | CHWH - ASME/Fired Water Heater | HWSD - Hot Water Dom/Potable | 2/28/2025
Memorial Hospital | 1423 7th St | Aurora | NE | 68818-1141 | HAMILTON | NE19862 | Scrapped/Junked | 130890 | 1110130890 | 2010 | PVI Industries | CHWH - ASME/Fired Water Heater | HWSD - Hot Water Dom/Potable | 2/28/2024
Memorial Hospital | 1423 7th St | Aurora | NE | 68818-1141 | HAMILTON | NE20776 | Out of Service | 18237 | 11F-6145 | 2011 | Aldrich | FTVT - Firetube Vertical TB | GLYC - Glycol Bldg Heat Sys | 2/28/2022
Memorial Hospital | 1423 7th St | Aurora | NE | 68818-1141 | HAMILTON | NE20777 | Active | 18232 | 11F-6140 | 2011 | Aldrich | FTVT - Firetube Vertical TB | GLYC - Glycol Bldg Heat Sys | 2/28/2026
Memorial Hospital | 1423 7th St | Aurora | NE | 68818-1141 | HAMILTON | NE20778 | Active | 18233 | 11F-6141 | 2011 | Aldrich | FTVT - Firetube Vertical TB | GLYC - Glycol Bldg Heat Sys | 2/28/2026
Memorial Hospital | 1423 7th St | Aurora | NE | 68818-1141 | HAMILTON | NE27066 | Active | 9132 | 49132 | 2017 | Chromalox | ELBL - Electric Boiler | PROC - Process Steam | 2/28/2026
Memorial Hospital | 1423 7th St | Aurora | NE | 68818-1141 | HAMILTON | NE37234 | Scrapped/Junked | 0 | HSB40037 | 1962 | TITV | FTSM - FTS Marine Dry Back | HWHT - Hot Water Heat | 3/31/2012
Memorial Hospital | 1423 7th St | Aurora | NE | 68818-1141 | HAMILTON | NE37235 | Out of Service | 0 | HSB40038 | 1962 | TITV | FTSM - FTS Marine Dry Back | HWHT - Hot Water Heat | 3/31/2011
Memorial Hospital | 1423 7th St | Aurora | NE | 68818-1141 | HAMILTON | NE41054 | Active | 27318 | 0521184 | 2021 | Steris Corp | ELBL - Electric Boiler | STER - Sterilizer | 2/28/2026
Memorial Hospital | 1423 7th St | Aurora | NE | 68818-1141 | HAMILTON | NE41351 | Active | 189016 | 20VNT1001870072 | 2020 | RAYPAK INC, CALIFORNIA | FT - Firetube Boiler | HWHT - Hot Water Heat | 2/28/2026
Memorial Hospital | 1423 7th St | Aurora | NE | 68818-1141 | HAMILTON | NE41439 | Active | 163057 | 163057 | 2021 | RHEEM | CHWH - ASME/Fired Water Heater | HWSD - Hot Water Dom/Potable | 2/28/2026
Memorial Hospital | 1423 7th St | Aurora | NE | 68818-1141 | HAMILTON | NE41440 | Active | 163065 | 163065 | 2021 | RHEEM | CHWH - ASME/Fired Water Heater | HWSD - Hot Water Dom/Potable | 2/28/2026
Memorial Hospital | 1423 7th St | Aurora | NE | 68818-1141 | HAMILTON | NE41441 | Active | 163061 | 163061 | 2021 | RHEEM | CHWH - ASME/Fired Water Heater | HWSD - Hot Water Dom/Potable | 2/28/2026
Memorial Hospital | 1423 7th St | Aurora | NE | 68818-1141 | HAMILTON | NE41442 | Active | 163181 | 163181 | 2021 | RHEEM | CHWH - ASME/Fired Water Heater | HWSD - Hot Water Dom/Potable | 2/28/2026
Memorial Hospital | 1423 7th St | Aurora | NE | 68818-1141 | HAMILTON | NE41653 | Active | 188241 | 20VNT1001870065 | 2020 | RAYPAK INC, CALIFORNIA | FT - Firetube Boiler | HWHT - Hot Water Heat | 2/28/2026
Memorial Hospital | 1423 7th St | Aurora | NE | 68818-1141 | HAMILTON | NE42786 | Active | 591195 | N1.23.20.00019 | 2023 | Lochinvar | WT - Water Tube Boiler | HWSD - Hot Water Dom/Potable | 2/28/2026
Memorial Hospital | 1423 7th St | Aurora | NE | 68818-1141 | HAMILTON | NE42787 | Active | 591199 | N1.23.20.00023 | 2023 | Lochinvar | WT - Water Tube Boiler | HWSD - Hot Water Dom/Potable | 2/28/2026
Church of Jesus Christ Whole Truth | 1423 Ogden St | Omaha | NE | 68110-1154 | Douglas | NE14836 | Scrapped/Junked | 17313 | 08F-5220 | 2008 | Aldrich | FTFB - Firetube-Firebox Boiler | STHT - Steam-Heat | 2/28/2018
Church of Jesus Christ Whole Truth | 1423 Ogden St | Omaha | NE | 68110-1154 | Douglas | NE32102 | Scrapped/Junked |  | 37402 | 1958 | PACI | FT - Firetube Boiler | STHT - Steam-Heat | 8/31/2008
Church of Jesus Christ Whole Truth | 1423 Ogden St | Omaha | NE | 68110-1154 | Douglas | NE42195 | Active | 20329 | F8237 | 2019 | Aldrich | FTHT - Firetube Horizontal | STHT - Steam-Heat | 4/30/2026
A-1 DISCOUNT CLEANER | 14234 U St | Omaha | NE | 68137-2633 | Douglas | NE03443 | Inactive | 25073 | 25073 | 1979 | PARKER BOILER CO | WT - Water Tube Boiler | PROC - Process Steam | 11/30/1994
Fontenelle | 1424 4th Ave | Scottsbluff | NE | 69361-3239 | Scotts Bluff | NE00793 | Scrapped/Junked | N/A | 1G9 | 1950 | American Radiator | CI - Cast Iron | STHT - Steam-Heat | 2/28/2011
Fontenelle | 1424 4th Ave | Scottsbluff | NE | 69361-3239 | Scotts Bluff | NE00794 | Scrapped/Junked | N/A | 1G 9 | 1950 | American Radiator | CI - Cast Iron | STHT - Steam-Heat | 2/28/2011
Fontenelle | 1424 4th Ave | Scottsbluff | NE | 69361-3239 | Scotts Bluff | NE26182 | Exempt | N/A | CROW32000505417 | 2011 | Crow Boiler Company | CI - Cast Iron | HWHT - Hot Water Heat | 4/30/2019
Fontenelle | 1424 4th Ave | Scottsbluff | NE | 69361-3239 | Scotts Bluff | NE26183 | Exempt | N/A | GB250-7-1-100057 | 2011 | Smith Cast Iron | CI - Cast Iron | HWHT - Hot Water Heat | 4/30/2019
St Paul Lutheran Church | 1424 Maple St | Sidney | NE | 69162-1952 | Cheyenne | NE35260 | Scrapped/Junked |  | 0008C53739 | 1974 | Bryant Boiler | CI - Cast Iron | HWHT - Hot Water Heat | 1/31/1999
Aqua Tots | 14242 Fort St Ste 110 | Omaha | NE | 68164-2417 | Douglas | NE22732 | Scrapped/Junked | 320107 | 1102320107 | 2011 | Raypak | CHWH - ASME/Fired Water Heater | IPHT - Indoor Pool Heater | 8/31/2021
Aqua Tots | 14242 Fort St Ste 110 | Omaha | NE | 68164-2417 | Douglas | NEW | Exempt | N/A | LT EC02 0501 2920 0540 | 2020 | Zodiac | CPPH - Ansi Cpr Fin Pool Heater | SPAJ - Spa/Jacuzzi Heater | 12/3/2021
FNBO/Child Care 702130A | 1425 Chicago St | Omaha | NE | 68102-1000 | Douglas | NE00573 | Scrapped/Junked | 169844 | 0004169844 | 2000 | Raytherm/Raypak | WT - Water Tube Boiler | HWHT - Hot Water Heat | 11/30/2020
FNBO/Child Care 702130A | 1425 Chicago St | Omaha | NE | 68102-1000 | Douglas | NE00574 | Scrapped/Junked | 118072 | H004105 | 2000 | Lochinvar | WT - Water Tube Boiler | HWSD - Hot Water Dom/Potable | 11/30/2014
FNBO/Child Care 702130A | 1425 Chicago St | Omaha | NE | 68102-1000 | Douglas | NE25905 | Scrapped/Junked | 268591 | I14H00268591 | 2014 | Lochinvar | WT - Water Tube Boiler | HWSD - Hot Water Dom/Potable | 11/30/2025
FNBO/Child Care 702130A | 1425 Chicago St | Omaha | NE | 68102-1000 | Douglas | NE41724 | Active | 131224 | 19.PGT850.142.1009 | 2019 | Lochinvar | FT - Firetube Boiler | HWHT - Hot Water Heat | 11/30/2026
FNBO/Child Care 702130A | 1425 Chicago St | Omaha | NE | 68102-1000 | Douglas | NE41725 | Active | 131229 | 19.PGT850.142.1014 | 2019 | Lochinvar | FT - Firetube Boiler | HWHT - Hot Water Heat | 11/30/2026
FNBO/Child Care 702130A | 1425 Chicago St | Omaha | NE | 68102-1000 | Douglas | NE43911 | Active | 628911 | D1.24.48.00020 | 2024 | Sermeta | CHWH - ASME/Fired Water Heater | HWSD - Hot Water Dom/Potable | 11/30/2025
Nebraska Governor's Mansion | 1425 H St | Lincoln | NE | 68508-3759 | Lancaster | NE28316 | Active | 194493 | G11 194493 | 2011 | Laars | WTSS - Watertube SS Steel | HWHT - Hot Water Heat | 9/30/2026
Nebraska Governor's Mansion | 1425 H St | Lincoln | NE | 68508-3759 | Lancaster | NE28317 | Active | 194495 | G11 194495 | 2011 | Laars | WTSS - Watertube SS Steel | HWHT - Hot Water Heat | 9/30/2026
New Visions Omaha | 1425 N 18th St | Omaha | NE | 68102-4103 | Douglas | NE20771 | Scrapped/Junked | 161443 | 161443 | 2011 | A O Smith | CHWH - ASME/Fired Water Heater | HWSD - Hot Water Dom/Potable | 4/30/2021
New Visions Omaha | 1425 N 18th St | Omaha | NE | 68102-4103 | Douglas | NE20772 | Active | 158954 | 158954 | 2011 | A O Smith | CHWH - ASME/Fired Water Heater | HWSD - Hot Water Dom/Potable | 4/30/2027
New Visions Omaha | 1425 N 18th St | Omaha | NE | 68102-4103 | Douglas | NE41084 | Active | 276218 | 276218 | 2020 | State Industries | CHWH - ASME/Fired Water Heater | HWSD - Hot Water Dom/Potable | 4/30/2027
Phi Gamma Delta | 1425 R St | Lincoln | NE | 68508-1270 | Lancaster | NE19871 | Inactive | 92549 | 107549 | 2010 | Laars | CHWH - ASME/Fired Water Heater | HWSD - Hot Water Dom/Potable | 3/31/2025
Phi Gamma Delta | 1425 R St | Lincoln | NE | 68508-1270 | Lancaster | NE20622 | Active | n/a | cp3122832 | 1996 | Weil-Mcclain | CI - Cast Iron | GLYC - Glycol Bldg Heat Sys | 3/31/2026
Phi Gamma Delta | 1425 R St | Lincoln | NE | 68508-1270 | Lancaster | NE23316 | Scrapped/Junked | 43378 | LB980720332-970 | 1998 | AOSM | CHWH - ASME/Fired Water Heater | HWSD - Hot Water Dom/Potable | 3/31/2011
Phi Gamma Delta | 1425 R St | Lincoln | NE | 68508-1270 | Lancaster | NE43341 | Active | 145288 | 160288 | 2023 | Bradford | CHWH - ASME/Fired Water Heater | HWSD - Hot Water Dom/Potable | 3/31/2026
Pacific Garden Apartments | 1425-27 Marbee Dr | Omaha | NE | 68124-1537 | Douglas | NE07313 | Inactive | n/a | 64660431 | 2004 | Burnham | CI - Cast Iron | HWHT - Hot Water Heat | 11/30/2018
PACIFIC GARDEN APARTMENTS | 1425-27 MARBEE DR | OMAHA | NE | 68124-1537 | Douglas | NE11994 | Scrapped/Junked |  |  | 1956 | NATIONAL CRANE |  | HWHT - Hot Water Heat | 11/30/2004
Pacific Garden Apartments | 1426-28 Marbee Dr # 14 | Omaha | NE | 68124-1536 | Douglas | NE07305 | Scrapped/Junked | n/a | 326118-20009 | 2000 | Peerless | CI - Cast Iron | HWHT - Hot Water Heat | 11/30/2014
Pacific Garden Apartments | 1426-28 Marbee Dr # 14 | Omaha | NE | 68124-1536 | Douglas | NE07306 | Scrapped/Junked | n/a | 34072-200101 | 2001 | Peerless | CI - Cast Iron | HWHT - Hot Water Heat | 11/30/2014
Pacific Garden Apartments | 1426-28 Marbee Dr # 14 | Omaha | NE | 68124-1536 | Douglas | NE11995 | Scrapped/Junked | n/a | 9999 | 1956 | NATI | CI - Cast Iron | HWHT - Hot Water Heat | 11/30/2012
FRENCHMAN VALLEY COOP | 143 Broadway | Imperial | NE | 69033-3191 | CHASE | NE05461 | Scrapped/Junked | 638 |  | 1961 | SUPERIOR BOILERWORKS | FTSM - FTS Marine Dry Back | PROC - Process Steam | 6/30/2001
PINNACLE BANK | 143 E 13th St | Crete | NE | 68333-2236 | SALINE | NE09525 | Inactive |  | M4109 | 1963 | KEWANEE | FTFB - Firetube-Firebox Boiler | HWHT - Hot Water Heat | 7/31/2005
UNL FILLEY HALL | 143 FILLEY HALL | LINCOLN | NE | 68583-0919 | LANCASTER | NE25081 | Inactive | 48723 | N717547-52001 | 2001 | SUSSMAN-AUTOMATIC CORP | ELBL - Electric Boiler | 0020 - Supp to Sterlizer/Autoclave | 10/31/2005
Sandhills Care Center | 143 N Fullerton St | Ainsworth | NE | 69210-1515 | Brown | NE37410 | Active | n/a | 39N36820 | 1963 | Bryan | CI - Cast Iron | HWHT - Hot Water Heat | 3/31/2026
Sandhills Care Center | 143 N Fullerton St | Ainsworth | NE | 69210-1515 | Brown | NE37411 | Scrapped/Junked |  | M91179413 | 1991 | STATE INDUSTRIES | AHWH - ANSI/Fired Water Htr | HWSD - Hot Water Dom/Potable | 4/30/2007
Sandhills Care Center | 143 N Fullerton St | Ainsworth | NE | 69210-1515 | Brown | NE37412 | Scrapped/Junked |  | 862262-75 | 1986 | STATE INDUSTRIES | AHWH - ANSI/Fired Water Htr | HWSD - Hot Water Dom/Potable | 4/30/2007
Alpha Gamma RHO | 1430 Idylwild Dr | Lincoln | NE | 68503-2096 | Lancaster | NE40383 | Scrapped/Junked | 24305 | LM930310017880 | 1993 | A O Smith | CHWH - ASME/Fired Water Heater | HWSD - Hot Water Dom/Potable | 10/31/2012
Alpha Gamma RHO | 1430 Idylwild Dr | Lincoln | NE | 68503-2096 | Lancaster | NE40384 | Exempt 1999 LB-66 |  | ME91-0198108880 | 1991 | AO SMITH | AHWH - ANSI/Fired Water Htr | HWSD - Hot Water Dom/Potable | 3/31/2000
Alpha Gamma RHO | 1430 Idylwild Dr | Lincoln | NE | 68503-2096 | Lancaster | NE40385 | Scrapped/Junked | n/a | G106 | 1970 | AMST | CI - Cast Iron | HWHT - Hot Water Heat | 10/31/2012
Southridge Church | 1430 S 14th St | Omaha | NE | 68108-3509 | Douglas | NE43056 | Active | 361637 | 22.PG45.93.03596 | 2022 | Lochinvar AIC Gdynia | FTVT - Firetube Vertical TB | HWHT - Hot Water Heat | 2/28/2026
Gerhold Concrete | 1430 S Beemer St | West Point | NE | 68788-4599 | Cuming | NE00087 | Inactive | 24924 | 65548-5 | 1997 | BURN | FT - Firetube Boiler | PROC - Process Steam | 6/30/2002
Gerhold Concrete | 1430 S Beemer St | West Point | NE | 68788-4599 | Cuming | NE21339 | Active | 1166 | 96-1166 | 1996 | Sioux Stm.Clean | COBL - Coil Type Boiler | HWDP - Hotwater Heat & Dom Supply | 9/30/2025
YMCA | 1430 W 16th St | Hastings | NE | 68901-2958 | Adams | NE06875 | Scrapped/Junked | 47904 | 47904/AX-3573-0-06 | 2005 | TDCS | ELBL - Electric Boiler | SAUN - Sauna Steam Room Heat | 8/31/2014
YMCA | 1430 W 16th St | Hastings | NE | 68901-2958 | Adams | NE24068 | Inactive | 92763 | AXD-5654A-X13 | 2013 | SUSSMAN | ELBL - Electric Boiler | SAUN - Sauna Steam Room Heat | 8/31/2023
YMCA | 1430 W 16th St | Hastings | NE | 68901-2958 | Adams | NE30363 | Scrapped/Junked | 4856 | ASME 6699 | 1979 | Sellers Engineering | FT - Firetube Boiler | HWSD - Hot Water Dom/Potable | 8/31/2023
YMCA | 1430 W 16th St | Hastings | NE | 68901-2958 | Adams | NE30366 | Scrapped/Junked | 32074 | 434332 | 1979 | Kewanee | FTFB - Firetube-Firebox Boiler | HWHT - Hot Water Heat | 8/31/2021
YMCA | 1430 W 16th St | Hastings | NE | 68901-2958 | Adams | NE30647 | Exempt |  | 0779019218 | 1979 | RayPak Inc, California | CPFH - Copper Fin Water Heater | HWSD - Hot Water Dom/Potable | 7/31/1997
YMCA | 1430 W 16th St | Hastings | NE | 68901-2958 | Adams | NE43310 | Active | 399999 | 399999 | 2023 | Lochinvar | FTVT - Firetube Vertical TB | IPHT - Indoor Pool Heater | 4/30/2025
Linden Place LMT | 14301 Fnb Pkwy Ste 100 | Omaha | NE | 68154-7200 | Douglas | NE25106 | Out of Service | 91828 | 079791828 | 1997 | PVI Industries, Inc. | FTHT - Firetube Horizontal | HWHT - Hot Water Heat | 6/30/2024
Linden Place LMT | 14301 Fnb Pkwy Ste 100 | Omaha | NE | 68154-7200 | Douglas | NE25107 | Scrapped/Junked | 91827 | 0799791827 | 1997 | PVI Industries, Inc. | FTHT - Firetube Horizontal | HWHT - Hot Water Heat | 6/30/2025
Linden Place LMT | 14301 Fnb Pkwy Ste 100 | Omaha | NE | 68154-7200 | Douglas | NE43088 | Active | 97271 | G-23-2517 | 2023 | Aerco | FTVT - Firetube Vertical TB | HWHT - Hot Water Heat | 3/31/2026
Linden Place LMT | 14301 Fnb Pkwy Ste 100 | Omaha | NE | 68154-7200 | Douglas | NE43089 | Active | 97035 | G-23-2247 | 2023 | Aerco | FTVT - Firetube Vertical TB | HWHT - Hot Water Heat | 3/31/2026
Linden Place LMT | 14301 Fnb Pkwy Ste 100 | Omaha | NE | 68154-7200 | Douglas | NE43090 | Active | 96879 | G-23-2092 | 2023 | Aerco | FTVT - Firetube Vertical TB | HWHT - Hot Water Heat | 3/31/2026
Tenaska Inc | 14302 FNB Pkwy | Omaha | NE | 68154-5212 | Douglas | NE24828 | Active | 65969 | G-13-1757 | 2013 | Aerco | COND - Condenser | HWHT - Hot Water Heat | 1/31/2027
Tenaska Inc | 14302 FNB Pkwy | Omaha | NE | 68154-5212 | Douglas | NE24829 | Active | 65766 | G-13-1583 | 2013 | Aerco | COND - Condenser | HWHT - Hot Water Heat | 1/31/2027
Majestic Theatre | 14304 W Maple Rd | Omaha | NE | 68164-2438 | Douglas | NE21731 | Active | 62678 | D964385 | 1996 | Lochinvar | CPFT - Horiz Cpr Fin Boiler | HWHT - Hot Water Heat | 12/31/2026
Majestic Theatre | 14304 W Maple Rd | Omaha | NE | 68164-2438 | Douglas | NE21732 | Active | 62887 | D964384 | 1996 | Lochinvar | CPFT - Horiz Cpr Fin Boiler | HWHT - Hot Water Heat | 12/31/2026
Watkins Concrete | 14306 Giles Rd | Omaha | NE | 68138-3605 | Sarpy | NE10726 | Inactive | 13608 | 13608 | 1948 | KEWANEE | FTSM - FTS Marine Dry Back | PROC - Process Steam | 2/28/1989
Watkins Concrete | 14306 Giles Rd | Omaha | NE | 68138-3605 | Sarpy | NE11984 | Active | 48344 | L-68975 | 1980 | CLEA | FTSM - FTS Marine Dry Back | PROC - Process Steam | 3/31/2026
Watkins Concrete | 14306 Giles Rd | Omaha | NE | 68138-3605 | Sarpy | NE11985 | Active | 48459 | L-68976 | 1980 | Cleaver Brooks | FTSM - FTS Marine Dry Back | PROC - Process Steam | 3/31/2026
DWYERLAND COMPANY | 14306 Industrial Rd | Omaha | NE | 68144-3334 | Douglas | NE16883 | Scrapped/Junked | 33752 |  | 1980 | REIMERS ELECTRA STEAM | ELBL - Electric Boiler | 0020 - Supp to Sterlizer/Autoclave | 8/31/1993
DWYERLAND COMPANY | 14306 Industrial Rd | Omaha | NE | 68144-3334 | Douglas | NE16910 | Scrapped/Junked | 34089 |  | 1986 | REIMERS ELECTRA STEAM | ELBL - Electric Boiler | 0020 - Supp to Sterlizer/Autoclave | 8/31/2000
DWYERLAND COMPANY | 14306 Industrial Rd | Omaha | NE | 68144-3334 | Douglas | NE37424 | Inactive | 40396 |  | 1989 | PM LATTNER MFR COMPANY | FT - Firetube Boiler | PROC - Process Steam | 8/31/2000
DWYERLAND COMPANY | 14306 Industrial Rd | Omaha | NE | 68144-3334 | Douglas | NE37425 | Inactive |  | 75478 | 1988 | PM LATTNER MFR COMPANY | FT - Firetube Boiler | PROC - Process Steam | 8/31/2000
vacant building | 1432 10th St | Gering | NE | 69341-2817 | Scotts Bluff | NE35412 | Inactive | 1 | G-107-IBJ1 | 1960 | Peerless | CI - Cast Iron | STHT - Steam-Heat | 5/31/2014
St Paul's Lutheran School-BMIC#461500 | 1432 15th Ave | Sidney | NE | 69162-2112 | Cheyenne | NE21223 | Active | N/A | 0197V00149 | 1997 | BRYN | CI - Cast Iron | HWHT - Hot Water Heat | 4/30/2026
St Paul's Lutheran School-BMIC#461500 | 1432 15th Ave | Sidney | NE | 69162-2112 | Cheyenne | NE21224 | Active | N/A | 2696V03755 | 1996 | BRYN | CI - Cast Iron | HWHT - Hot Water Heat | 4/30/2026
vacant building | 1432 N St | Lincoln | NE | 68508-1819 | Lancaster | NE15549 | Scrapped/Junked | n/a | 7FDA-7680-0991 | 1991 | Peerless | CI - Cast Iron | STHT - Steam-Heat | 12/31/2012
vacant building | 1432 N St | Lincoln | NE | 68508-1819 | Lancaster | NE22097 | Out of Service | 197521 | 121114949 | 2011 | CAMUS | WTSS - Watertube SS Steel | HWHT - Hot Water Heat | 12/31/2014
vacant building | 1432 N St | Lincoln | NE | 68508-1819 | Lancaster | NE22098 | Out of Service | 197520 | 121114948 | 2011 | CAMUS | WTSS - Watertube SS Steel | HWHT - Hot Water Heat | 12/31/2014
vacant building | 1432 N St | Lincoln | NE | 68508-1819 | Lancaster | NE37649 | Out of Service |  | 7FDA-4028-1084 | 1984 | PEER | CI - Cast Iron | STHT - Steam-Heat | 12/31/2009
Parsons House on Eagle Run | 14325 Eagle Run Dr | Omaha | NE | 68164-5435 | Douglas | NE21897 | Active | 158910 | 9904158910 | 1999 | Raypak, Inc. | CPFT - Horiz Cpr Fin Boiler | HWSD - Hot Water Dom/Potable | 11/30/2025
Parsons House on Eagle Run | 14325 Eagle Run Dr | Omaha | NE | 68164-5435 | Douglas | NE21898 | Active | 158909 | 9904158909 | 1999 | Raypak, Inc. | CPFT - Horiz Cpr Fin Boiler | HWSD - Hot Water Dom/Potable | 11/30/2025
Parsons House on Eagle Run | 14325 Eagle Run Dr | Omaha | NE | 68164-5435 | Douglas | NE21899 | Active | 158908 | 9904158908 | 1999 | Raypak, Inc. | CPFT - Horiz Cpr Fin Boiler | HWSD - Hot Water Dom/Potable | 11/30/2025
Alpha Tau Omega | 1433 R St | Lincoln | NE | 68508-1269 | Lancaster | NE10518 | Out of Service | 75061 | E976076 | 1997 | Lochinvar | CPFT - Horiz Cpr Fin Boiler | HWSD - Hot Water Dom/Potable | 12/31/2015
Alpha Tau Omega | 1433 R St | Lincoln | NE | 68508-1269 | Lancaster | NE21503 | Scrapped/Junked | 139212 | A96CF0080 | 1996 | Teledyne Laars | CPFT - Horiz Cpr Fin Boiler | HWHT - Hot Water Heat | 12/31/2015
Alpha Tau Omega | 1433 R St | Lincoln | NE | 68508-1269 | Lancaster | NE30611 | Scrapped/Junked | 6244 | 107090045 | 1975 | RUUD | FT - Firetube Boiler | HWSD - Hot Water Dom/Potable | 12/31/2002
St Vincent Depaul School | 14330 Eagle Run Dr | Omaha | NE | 68164-5425 | Douglas | NE15610 | Active | 7614 | 93-3785 | 1993 | ALES | FTVT - Firetube Vertical TB | HWHT - Hot Water Heat | 12/31/2025
St Vincent Depaul School | 14330 Eagle Run Dr | Omaha | NE | 68164-5425 | Douglas | NE15611 | Active | 7615 | 93-3786 | 1993 | ALES | FTVT - Firetube Vertical TB | HWHT - Hot Water Heat | 12/31/2025
St Vincent Depaul School | 14330 Eagle Run Dr | Omaha | NE | 68164-5425 | Douglas | NE21903 | Active | 8478 | 95-E5358 | 1995 | ALES | FTVT - Firetube Vertical TB | HWHT - Hot Water Heat | 12/31/2025
St Vincent Depaul School | 14330 Eagle Run Dr | Omaha | NE | 68164-5425 | Douglas | NE22650 | Active | 9060 | 96-E6063 | 1996 | ALES | FTVT - Firetube Vertical TB | HWHT - Hot Water Heat | 12/31/2025
St Vincent Depaul School | 14330 Eagle Run Dr | Omaha | NE | 68164-5425 | Douglas | NE28026 | Active | 13338 | 18030404 | 2017 | RBI/Cosmogas | COND - Condenser | HWHT - Hot Water Heat | 12/31/2025
St Vincent Depaul School | 14330 Eagle Run Dr | Omaha | NE | 68164-5425 | Douglas | NE28027 | Active | 13339 | 18030384 | 2017 | RBI/Cosmogas | COND - Condenser | HWHT - Hot Water Heat | 12/31/2025
St Vincent Depaul School | 14330 Eagle Run Dr | Omaha | NE | 68164-5425 | Douglas | NE28028 | Active | 13340 | 18030404 | 2017 | RBI/Cosmogas | COND - Condenser | HWHT - Hot Water Heat | 12/31/2025
St Vincent Depaul School | 14330 Eagle Run Dr | Omaha | NE | 68164-5425 | Douglas | NE28029 | Active | 13341 | 18030384 | 2017 | RBI/Cosmogas | COND - Condenser | HWHT - Hot Water Heat | 12/31/2025
Casey's General Store | 14330 Hillsdale Ave | Omaha | NE | 68137-5565 | Douglas | NE22774 | Inactive | unk | unk | 1899 | Teledyne Laars | CPFT - Horiz Cpr Fin Boiler | HWDP - Hotwater Heat & Dom Supply | 2/28/2013
Casey's General Store | 14330 Hillsdale Ave | Omaha | NE | 68137-5565 | Douglas | NE22775 | Inactive | unk | unk | 1998 | Teledyne Laars | CPFT - Horiz Cpr Fin Boiler | HWHF - Hot Water Heat-Floor | 2/28/2013
Vacant Building | 1435 Toledo St | Sidney | NE | 69162-2166 | Cheyenne | NE10175 | Inactive | 111283 | 111283 | 2006 | RHEEM | CHWH - ASME/Fired Water Heater | HWSD - Hot Water Dom/Potable | 11/30/2018
Vacant Building | 1435 Toledo St | Sidney | NE | 69162-2166 | Cheyenne | NE15301 | Inactive | n/a | n/a | 1970 | Weil-Mcclain | CI - Cast Iron | HWHT - Hot Water Heat | 11/30/2018
Vacant Building | 1435 Toledo St | Sidney | NE | 69162-2166 | Cheyenne | NE15302 | Inactive | n/a | n/a | 1970 | Weil-Mcclain | CI - Cast Iron | HWHT - Hot Water Heat | 11/30/2018
Vacant Building | 1435 Toledo St | Sidney | NE | 69162-2166 | Cheyenne | NE18479 | Inactive | 29659 | 30129 | 1995 | AO SMITH | CHWH - ASME/Fired Water Heater | HWSD - Hot Water Dom/Potable | 11/30/2005
Vacant Building | 1435 Toledo St | Sidney | NE | 69162-2166 | Cheyenne | NE21147 | Scrapped/Junked | 40044 | LF97-0660439 | 1997 | AO SMITH | CHWH - ASME/Fired Water Heater | HWSD - Hot Water Dom/Potable | 11/30/2007
SUPER 8 MOTEL | 14355 S HWY 31 EXIT 432 | GRETNA | NE | 68028-6336 | SARPY | NE40713 | Scrapped/Junked |  | 26C05105 | 1991 | COMFORT ZONE | CPFT - Horiz Cpr Fin Boiler | IPHT - Indoor Pool Heater | 5/31/2006
SUPER 8 MOTEL | 14355 S HWY 31 EXIT 432 | GRETNA | NE | 68028-6336 | SARPY | NE40714 | Exempt 1999 LB-66 |  |  | 1996 | AO SMITH | AHWH - ANSI/Fired Water Htr | HWSD - Hot Water Dom/Potable | 4/30/2000
SUPER 8 MOTEL | 14355 S HWY 31 EXIT 432 | GRETNA | NE | 68028-6336 | SARPY | NE40715 | Exempt 1999 LB-66 |  |  | 1996 | AO SMITH | AHWH - ANSI/Fired Water Htr | HWSD - Hot Water Dom/Potable | 4/30/2000
MITCHELL ELEMENTARY | 1439 13th Ave | Mitchell | NE | 69357-1533 | SCOTTS BLUFF | NE19388 | Exempt 1999 LB-66 |  | 0000002676 | 1995 | STATE INDUSTRIES | AHWH - ANSI/Fired Water Htr | HWSD - Hot Water Dom/Potable | 6/30/1999
MITCHELL ELEMENTARY | 1439 13th Ave | Mitchell | NE | 69357-1533 | SCOTTS BLUFF | NE33033 | Scrapped/Junked |  | 1G-7 | 1950 | AMERICAN STANDARD |  | HWHT - Hot Water Heat | 6/30/1998
MITCHELL ELEMENTARY | 1439 13th Ave | Mitchell | NE | 69357-1533 | SCOTTS BLUFF | NE34837 | Scrapped/Junked | 36416 |  | 1982 | KEWANEE | FTFB - Firetube-Firebox Boiler | HWHT - Hot Water Heat | 6/30/2004
Hitchin Post Inc | 144 N 14th St | Lincoln | NE | 68508-3801 | Lancaster | NE16347 | Scrapped/Junked | N/A | 6BNJ5 | 1969 | AMST | CI - Cast Iron | STHT - Steam-Heat | 4/30/2012
Colonial Hotel | 144 S 38th St | Omaha | NE | 68131-3146 | Douglas | NE09576 | Scrapped/Junked | 11711 | 01E-9613 | 2001 | ALES | FTFB - Firetube-Firebox Boiler | STHT - Steam-Heat | 10/31/2016
BUFFALO COUNTY EXTENSION | 1440 E 34th St | Kearney | NE | 68847-3992 | BUFFALO | NE21256 | Exempt 1999 LB-66 |  | RN0596G01698 | 1996 | RHEEM MANUFACTURING CO | AHWH - ANSI/Fired Water Htr | HWSD - Hot Water Dom/Potable | 10/31/1999
Windstream Communications | 1440 M St | Lincoln | NE | 68508-2513 | Lancaster | NE15207 | Out of Service | 424768 | 8737 | 1974 | Kewanee | FTSM - FTS Marine Dry Back | STHT - Steam-Heat | 12/31/2022
Windstream Communications | 1440 M St | Lincoln | NE | 68508-2513 | Lancaster | NE15208 | Out of Service | 9195 | 2519 | 1974 | Kewanee | FTSM - FTS Marine Dry Back | STHT - Steam-Heat | 12/31/2022
Windstream Communications | 1440 M St | Lincoln | NE | 68508-2513 | Lancaster | NE17687 | Exempt 1999 LB-66 | 70756 |  | 1987 | A. O. Smith | AHWH - ANSI/Fired Water Htr | HWSD - Hot Water Dom/Potable | 8/31/2000
Windstream Communications | 1440 M St | Lincoln | NE | 68508-2513 | Lancaster | NE42741 | Active | 913 | 22-HE009213122 | 2022 | Riello | WTSS - Watertube SS Steel | HWHT - Hot Water Heat | 7/31/2026
Windstream Communications | 1440 M St | Lincoln | NE | 68508-2513 | Lancaster | NE42742 | Active | 972 | 22-HE009803622 | 2022 | Riello | WTSS - Watertube SS Steel | HWHT - Hot Water Heat | 7/31/2026
Windstream Communications | 1440 M St | Lincoln | NE | 68508-2513 | Lancaster | NE42743 | Active | 684 | 22-HE006923022 | 2022 | Riello | WTSS - Watertube SS Steel | HWHT - Hot Water Heat | 7/31/2026
Windstream Communications | 1440 M St | Lincoln | NE | 68508-2513 | Lancaster | NE42744 | Active | 911 | 22-HE009193122 | 2022 | Riello | WTSS - Watertube SS Steel | HWHT - Hot Water Heat | 7/31/2026
Windstream Communications | 1440 M St | Lincoln | NE | 68508-2513 | Lancaster | NE42745 | Active | 920 | 22-HE009283122 | 2022 | Riello | WTSS - Watertube SS Steel | HWHT - Hot Water Heat | 7/31/2026
Windstream Communications | 1440 M St | Lincoln | NE | 68508-2513 | Lancaster | NE42746 | Active | 683 | 22-HE006913022 | 2022 | Riello | WTSS - Watertube SS Steel | HWHT - Hot Water Heat | 7/31/2026
Windstream Communications | 1440 M St | Lincoln | NE | 68508-2513 | Lancaster | NE42747 | Active | 1666 | 22-HE016744422 | 2022 | Riello | WTSS - Watertube SS Steel | HWHT - Hot Water Heat | 7/31/2026
Windstream Communications | 1440 M St | Lincoln | NE | 68508-2513 | Lancaster | NE42748 | Active | 1984 | 22-HE019924822 | 2022 | Riello | WTSS - Watertube SS Steel | HWHT - Hot Water Heat | 7/31/2026
Windstream Communications | 1440 M St | Lincoln | NE | 68508-2513 | Lancaster | NE42749 | Active | 1986 | 22-HE019944822 | 2022 | Riello | WTSS - Watertube SS Steel | HWHT - Hot Water Heat | 7/31/2026
Windstream Communications | 1440 M St | Lincoln | NE | 68508-2513 | Lancaster | NE42750 | Active | 1660 | 22-HE016684422 | 2022 | Riello | WTSS - Watertube SS Steel | HWHT - Hot Water Heat | 7/31/2026
Windstream Communications | 1440 M St | Lincoln | NE | 68508-2513 | Lancaster | NE42751 | Active | 1982 | 22-HE019904822 | 2022 | Riello | WTSS - Watertube SS Steel | HWHT - Hot Water Heat | 7/31/2026
Windstream Communications | 1440 M St | Lincoln | NE | 68508-2513 | Lancaster | NE42752 | Active | 1988 | 22-HE019964822 | 2022 | Riello | WTSS - Watertube SS Steel | HWHT - Hot Water Heat | 7/31/2026
Laundry Land | 1440 N 56th St | Lincoln | NE | 68504-3200 | Lancaster | NE19843 | Active | 152550 | C22R11558 | 2010 | Heat Transfer Products Inc. | WTSS - Watertube SS Steel | HWSP - Hot Water Non Potable Supply | 4/30/2026
Laundry Land | 1440 N 56th St | Lincoln | NE | 68504-3200 | Lancaster | NE19844 | Active | 152552 | C22R11557 | 2010 | Heat Transfer Products Inc. | WTSS - Watertube SS Steel | HWSP - Hot Water Non Potable Supply | 4/30/2026
Laundry Land | 1440 N 56th St | Lincoln | NE | 68504-3200 | Lancaster | NE40373 | Scrapped/Junked | 10726 | AJH120.288 | 1988 | WEBEN JARCO | COBL - Coil Type Boiler | HWSD - Hot Water Dom/Potable | 10/31/2011
Darling International Inc | 14401 S 5th St | Bellevue | NE | 68123 | Sarpy | NE11845 | Out of Service | 1544 | 2D1582 | 1972 | Nebraska Boiler | WT - Water Tube Boiler | PROC - Process Steam | 10/31/2013
Darling International Inc | 14401 S 5th St | Bellevue | NE | 68123 | Sarpy | NE14047 | Out of Service | 1758 | 2D1796 | 1977 | Nebraska Boiler | WT - Water Tube Boiler | PROC - Process Steam | 10/31/2022
Darling International Inc | 14401 S 5th St | Bellevue | NE | 68123 | Sarpy | NE14939 | Active | 8054 | 8621-01 | 1989 | Johnston Boiler Co. | FTWB - FTS Marine Wet Back | PROC - Process Steam | 10/31/2026
Darling International Inc | 14401 S 5th St | Bellevue | NE | 68123 | Sarpy | NE23809 | Out of Service | 1624 | S2592 | 1966 | Superior Boilerworks | FT - Firetube Boiler | PROC - Process Steam | 10/31/2014
Darling International Inc | 14401 S 5th St | Bellevue | NE | 68123 | Sarpy | NE24565 | Active | 18037 | 56000-250-11 | 2012 | Hurst | FTSM - FTS Marine Dry Back | PROC - Process Steam | 10/31/2026
Darling International Inc | 14401 S 5th St | Bellevue | NE | 68123 | Sarpy | NE42046 | Active | 936 | 15954 | 2021 | Victory | FTHT - Firetube Horizontal | PROC - Process Steam | 10/31/2026
Boys Town | 14409 Giannelli Cir | Boys Town | NE | 68010-7522 | Douglas | NE20369 | Inactive | 47925 | 9999 | 1996 | Kewanee | FTFB - Firetube-Firebox Boiler | STHT - Steam-Heat | 6/30/2013
GREEN GREENHOUSES INC | 1441 N Bell St | Fremont | NE | 68025-3534 | DODGE | NE04829 | Inactive |  | 2LL0405S1 | 1990 | PEERLESS HEATER COMPANY |  | STHT - Steam-Heat | 3/31/2002
GREEN GREENHOUSES INC | 1441 N Bell St | Fremont | NE | 68025-3534 | DODGE | NE04830 | Inactive |  |  | 1960 | KEWANEE | FT - Firetube Boiler | STHT - Steam-Heat | 9/30/1993
Tornado Wash | 14420 Echo Hills Dr | La Vista | NE | 68138 | Sarpy | NE06063 | Active | 230597 | 0501230597 | 2005 | Raypak | CPFT - Horiz Cpr Fin Boiler | HWHF - Hot Water Heat-Floor | 3/31/2026
Tornado Wash | 14420 Echo Hills Dr | La Vista | NE | 68138 | Sarpy | NE06064 | Scrapped/Junked | 227620 | 0410227620 | 2004 | RAYP | CPFH - Copper Fin Water Heater | HWSP - Hot Water Non Potable Supply | 3/31/2009
One Hour Martinizing | 14430 W Center Rd | Omaha | NE | 68144-3217 | Douglas | NE04590 | Inactive | 1155 |  | 1981 | W&D | FTNF - Firetube Flueless | PROC - Process Steam | 5/31/2008
Nox-Crete Chemicals | 1444 S 20th St | Omaha | NE | 68108-3443 | Douglas | NE11803 | Scrapped/Junked | 22603 | 6112513 | 1961 | ORRS | FT - Firetube Boiler | STHT - Steam-Heat | 11/30/2008
Nox-Crete Chemicals | 1444 S 20th St | Omaha | NE | 68108-3443 | Douglas | NE14601 | Scrapped/Junked | 7466 | 69862 | 1967 | Kewanee | FTFB - Firetube-Firebox Boiler | STHT - Steam-Heat | 5/31/2024
Nox-Crete Chemicals | 1444 S 20th St | Omaha | NE | 68108-3443 | Douglas | NE24256 | Inactive | 29715 | P-8004 | 1977 | Kewannee | FTFB - Firetube-Firebox Boiler | STHT - Steam-Heat | 5/31/2022
Nox-Crete Chemicals | 1444 S 20th St | Omaha | NE | 68108-3443 | Douglas | NE41223 | Active | 32790 | R1274 | 1979 | Kewanee | FTFB - Firetube-Firebox Boiler | STHT - Steam-Heat | 5/31/2026
Ash Grove Cement Company | 14441 Dupont Ct Ste 304 | Omaha | NE | 68144-2107 | Douglas | NE36488 | Inactive | 36488 |  |  | G/D |  |  | 5/17/2002
Bag N Save | 14444 W Center Rd | Omaha | NE | 68144-3217 | Douglas | NE12962 | Scrapped/Junked | 7152 | 0007152 | 1989 | A. O. Smith | CHWH - ASME/Fired Water Heater | HWSD - Hot Water Dom/Potable | 2/28/2003
Vasa Fitness | 14445 West Center Rd | Omaha | NE | 68144 |  | NE42710 | Active | 405725 | 23405725 | 2023 | Lochinvar | CPPH - Ansi Cpr Fin Pool Heater | IPHT - Indoor Pool Heater | 7/31/2024
Vasa Fitness | 14445 West Center Rd | Omaha | NE | 68144 |  | NE42711 | Active | 410489 | 23410489 | 2023 | Lochinvar | CPPH - Ansi Cpr Fin Pool Heater | IPHT - Indoor Pool Heater | 7/31/2024
CG JOHNSON BOILER CO | 1445 N 11th St | Omaha | NE | 68102-4202 | Douglas | NE21685 | Inactive | 7317 |  | 1975 | SUPERIOR BOILERWORKS | FT - Firetube Boiler | POWR - Power Generation | 2/28/2000
CG JOHNSON BOILER CO | 1445 N 11th St | Omaha | NE | 68102-4202 | Douglas | NE30863 | Inactive | 40297 |  | 1987 | KEWANEE | FTSM - FTS Marine Dry Back | PHPS - Portable High PSI Steam | 2/28/1999
CG JOHNSON BOILER CO | 1445 N 11th St | Omaha | NE | 68102-4202 | Douglas | NE40126 | Inactive | 9062 |  | 1995 | JOHNSTON BOILER COMP | FTSM - FTS Marine Dry Back | POWR - Power Generation | 6/30/2000
Apartment Building | 1445 S 12th St | Lincoln | NE | 68502-2273 | Lancaster | NE01751 | Out of Service | n/a | 64026727 | 1998 | Burnham | CI - Cast Iron | HWDP - Hotwater Heat & Dom Supply | 4/30/2017
Blue Sushi Sake Grill | 14450 Eagle Run Dr Ste 240 | Omaha | NE | 68116-8412 | Douglas | NE09940 | Scrapped/Junked | 72428 | 72428 | 2002 | AO SMITH | CHWH - ASME/Fired Water Heater | HWSD - Hot Water Dom/Potable | 12/31/2010
Storm Bath & Beauty | 14455 W Center Rd | Omaha | NE | 68144-5401 | Douglas | NE04217 | Scrapped/Junked | 38472 |  | 1986 | PM LATTNER MFR COMPANY | FTVT - Firetube Vertical TB | PROC - Process Steam | 2/28/2005
Storm Bath & Beauty | 14455 W Center Rd | Omaha | NE | 68144-5401 | Douglas | NE06133 | Scrapped/Junked | 52652 | 89650 | 2004 | Lattner Boiler Co | FTNT - FT Vertical Tubeless | PROC - Process Steam | 4/30/2021
Red Robin Restaurant | 14455 W Maple Rd | Omaha | NE | 68116-5164 | Douglas | NE06455 | Scrapped/Junked | 63795 | 78795 | 2004 | BRDW | CHWH - ASME/Fired Water Heater | HWSD - Hot Water Dom/Potable | 2/28/2007
Red Robin Restaurant | 14455 W Maple Rd | Omaha | NE | 68116-5164 | Douglas | NE09943 | Scrapped/Junked | 68552 | E02-68552 | 2002 | AO SMITH | CPFT - Horiz Cpr Fin Boiler | HWSD - Hot Water Dom/Potable | 2/28/2006
Red Robin Restaurant | 14455 W Maple Rd | Omaha | NE | 68116-5164 | Douglas | NE14619 | Scrapped/Junked | 82207 | EE10627596 | 2009 | BRADFORD-WHITE | CHWH - ASME/Fired Water Heater | HWSD - Hot Water Dom/Potable | 7/31/2016
Ahlers Bakery | 1446 10th St | Gering | NE | 69341-2817 | Scotts Bluff | NE35182 | Active | N/A | 0000505605 | 1960 | Basmor | CI - Cast Iron | HWHT - Hot Water Heat | 2/28/2026
Timber Lodge Steakhouse | 14460 W Maple Rd | Omaha | NE | 68116-5163 | Douglas | NE09938 | Inactive | 72482 | 72482 | 2002 | AOSM | CHWH - ASME/Fired Water Heater | HWSD - Hot Water Dom/Potable | 12/31/2008
Timber Lodge Steakhouse | 14460 W Maple Rd | Omaha | NE | 68116-5163 | Douglas | NE09939 | Inactive | 69837 | 69837 | 2002 | AOSM | CHWH - ASME/Fired Water Heater | HWSD - Hot Water Dom/Potable | 12/31/2008
WADHAMS APARTMENTS | 1447 A St | Lincoln | NE | 68502-1488 | LANCASTER | NE10385 | Inactive |  | 294773 | 1973 | WEIL MCLAIN |  | HWHT - Hot Water Heat | 1/31/2004
TOUREK ENGRAVING CO | 1449 S 13th St | Omaha | NE | 68108-3503 | Douglas | NE17861 | Inactive |  | 0000003133 | 1920 | NATIONAL CRANE | FT - Firetube Boiler | STHT - Steam-Heat | 6/30/1998
St Francis Parish School | 145 Howells Ave | Ashton | NE | 68817 | Sherman | NE10139 | Scrapped/Junked | 47676 | K07H10047676 | 2007 | Lochinvar | COBL - Coil Type Boiler | HWHT - Hot Water Heat | 1/31/2023
St Francis Parish School | 145 Howells Ave | Ashton | NE | 68817 | Sherman | NE34463 | Scrapped/Junked |  | 1705821 | 1966 | PEER | CI - Cast Iron | HWHT - Hot Water Heat | 2/28/2008
St Francis Parish School | 145 Howells Ave | Ashton | NE | 68817 | Sherman | NE41654 | Active | 241719 | 2133125684298 | 2021 | Lochinvar | FTSS - Firetube Stainless Steel | HWHT - Hot Water Heat | 2/28/2026
Jennie Melham Hospital | 145 Memorial Dr | Broken Bow | NE | 68822-1378 | Custer | NE02344 | Scrapped/Junked | 3572 | 13199 | 1990 | WEIG | ELBL - Electric Boiler | STER - Sterilizer | 10/31/2011
Jennie Melham Hospital | 145 Memorial Dr | Broken Bow | NE | 68822-1378 | Custer | NE02345 | Scrapped/Junked | 84282 | 1199601786 | 1999 | RHEEM-RUUD | CHWH - ASME/Fired Water Heater | HWSD - Hot Water Dom/Potable | 10/31/2008
Jennie Melham Hospital | 145 Memorial Dr | Broken Bow | NE | 68822-1378 | Custer | NE02346 | Scrapped/Junked | 93924 | 0902G02415 | 2002 | RHER | CHWH - ASME/Fired Water Heater | HWSD - Hot Water Dom/Potable | 10/31/2012
Jennie Melham Hospital | 145 Memorial Dr | Broken Bow | NE | 68822-1378 | Custer | NE12654 | Scrapped/Junked | 114963 | 1207P00012 | 2007 | Ruud-Rheem | FT - Firetube Boiler | HWSD - Hot Water Dom/Potable | 10/31/2009
Jennie Melham Hospital | 145 Memorial Dr | Broken Bow | NE | 68822-1378 | Custer | NE15398 | Scrapped/Junked | 119423 | 119423 | 2008 | RHEEM | CHWH - ASME/Fired Water Heater | HWSD - Hot Water Dom/Potable | 10/31/2011
Jennie Melham Hospital | 145 Memorial Dr | Broken Bow | NE | 68822-1378 | Custer | NE15399 | Active | 129556 | 129556 | 2008 | A O Smith | CHWH - ASME/Fired Water Heater | HWSD - Hot Water Dom/Potable | 10/31/2026
Jennie Melham Hospital | 145 Memorial Dr | Broken Bow | NE | 68822-1378 | Custer | NE15400 | Active | 129502 | 129502 | 2008 | A O Smith | CHWH - ASME/Fired Water Heater | HWSD - Hot Water Dom/Potable | 10/31/2026
Jennie Melham Hospital | 145 Memorial Dr | Broken Bow | NE | 68822-1378 | Custer | NE15726 | Scrapped/Junked | 17552 | 09F-5459 | 2009 | ALDRICH COMPANY | FTVT - Firetube Vertical TB | GLYC - Glycol Bldg Heat Sys | 10/31/2021
Jennie Melham Hospital | 145 Memorial Dr | Broken Bow | NE | 68822-1378 | Custer | NE15727 | Scrapped/Junked | 17553 | 09F-5460 | 2009 | ALDRICH COMPANY | FTVT - Firetube Vertical TB | GLYC - Glycol Bldg Heat Sys | 10/31/2021
Jennie Melham Hospital | 145 Memorial Dr | Broken Bow | NE | 68822-1378 | Custer | NE24669 | Active | 2140 | 42140 | 2011 | Steris Corp | ELBL - Electric Boiler | STER - Sterilizer | 10/31/2026
Jennie Melham Hospital | 145 Memorial Dr | Broken Bow | NE | 68822-1378 | Custer | NE24670 | Active | 156298 | 156298 | 2011 | American | CHWH - ASME/Fired Water Heater | HWSD - Hot Water Dom/Potable | 10/31/2026
Jennie Melham Hospital | 145 Memorial Dr | Broken Bow | NE | 68822-1378 | Custer | NE24671 | Active | 156301 | 156301 | 2011 | American | CHWH - ASME/Fired Water Heater | HWSD - Hot Water Dom/Potable | 10/31/2026
Jennie Melham Hospital | 145 Memorial Dr | Broken Bow | NE | 68822-1378 | Custer | NE41111 | Active | 11234 | 20HE098161820 | 2020 | Riello | COBL - Coil Type Boiler | GLYC - Glycol Bldg Heat Sys | 10/31/2026
Jennie Melham Hospital | 145 Memorial Dr | Broken Bow | NE | 68822-1378 | Custer | NE41112 | Active | 10875 | 20HE094621120 | 2020 | Riello | COBL - Coil Type Boiler | GLYC - Glycol Bldg Heat Sys | 10/31/2026
Jennie Melham Hospital | 145 Memorial Dr | Broken Bow | NE | 68822-1378 | Custer | NE41113 | Active | 10863 | 20HE094501120 | 2020 | Riello | COBL - Coil Type Boiler | GLYC - Glycol Bldg Heat Sys | 10/31/2026
Jennie Melham Hospital | 145 Memorial Dr | Broken Bow | NE | 68822-1378 | Custer | NE41114 | Active | 10859 | 20HE094461120 | 2020 | Riello | COBL - Coil Type Boiler | GLYC - Glycol Bldg Heat Sys | 10/31/2026
145 APARTMENTS | 145 N 34th St | Omaha | NE | 68131-2543 | Douglas | NE12802 | Scrapped/Junked |  |  | 1935 | AMERICAN RADIATOR |  | STHT - Steam-Heat | 8/31/2003
OFFICE/RETAIL SPACE | 14505 W Center Rd | Omaha | NE | 68144-3276 | Douglas | NE15474 | Inactive |  | 8513426109 | 1993 | PEERLESS HEATER COMPANY |  | HWHT - Hot Water Heat | 8/31/1998
OFFICE/RETAIL SPACE | 14505 W Center Rd | Omaha | NE | 68144-3276 | Douglas | NE15475 | Inactive |  | 34271090 | 1993 | PEERLESS HEATER COMPANY |  | HWHT - Hot Water Heat | 8/31/1998
OFFICE/RETAIL SPACE | 14505 W Center Rd | Omaha | NE | 68144-3276 | Douglas | NE37482 | Inactive | 9197 | 91-43280 | 1991 | AJAX BOILER INC | WT - Water Tube Boiler | HWHT - Hot Water Heat | 8/31/1997
Picotte Elementary School | 14506 Ohio St | Omaha | NE | 68116-4192 | Douglas | NE17233 | Active | 20756 | 0000020756 | 1991 | Burnham | FTFB - Firetube-Firebox Boiler | HWHT - Hot Water Heat | 12/31/2026
Picotte Elementary School | 14506 Ohio St | Omaha | NE | 68116-4192 | Douglas | NE17234 | Active | 20766 | 20766 | 1991 | Burnham | FTFB - Firetube-Firebox Boiler | HWHT - Hot Water Heat | 12/31/2026
Werner Enterprises | 14507 Frontier Rd | Omaha | NE | 68138-3808 | Sarpy | NE01532 | Active | 4192 | 475-PY | 2000 | Fulton | FTUT - Firetube U-Tube Vert | HWHT - Hot Water Heat | 2/28/2026
Werner Enterprises | 14507 Frontier Rd | Omaha | NE | 68138-3808 | Sarpy | NE01533 | Active | 4187 | 474-PY | 2000 | Fulton | FTUT - Firetube U-Tube Vert | HWHT - Hot Water Heat | 2/28/2026
Werner Enterprises | 14507 Frontier Rd | Omaha | NE | 68138-3808 | Sarpy | NE10679 | Active | 92887 | 98-PB | 2003 | Fulton | FTUT - Firetube U-Tube Vert | HWHT - Hot Water Heat | 2/28/2026
Werner Enterprises | 14507 Frontier Rd | Omaha | NE | 68138-3808 | Sarpy | NE24337 | Scrapped/Junked | 60203 |  | 1998 | WEBEN JARCO | COBL - Coil Type Boiler | HWHT - Hot Water Heat | 1/31/2003
Werner Enterprises | 14507 Frontier Rd | Omaha | NE | 68138-3808 | Sarpy | NE24338 | Out of Service | 60198 | 0 | 1998 | Weben-Jarco | COBL - Coil Type Boiler | HWHT - Hot Water Heat | 2/28/2011
Werner Enterprises | 14507 Frontier Rd | Omaha | NE | 68138-3808 | Sarpy | NE24339 | Scrapped/Junked | 60197 | n/a | 1998 | Weben-Jarco | COBL - Coil Type Boiler | HWHT - Hot Water Heat | 2/28/2019
Werner Enterprises | 14507 Frontier Rd | Omaha | NE | 68138-3808 | Sarpy | NE24340 | Scrapped/Junked | 61117 | 0 | 1998 | Weben-Jarco | COBL - Coil Type Boiler | HWHT - Hot Water Heat | 2/28/2019
Werner Enterprises | 14507 Frontier Rd | Omaha | NE | 68138-3808 | Sarpy | NE24341 | Scrapped/Junked | 43460 | LD980729668970 | 1998 | AOSM | CHWH - ASME/Fired Water Heater | HWSP - Hot Water Non Potable Supply | 2/28/2010
Werner Enterprises | 14507 Frontier Rd | Omaha | NE | 68138-3808 | Sarpy | NE24342 | Scrapped/Junked | 43459 | LD980729677970 | 1998 | AO SMITH | CHWH - ASME/Fired Water Heater | HWSP - Hot Water Non Potable Supply | 2/28/2006
Werner Enterprises | 14507 Frontier Rd | Omaha | NE | 68138-3808 | Sarpy | NE27922 | Active | 5585 | 18-HE041663118 | 2018 | Riello | WT - Water Tube Boiler | HWHT - Hot Water Heat | 2/28/2026
Werner Enterprises | 14507 Frontier Rd | Omaha | NE | 68138-3808 | Sarpy | NE27923 | Active | 5588 | 18-HE041693118 | 2018 | Riello | WT - Water Tube Boiler | HWHT - Hot Water Heat | 2/28/2026
Werner Enterprises | 14507 Frontier Rd | Omaha | NE | 68138-3808 | Sarpy | NE27924 | Active | 5586 | 18-HE041673118 | 2018 | Riello | WT - Water Tube Boiler | HWHT - Hot Water Heat | 2/28/2026
Werner Enterprises | 14507 Frontier Rd | Omaha | NE | 68138-3808 | Sarpy | NE42143 | Active | 476339 | D1.19.32.00198 | 2019 | Lochinvar | WTSS - Watertube SS Steel | HWHS - Hotwater Heat Sidewalks | 2/28/2026
Federated Church | 1451 Center Ave | Mitchell | NE | 69357-1476 | Scotts Bluff | NE16323 | Scrapped/Junked | N/A | 6W5 | 1952 | USRA | CI - Cast Iron | HWHT - Hot Water Heat | 2/28/2012
Federated Church | 1451 Center Ave | Mitchell | NE | 69357-1476 | Scotts Bluff | NE20598 | Active | 6643 | SIAJ-3948 | 2010 | Allied | WT - Water Tube Boiler | HWHT - Hot Water Heat | 10/31/2026
Carrabba's Italian Grill # C7801 | 14520 W Maple Rd | Omaha | NE | 68116-5165 | Douglas | NE09915 | Scrapped/Junked | 71248 | LH02-1878006-110 | 2002 | A. O. Smith | CHWH - ASME/Fired Water Heater | HWSD - Hot Water Dom/Potable | 9/30/2011
Hamlow Elementary School | 14541 Castlewood St | Waverly | NE | 68462-1526 | Lancaster | NE00063 | Scrapped/Junked | 47194 | LL98-0789062970 | 1998 | AOSM | CHWH - ASME/Fired Water Heater | HWSD - Hot Water Dom/Potable | 5/31/2009
Hamlow Elementary School | 14541 Castlewood St | Waverly | NE | 68462-1526 | Lancaster | NE00064 | Scrapped/Junked | 53748 | LB000911652 | 2000 | AOSM | CHWH - ASME/Fired Water Heater | HWSD - Hot Water Dom/Potable | 5/31/2012
Hamlow Elementary School | 14541 Castlewood St | Waverly | NE | 68462-1526 | Lancaster | NE04866 | Inactive |  |  | 1975 | RUDD | AHWH - ANSI/Fired Water Htr | HWSD - Hot Water Dom/Potable | 5/31/2000
Hamlow Elementary School | 14541 Castlewood St | Waverly | NE | 68462-1526 | Lancaster | NE04867 | Inactive |  |  | 1975 | RUDD | AHWH - ANSI/Fired Water Htr | HWSD - Hot Water Dom/Potable | 5/31/2000
Hamlow Elementary School | 14541 Castlewood St | Waverly | NE | 68462-1526 | Lancaster | NE08643 | Scrapped/Junked | 13942 | 27-1110688 | 2001 | VULH | FTNT - FT Vertical Tubeless | 0021 - Steam Supp Cooker/Kettle | 5/31/2021
Hamlow Elementary School | 14541 Castlewood St | Waverly | NE | 68462-1526 | Lancaster | NE34605 | Scrapped/Junked | 255 |  | 1973 | STEAMASTER | FT - Firetube Boiler | 0021 - Steam Supp Cooker/Kettle | 7/31/2001
American National Bank | 14545 W Center Rd | Omaha | NE | 68144-3276 | Douglas | NE25797 | Active | 15579 | 55742 | 1982 | Bryan | WT - Water Tube Boiler | HWHT - Hot Water Heat | 2/28/2027
American National Bank | 14545 W Center Rd | Omaha | NE | 68144-3276 | Douglas | NE25798 | Active | 15580 | 55743 | 1982 | Bryan | WT - Water Tube Boiler | HWHT - Hot Water Heat | 2/28/2027
MCL Construction | 14558 Portal Cir | Omaha | NE | 68138-3501 | Sarpy | NE42349 | Active | 556803 | N1.22.16.00038 | 2022 | Lochinvar | WT - Water Tube Boiler | HWHT - Hot Water Heat | 6/30/2026
MCL Construction | 14558 Portal Cir | Omaha | NE | 68138-3501 | Sarpy | NE42350 | Active | 556800 | N!.22.16.00035 | 2022 | Lochinvar | WT - Water Tube Boiler | HWHT - Hot Water Heat | 6/30/2026
MCL Construction | 14558 Portal Cir | Omaha | NE | 68138-3501 | Sarpy | NE42362 | Active | 463349 | D1.1912.00710 | 2019 | Lochinvar | WTSS - Watertube SS Steel | HWHT - Hot Water Heat | 6/30/2026
MCL Construction | 14558 Portal Cir | Omaha | NE | 68138-3501 | Sarpy | NE42363 | Active | 463353 | D1.19.12.00714 | 2019 | Lochinvar | WTSS - Watertube SS Steel | HWHT - Hot Water Heat | 6/30/2026
New Hope Assembly-BMIC#471784 | 1456 13th Ave | Mitchell | NE | 69357-1534 | Scotts Bluff | NE18491 | Active | N/A | 0000376205 | 1996 | Valiant | CI - Cast Iron | HWHT - Hot Water Heat | 11/30/2025
Waverly Middle School | 14621 Heywood St | Waverly | NE | 68462-1332 | Lancaster | NE18119 | Scrapped/Junked | 53336 |  | 1995 | Lochinvar | CPFT - Horiz Cpr Fin Boiler | HWSD - Hot Water Dom/Potable | 5/31/2001
Waverly Intermediate School | 14621 Heywood St | Waverly | NE | 68462-1332 | Lancaster | NE00062 | Scrapped/Junked | 51352 | LH990862815 | 1999 | AO SMITH | CHWH - ASME/Fired Water Heater | HWSD - Hot Water Dom/Potable | 5/31/2006
Waverly Intermediate School | 14621 Heywood St | Waverly | NE | 68462-1332 | Lancaster | NE01487 | Scrapped/Junked | 89527 | URNG0401G02309 | 2001 | RHEEM MANUFACTURING CO | CHWH - ASME/Fired Water Heater | HWSD - Hot Water Dom/Potable | 5/31/2006
Waverly Intermediate School | 14621 Heywood St | Waverly | NE | 68462-1332 | Lancaster | NE04764 | Scrapped/Junked |  |  | 1978 | AO SMITH | AHWH - ANSI/Fired Water Htr | HWSD - Hot Water Dom/Potable | 5/31/2000
Waverly Intermediate School | 14621 Heywood St | Waverly | NE | 68462-1332 | Lancaster | NE04883 | Scrapped/Junked | 42747 | 96203 | 1990 | Kewanee | FTFB - Firetube-Firebox Boiler | STHT - Steam-Heat | 11/30/2016
Waverly Intermediate School | 14621 Heywood St | Waverly | NE | 68462-1332 | Lancaster | NE04884 | Scrapped/Junked | 42740 | 821041 | 1989 | Kewanee | FTFB - Firetube-Firebox Boiler | STHT - Steam-Heat | 11/30/2016
Waverly Intermediate School | 14621 Heywood St | Waverly | NE | 68462-1332 | Lancaster | NE06949 | Scrapped/Junked | 98095 | 98095 | 2005 | AOSC | CHWH - ASME/Fired Water Heater | HWSD - Hot Water Dom/Potable | 5/31/2014
Waverly Intermediate School | 14621 Heywood St | Waverly | NE | 68462-1332 | Lancaster | NE06950 | Scrapped/Junked | 99394 | 99394 | 2005 | AOSC | CHWH - ASME/Fired Water Heater | HWSD - Hot Water Dom/Potable | 5/31/2014
Waverly Intermediate School | 14621 Heywood St | Waverly | NE | 68462-1332 | Lancaster | NE21598 | Exempt | 84885 |  | 1997 | CLEVELAND RANGE | KETT - Fired Kettle | COOK - Cooker/Kettle | 5/31/2002
Waverly Intermediate School | 14621 Heywood St | Waverly | NE | 68462-1332 | Lancaster | NE23801 | Active | 84885 | 84885 | 1997 | WELBILT | FT - Firetube Boiler | 0021 - Steam Supp Cooker/Kettle | 5/31/2026
Waverly Intermediate School | 14621 Heywood St | Waverly | NE | 68462-1332 | Lancaster | NE27018 | Active | 77564 | G-17-0796 | 2017 | Aerco | FTVT - Firetube Vertical TB | GLYC - Glycol Bldg Heat Sys | 5/31/2026
Waverly Intermediate School | 14621 Heywood St | Waverly | NE | 68462-1332 | Lancaster | NE27019 | Active | 77565 | G-17-0797 | 2017 | Aerco | FTVT - Firetube Vertical TB | GLYC - Glycol Bldg Heat Sys | 5/31/2026
Waverly Intermediate School | 14621 Heywood St | Waverly | NE | 68462-1332 | Lancaster | NE34600 | Inactive |  |  | 1979 | KEWANEE | FT - Firetube Boiler | STHT - Steam-Heat | 5/31/2001
Waverly Intermediate School | 14621 Heywood St | Waverly | NE | 68462-1332 | Lancaster | NE34601 | Inactive |  |  | 1979 | KEWANEE | FT - Firetube Boiler | STHT - Steam-Heat | 5/31/2001
Midwest Oral & Masillofacial | 14625 California St | Omaha | NE | 68154-1950 | Douglas | NE14637 | Active | 65367 | 2008-11-0076 | 2008 | LOCHINVAR | WT - Water Tube Boiler | HWHT - Hot Water Heat | 9/30/2026
Midwest Oral & Masillofacial | 14625 California St | Omaha | NE | 68154-1950 | Douglas | NE14638 | Active | 65376 | F08H10065376 | 2008 | LOCHINVAR | WT - Water Tube Boiler | HWHT - Hot Water Heat | 9/30/2026
Farmers Dog | 14645 Industrial Rd | Omaha | NE | 68144-3229 | Douglas | NE43275 | Active | 4969 | 44547 | 2024 | Electro-Steam | ELBL - Electric Boiler | PROC - Process Steam | 4/30/2026
Perfect Stay Inn & Suites | 1465 Front St | Blair | NE | 68008-1638 | Washington | NE19089 | Active | N/A | 650670-201010 | 2010 | Peerless | CI - Cast Iron | STHT - Steam-Heat | 3/31/2026
The Church of Jesus Christ - Omaha FM - Elkhorn, O | 14680 California St | Omaha | NE | 68154-1981 | Douglas | NE16962 | Scrapped/Junked | 22632 | AC82-22632-820 | 1982 | A. O. Smith | FT - Firetube Boiler | HWDP - Hotwater Heat & Dom Supply | 3/31/2001
Immanuel Lutheran Church Family Life Center | 1470 24th Ave | Columbus | NE | 68601-5017 | Platte | NE10410 | Active | 166166 | 166166 | 2000 | Raypak | WT - Water Tube Boiler | HWHT - Hot Water Heat | 12/31/2026
Immanuel Lutheran Church Family Life Center | 1470 24th Ave | Columbus | NE | 68601-5017 | Platte | NE10411 | Active | 166167 | 166167 | 2000 | Raypak | WT - Water Tube Boiler | HWHT - Hot Water Heat | 12/31/2026
Westport Apartments | 14707 F St | Omaha | NE | 68137-1004 | Douglas | NE27194 | Scrapped/Junked | 334218 | 1201334218 | 2012 | Raypak | CPPH - Ansi Cpr Fin Pool Heater | OPHT - Outdoor Pool Heater | 6/30/2019
Westport Apartments | 14707 F St | Omaha | NE | 68137-1004 | Douglas | NE43503 | Active | 560223 | 2321560223 | 2023 | Raypak | CPPH - Ansi Cpr Fin Pool Heater | OPHT - Outdoor Pool Heater | 5/31/2026
Columbus Rescue Mission | 1471 25th Ave | Columbus | NE | 68601-4911 | Platte | NE02576 | Scrapped/Junked | n/a | 1736 | 1950 | Kewanee | FTFB - Firetube-Firebox Boiler | STHT - Steam-Heat | 3/31/2020
Seville Square II | 14710 W Dodge Rd | Omaha | NE | 68154-2027 | Douglas | NE21814 | Scrapped/Junked | 9008 | 97E6010 | 1996 | ALES | FTVT - Firetube Vertical TB | HWHT - Hot Water Heat | 3/31/2024
Seville Square II | 14710 W Dodge Rd | Omaha | NE | 68154-2027 | Douglas | NE21815 | Scrapped/Junked | 9003 | 97E6005 | 1996 | ALES | FTVT - Firetube Vertical TB | HWHT - Hot Water Heat | 3/31/2024
Seville Square II | 14710 W Dodge Rd | Omaha | NE | 68154-2027 | Douglas | NE21816 | Scrapped/Junked | 9005 | 96E6007 | 1996 | ALES | FTVT - Firetube Vertical TB | HWHT - Hot Water Heat | 3/31/2024
Seville Square II | 14710 W Dodge Rd | Omaha | NE | 68154-2027 | Douglas | NE42351 | Active | 21201 | 23F-9109 | 2023 | Aldrich | FTVT - Firetube Vertical TB | HWHT - Hot Water Heat | 6/30/2026
Seville Square II | 14710 W Dodge Rd | Omaha | NE | 68154-2027 | Douglas | NE42352 | Active | 21203 | 23F-9111 | 2023 | Aldrich | FTVT - Firetube Vertical TB | HWHT - Hot Water Heat | 6/30/2026
Seville Square II | 14710 W Dodge Rd | Omaha | NE | 68154-2027 | Douglas | NE42353 | Active | 21202 | 23F-9110 | 2023 | Aldrich | FTVT - Firetube Vertical TB | HWHT - Hot Water Heat | 6/30/2026
West Center Pointe | 14748 W Center Rd | Omaha | NE | 68144-2029 | Douglas | NE12959 | Active | 8514 | 89-41960 | 1989 | Ajax | WT - Water Tube Boiler | HWHT - Hot Water Heat | 10/31/2026
WALKER MANUFACTURING | 1475 280th | Seward | NE | 68434-7530 | SEWARD | NE18309 | Inactive |  | 9793-0694 | 1994 | PEERLESS HEATER COMPANY |  | HWHT - Hot Water Heat | 9/30/2002
Vacant Care Center | 148 Broad St | Campbell | NE | 68932-2610 | Kearney | NE08350 | Scrapped/Junked | 55350 | LE000936679 | 2000 | AOSM | CHWH - ASME/Fired Water Heater | HWSD - Hot Water Dom/Potable | 4/30/2011
Vacant Care Center | 148 Broad St | Campbell | NE | 68932-2610 | Kearney | NE23497 | Inactive | 120717 | 120717 | 2010 | RHEEM | FPV - Fired Pressure Vessel | HWSD - Hot Water Dom/Potable | 4/30/2020
Vacant Care Center | 148 Broad St | Campbell | NE | 68932-2610 | Kearney | NE24282 | Scrapped/Junked | 79218 | URNG0798G03345 | 1998 | RHEEM | CHWH - ASME/Fired Water Heater | HWSD - Hot Water Dom/Potable | 4/30/2012
Vacant Care Center | 148 Broad St | Campbell | NE | 68932-2610 | Kearney | NE37397 | Scrapped/Junked |  | RN0990D08736 | 1990 | RHEEM MANUFACTURING CO | AHWH - ANSI/Fired Water Htr | HWSD - Hot Water Dom/Potable | 4/30/2001
Vacant Care Center | 148 Broad St | Campbell | NE | 68932-2610 | Kearney | NE37398 | Scrapped/Junked |  | 5541 | 1986 | RHEEM MANUFACTURING CO | AHWH - ANSI/Fired Water Htr | HWSD - Hot Water Dom/Potable | 4/30/1999
Vacant Care Center | 148 Broad St | Campbell | NE | 68932-2610 | Kearney | NE37399 | Inactive | na | 81 3848-0385 | 1985 | Peerless | CI - Cast Iron | HWHT - Hot Water Heat | 4/30/2019
Vacant Care Center | 148 Broad St | Campbell | NE | 68932-2610 | Kearney | NE37400 | Inactive | na | 81 38949-0385 | 1985 | Peerless | CI - Cast Iron | HWHT - Hot Water Heat | 4/30/2019
Vacant Care Center | 148 Broad St | Campbell | NE | 68932-2610 | Kearney | NE38397 | Scrapped/Junked |  | RN0990D08736 | 1990 | RHEEM MANUFACTURING CO | AHWH - ANSI/Fired Water Htr | HWSD - Hot Water Dom/Potable | 4/30/2000
Onyx Automotive | 14800 Davenport St | Omaha | NE | 68154 | Douglas | NE28558 | Active | 459300 | D1.19.04.00722 | 2019 | Lochinvar/Sermeta | WT - Water Tube Boiler | HWHT - Hot Water Heat | 12/31/2026
Onyx Automotive | 14800 Davenport St | Omaha | NE | 68154 | Douglas | NE28559 | Active | 459299 | D1.19.04.00721 | 2019 | Lochinvar/Sermeta | WT - Water Tube Boiler | HWHT - Hot Water Heat | 12/31/2026
Platteview Jr/Sr High | 14801 S 108th St | Springfield | NE | 68059-4925 | Sarpy | NE06420 | Active | 12936 | 03F-0852 | 2003 | ALES | FTVT - Firetube Vertical TB | HWHT - Hot Water Heat | 1/31/2026
Platteview Jr/Sr High | 14801 S 108th St | Springfield | NE | 68059-4925 | Sarpy | NE06421 | Active | 12935 | 03F-0851 | 2003 | ALES | FTVT - Firetube Vertical TB | HWHT - Hot Water Heat | 1/31/2026
Platteview Jr/Sr High | 14801 S 108th St | Springfield | NE | 68059-4925 | Sarpy | NE20118 | Scrapped/Junked | 12803 | 51784 | 1979 | Bryan | ELBL - Electric Boiler | HWHT - Hot Water Heat | 1/31/2019
Platteview Jr/Sr High | 14801 S 108th St | Springfield | NE | 68059-4925 | Sarpy | NE20119 | Scrapped/Junked | 12082 | 51782 | 1979 | Bryan | ELBL - Electric Boiler | HWHT - Hot Water Heat | 1/31/2019
Platteview Jr/Sr High | 14801 S 108th St | Springfield | NE | 68059-4925 | Sarpy | NE21229 | Exempt 1999 LB-66 | 4810 |  | 1979 | STATE INDUSTRIES | ELWH - Electric Water Heater | HWSD - Hot Water Dom/Potable | 5/31/1999
Platteview Jr/Sr High | 14801 S 108th St | Springfield | NE | 68059-4925 | Sarpy | NE21230 | Scrapped/Junked | 4162 | 2983 | 1994 | VULCAN HART | ELBL - Electric Boiler | 0021 - Steam Supp Cooker/Kettle | 1/31/2012
Platteview Jr/Sr High | 14801 S 108th St | Springfield | NE | 68059-4925 | Sarpy | NE31558 | Active | n/a | 39197 | 1960 | TITUSVILLE | FT - Firetube Boiler | HWHT - Hot Water Heat | 1/31/2026
Platteview Jr/Sr High | 14801 S 108th St | Springfield | NE | 68059-4925 | Sarpy | NE31559 | Active | n/a | 39198 | 1960 | TITUSVILLE | FTSM - FTS Marine Dry Back | HWHT - Hot Water Heat | 1/31/2026
Platteview Jr/Sr High | 14801 S 108th St | Springfield | NE | 68059-4925 | Sarpy | NE35311 | Active | 92077 | 8790652 | 1987 | Teledyne Laars | CPFT - Horiz Cpr Fin Boiler | HWSD - Hot Water Dom/Potable | 1/31/2026
Baxter Ford South | 14810 Crest Road | Omaha | NE | 68138 | Sarpy | NE28933 | Active | 128125 | 19.PG80.95.2230 | 2019 | Lochinvar | FTVT - Firetube Vertical TB | GLFH - Glycol Floor Heat System | 9/30/2026
Saddlebrook Community School | 14850 Laurel Ave | Omaha | NE | 68116-4530 | Douglas | NE14632 | Active | 207947 | D08H00207947 | 2008 | LOCHINVAR | CPFT - Horiz Cpr Fin Boiler | HWHT - Hot Water Heat | 12/31/2026
Saddlebrook Community School | 14850 Laurel Ave | Omaha | NE | 68116-4530 | Douglas | NE14633 | Active | 207948 | D08H00207948 | 2008 | LOCHINVAR | CPFT - Horiz Cpr Fin Boiler | HWHT - Hot Water Heat | 12/31/2026
Fireball Group LLC | 14865 Gold Coast Rd | Omaha | NE | 68138-6000 | Sarpy | NE41823 | Active | 285785 | 285785 | 2021 | A O Smith | CHWH - ASME/Fired Water Heater | HWSD - Hot Water Dom/Potable | 7/31/2026
Fireball Group LLC | 14865 Gold Coast Rd | Omaha | NE | 68138-6000 | Sarpy | NE41824 | Active | 285931 | 285931 | 2021 | A O Smith | CHWH - ASME/Fired Water Heater | HWSD - Hot Water Dom/Potable | 7/31/2026
Millard South High School | 14905 Q St | Omaha | NE | 68137-2512 | Douglas | NE03956 | Scrapped/Junked | 42472 |  | 1980 | PVI INDUSTRIES | CHWH - ASME/Fired Water Heater | HWSD - Hot Water Dom/Potable | 8/31/2000
Millard South High School | 14905 Q St | Omaha | NE | 68137-2512 | Douglas | NE03957 | Scrapped/Junked | 42471 |  | 1980 | PVI INDUSTRIES | CHWH - ASME/Fired Water Heater | HWSD - Hot Water Dom/Potable | 8/31/2000
Millard South High School | 14905 Q St | Omaha | NE | 68137-2512 | Douglas | NE03958 | Scrapped/Junked | 42470 |  | 1980 | PVI INDUSTRIES | CHWH - ASME/Fired Water Heater | HWSD - Hot Water Dom/Potable | 8/31/2000
Millard South High School | 14905 Q St | Omaha | NE | 68137-2512 | Douglas | NE03959 | Scrapped/Junked | 2469 |  | 1980 | PVI INDUSTRIES | CHWH - ASME/Fired Water Heater | HWSD - Hot Water Dom/Potable | 8/31/2000
Millard South High School | 14905 Q St | Omaha | NE | 68137-2512 | Douglas | NE04805 | Scrapped/Junked | 6129 | 1903018 | 1989 | Teledyne Laars | CPFT - Horiz Cpr Fin Boiler | HWSD - Hot Water Dom/Potable | 8/31/2020
Millard South High School | 14905 Q St | Omaha | NE | 68137-2512 | Douglas | NE04806 | Scrapped/Junked | 6128 | 1903017 | 1989 | Teledyne Laars | CPFT - Horiz Cpr Fin Boiler | HWSD - Hot Water Dom/Potable | 8/31/2020
Millard South High School | 14905 Q St | Omaha | NE | 68137-2512 | Douglas | NE07847 | Scrapped/Junked | 156636 | 09902156636 | 1999 | RAYPAK | CPFT - Horiz Cpr Fin Boiler | IPHT - Indoor Pool Heater | 8/31/2024
Millard South High School | 14905 Q St | Omaha | NE | 68137-2512 | Douglas | NE08637 | Active | 10039 | 98E-7488 | 1998 | Aldrich | FTVT - Firetube Vertical TB | HWHT - Hot Water Heat | 8/31/2026
Millard South High School | 14905 Q St | Omaha | NE | 68137-2512 | Douglas | NE08638 | Scrapped/Junked | 91056 | 91056 | 1999 | WBLT | FT - Firetube Boiler | 0021 - Steam Supp Cooker/Kettle | 8/31/2015
Millard South High School | 14905 Q St | Omaha | NE | 68137-2512 | Douglas | NE08639 | Scrapped/Junked | 91223 | 91223 | 1999 | WBLT | FT - Firetube Boiler | 0021 - Steam Supp Cooker/Kettle | 8/31/2011
Millard South High School | 14905 Q St | Omaha | NE | 68137-2512 | Douglas | NE12629 | Scrapped/Junked | 202754 | A08202754 | 2008 | LAARS HEATING SYSTEMS CO | WT - Water Tube Boiler | HWDP - Hotwater Heat & Dom Supply | 8/31/2023
Millard South High School | 14905 Q St | Omaha | NE | 68137-2512 | Douglas | NE12630 | Scrapped/Junked | 202753 | A08202753 | 2008 | LAARS HEATING SYSTEMS CO | WT - Water Tube Boiler | HWDP - Hotwater Heat & Dom Supply | 8/31/2023
Millard South High School | 14905 Q St | Omaha | NE | 68137-2512 | Douglas | NE19041 | Scrapped/Junked | 115570 | 115570 | 2010 | Cleveland Range | FT - Firetube Boiler | 0021 - Steam Supp Cooker/Kettle | 8/31/2021
Millard South High School | 14905 Q St | Omaha | NE | 68137-2512 | Douglas | NE19791 | Inactive | 27897 | 27897 | 1996 | AERCO INTERNATIONAL | HCWH - Helical FT-Water Heater | HWSD - Hot Water Dom/Potable | 8/31/2008
Millard South High School | 14905 Q St | Omaha | NE | 68137-2512 | Douglas | NE26015 | Active | 112318 | 112318 | 2014 | Cleveland | FT - Firetube Boiler | 0021 - Steam Supp Cooker/Kettle | 8/31/2026
Millard South High School | 14905 Q St | Omaha | NE | 68137-2512 | Douglas | NE32316 | Scrapped/Junked | 2826 |  | 1969 | MARKET FORGE INDUSTRIES | FT - Firetube Boiler | 0021 - Steam Supp Cooker/Kettle | 8/31/1999
Millard South High School | 14905 Q St | Omaha | NE | 68137-2512 | Douglas | NE32336 | Active | 34345 | R2767 | 1980 | Kewanee | FTFB - Firetube-Firebox Boiler | HWHT - Hot Water Heat | 8/31/2026
Millard South High School | 14905 Q St | Omaha | NE | 68137-2512 | Douglas | NE32337 | Active | 34286 | R2723 | 1980 | Kewanee | FTFB - Firetube-Firebox Boiler | HWHT - Hot Water Heat | 8/31/2026
Millard South High School | 14905 Q St | Omaha | NE | 68137-2512 | Douglas | NE32818 | Scrapped/Junked | 10502 |  | 1981 | MARKET FORGE INDUSTRIES | FT - Firetube Boiler | 0021 - Steam Supp Cooker/Kettle | 8/31/1999
Millard South High School | 14905 Q St | Omaha | NE | 68137-2512 | Douglas | NE41216 | Active | 137972 | 210123055247 | 2020 | Cleveland | COOK - Fired Cooker | 0021 - Steam Supp Cooker/Kettle | 8/31/2026
Millard South High School | 14905 Q St | Omaha | NE | 68137-2512 | Douglas | NE42277 | Active | 15349 | 21-HE139570121 | 2021 | Riello | WT - Water Tube Boiler | HWHT - Hot Water Heat | 8/31/2026
Millard South High School | 14905 Q St | Omaha | NE | 68137-2512 | Douglas | NE42278 | Active | 15357 | 21-HE139650121 | 2021 | Riello | WT - Water Tube Boiler | HWHT - Hot Water Heat | 8/31/2026
Millard South High School | 14905 Q St | Omaha | NE | 68137-2512 | Douglas | NE42279 | Active | 15354 | 21-HE139620121 | 2021 | Riello | WT - Water Tube Boiler | HWHT - Hot Water Heat | 8/31/2026
Millard South High School | 14905 Q St | Omaha | NE | 68137-2512 | Douglas | NE42280 | Active | 15355 | 21-HE139630121 | 2021 | Riello | WT - Water Tube Boiler | HWHT - Hot Water Heat | 8/31/2026
Millard South High School | 14905 Q St | Omaha | NE | 68137-2512 | Douglas | NE42281 | Active | 15371 | 21-HE139590121 | 2021 | Riello | WT - Water Tube Boiler | HWHT - Hot Water Heat | 8/31/2026
Millard South High School | 14905 Q St | Omaha | NE | 68137-2512 | Douglas | NE42282 | Active | 15347 | 21-HE139555220 | 2021 | Riello | WT - Water Tube Boiler | HWHT - Hot Water Heat | 8/31/2026
Millard South High School | 14905 Q St | Omaha | NE | 68137-2512 | Douglas | NE42283 | Active | 15352 | 21-HE139600121 | 2021 | Riello | WT - Water Tube Boiler | HWHT - Hot Water Heat | 8/31/2026
Millard South High School | 14905 Q St | Omaha | NE | 68137-2512 | Douglas | NE42284 | Active | 15348 | 21-HE139650121 | 2021 | Riello | WT - Water Tube Boiler | HWHT - Hot Water Heat | 8/31/2026
Millard South High School | 14905 Q St | Omaha | NE | 68137-2512 | Douglas | NE42285 | Active | 15739 | 21-HE143440321 | 2021 | Riello | WT - Water Tube Boiler | HWHT - Hot Water Heat | 8/31/2026
Millard South High School | 14905 Q St | Omaha | NE | 68137-2512 | Douglas | NE42286 | Active | 15919 | 21-HE145240421 | 2021 | Riello | WT - Water Tube Boiler | HWHT - Hot Water Heat | 8/31/2026
Millard South High School | 14905 Q St | Omaha | NE | 68137-2512 | Douglas | NE42287 | Active | 15740 | 21-HE143450321 | 2021 | Riello | WT - Water Tube Boiler | HWHT - Hot Water Heat | 8/31/2026
Millard South High School | 14905 Q St | Omaha | NE | 68137-2512 | Douglas | NE42288 | Active | 15806 | 21-HE144110321 | 2021 | Riello | WT - Water Tube Boiler | HWHT - Hot Water Heat | 8/31/2026
Millard South High School | 14905 Q St | Omaha | NE | 68137-2512 | Douglas | NE42289 | Active | 15726 | 21-HE143310321 | 2021 | Riello | WT - Water Tube Boiler | HWHT - Hot Water Heat | 8/31/2026
Millard South High School | 14905 Q St | Omaha | NE | 68137-2512 | Douglas | NE42290 | Active | 15808 | 21-HE144130321 | 2021 | Riello | WT - Water Tube Boiler | HWHT - Hot Water Heat | 8/31/2026
Millard South High School | 14905 Q St | Omaha | NE | 68137-2512 | Douglas | NE42291 | Active | 15959 | 21-HE145640421 | 2021 | Riello | WT - Water Tube Boiler | HWHT - Hot Water Heat | 8/31/2026
Millard South High School | 14905 Q St | Omaha | NE | 68137-2512 | Douglas | NE42292 | Active | 15807 | 21-HE144120321 | 2021 | Riello | WT - Water Tube Boiler | HWHT - Hot Water Heat | 8/31/2026
Millard South High School | 14905 Q St | Omaha | NE | 68137-2512 | Douglas | NE42293 | Active | 17269 | 21-HE158751321 | 2021 | Riello | WT - Water Tube Boiler | HWHT - Hot Water Heat | 8/31/2026
Millard South High School | 14905 Q St | Omaha | NE | 68137-2512 | Douglas | NE42294 | Active | 17266 | 21-HE158721321 | 2021 | Riello | WT - Water Tube Boiler | HWHT - Hot Water Heat | 8/31/2026
Millard South High School | 14905 Q St | Omaha | NE | 68137-2512 | Douglas | NE42295 | Active | 17220 | 21-HE158261321 | 2021 | Riello | WT - Water Tube Boiler | HWHT - Hot Water Heat | 8/31/2026
Millard South High School | 14905 Q St | Omaha | NE | 68137-2512 | Douglas | NE42296 | Active | 17251 | 21-HE158571321 | 2021 | Riello | WT - Water Tube Boiler | HWHT - Hot Water Heat | 8/31/2026
Millard South High School | 14905 Q St | Omaha | NE | 68137-2512 | Douglas | NE42297 | Active | 17252 | 21-HE158581321 | 2021 | Riello | WT - Water Tube Boiler | HWHT - Hot Water Heat | 8/31/2026
Millard South High School | 14905 Q St | Omaha | NE | 68137-2512 | Douglas | NE42298 | Active | 17249 | 21-HE158551321 | 2021 | Riello | WT - Water Tube Boiler | HWHT - Hot Water Heat | 8/31/2026
Millard South High School | 14905 Q St | Omaha | NE | 68137-2512 | Douglas | NE42299 | Active | 17250 | 21-HE158561321 | 2021 | Riello | WT - Water Tube Boiler | HWHT - Hot Water Heat | 8/31/2026
Millard South High School | 14905 Q St | Omaha | NE | 68137-2512 | Douglas | NE42300 | Active | 17219 | 21-HE158251321 | 2021 | Riello | WT - Water Tube Boiler | HWHT - Hot Water Heat | 8/31/2026
Millard South High School | 14905 Q St | Omaha | NE | 68137-2512 | Douglas | NE43021 | Active | 605434 | N1.24.06.00025 | 2024 | Lochinvar | WTHW - Watertube Wtr Heater | HWSD - Hot Water Dom/Potable | 8/31/2026
Millard South High School | 14905 Q St | Omaha | NE | 68137-2512 | Douglas | NE43022 | Active | 605431 | N1.24.06.00022 | 2024 | Lochinvar | WTHW - Watertube Wtr Heater | HWSD - Hot Water Dom/Potable | 8/31/2026
Millard South High School | 14905 Q St | Omaha | NE | 68137-2512 | Douglas | NE43023 | Active | 578045 | 2421578045 | 2024 | Raypak | CPPH - Ansi Cpr Fin Pool Heater | IPHT - Indoor Pool Heater | 8/31/2026
H & H Jeep Dodge Ram | 14920 Crest Rd | Omaha | NE | 68138-4432 | Sarpy | NE43446 | Active | 356132 | 19.PG80.95.0778 | 2019 | Lochinvar | FTVT - Firetube Vertical TB | HWHF - Hot Water Heat-Floor | 7/31/2026
Vacnat Building | 14949 Evans Plz | Omaha | NE | 68116-6102 | Douglas | NE26355 | Inactive | 214141 | 214141 | 2016 | AO SMITH | COND - Condenser | HWSD - Hot Water Dom/Potable | 5/31/2020
BUSCHES CAR WASH | 1495 MILITARY RD | FREMONT | NE | 68025 | DODGE | NE40820 | Exempt 1999 LB-66 |  | 94-03-002527 | 1994 | PALOMA | AHWH - ANSI/Fired Water Htr | HWSD - Hot Water Dom/Potable | 1/1/1900
BUSCHES CAR WASH | 1495 MILITARY RD | FREMONT | NE | 68025 | DODGE | NE40821 | Exempt 1999 LB-66 |  | 94-03-002558 | 1994 | PALOMA | AHWH - ANSI/Fired Water Htr | HWSD - Hot Water Dom/Potable | 1/1/1900
BUSCHES CAR WASH | 1495 MILITARY RD | FREMONT | NE | 68025 | DODGE | NE40822 | Exempt 1999 LB-66 |  | 94-03-002561 | 1994 | PALOMA | AHWH - ANSI/Fired Water Htr | HWSD - Hot Water Dom/Potable | 1/1/1900
BUSCHES CAR WASH | 1495 MILITARY RD | FREMONT | NE | 68025 | DODGE | NE40823 | Exempt 1999 LB-66 |  | 94-03-002556 | 1994 | PALOMA | AHWH - ANSI/Fired Water Htr | HWSD - Hot Water Dom/Potable | 1/1/1900
BUSCHES CAR WASH | 1495 MILITARY RD | FREMONT | NE | 68025 | DODGE | NE40824 | Exempt 1999 LB-66 |  | 94-03-002526 | 1994 | PALOMA | AHWH - ANSI/Fired Water Htr | HWSD - Hot Water Dom/Potable | 1/1/1900
SCHMID APARTMEMTS | 14TH & 28TH AVE | COLUMBUS | NE | 68601 | PLATTE | NE16274 | Inactive |  | 2322 | 1971 | PEERLESS HEATER COMPANY |  | STHT - Steam-Heat | 6/30/2004
SCHMID APARTMEMTS | 14TH & 28TH AVE | COLUMBUS | NE | 68601 | PLATTE | NE21562 | Exempt 1999 LB-66 |  | L96148310 | 1996 | STATE INDUSTRIES | AHWH - ANSI/Fired Water Htr | HWSD - Hot Water Dom/Potable | 6/30/2000
Cheyenne County Youth Ctr | 14th & King | Sidney | NE | 68162 | Cheyenne | NE16856 | Out of Service |  | C90181715 | 1990 | STAT | AHWH - ANSI/Fired Water Htr | HWSD - Hot Water Dom/Potable | 4/30/2009
Cheyenne County Youth Ctr | 14th & King | Sidney | NE | 68162 | Cheyenne | NE34508 | Scrapped/Junked | n/a | 211A-10-7330 | 1982 | PEER | CI - Cast Iron | STHT - Steam-Heat | 4/30/2011
Super 8 Hotel | 15 W 8th St | Kearney | NE | 68847-7473 | Buffalo | NE14474 | Exempt | NON-CODE | 93281236 | 1993 | State Ind. | WT - Water Tube Boiler |  | 10/1/1999
Super 8 Hotel | 15 W 8th St | Kearney | NE | 68847-7473 | Buffalo | NE14475 | Exempt | NON-CODE | G92225877 | 1993 | State Ind. | WT - Water Tube Boiler |  | 10/1/1999
SUPER 8 MOTEL - KEARNEY | 15 W 8th St | Kearney | NE | 68847-7473 | BUFFALO | NE14472 | Scrapped/Junked | 60901 | G92225877 | 1992 | STATE INDUSTRIES | CHWH - ASME/Fired Water Heater | HWSD - Hot Water Dom/Potable | 10/31/2000
SUPER 8 MOTEL - KEARNEY | 15 W 8th St | Kearney | NE | 68847-7473 | BUFFALO | NE20475 | Exempt 1999 LB-66 |  | D93281236 | 1993 | STATE INDUSTRIES | AHWH - ANSI/Fired Water Htr | HWSD - Hot Water Dom/Potable | 4/30/2000
SUPER 8 MOTEL - KEARNEY | 15 W 8th St | Kearney | NE | 68847-7473 | BUFFALO | NE20476 | Scrapped/Junked | 60901 | G98501139 | 1998 | STATE INDUSTRIES | CHWH - ASME/Fired Water Heater | HWSD - Hot Water Dom/Potable | 4/30/2005
St Michael's Parish | 150 E Marguerite | Spalding | NE | 68665 | Greeley | NE22266 | Inactive | N/A | 1501.9C | 2011 | Peerless | CI - Cast Iron | STHT - Steam-Heat | 1/31/2020
St Michael's Parish | 150 E Marguerite | Spalding | NE | 68665 | Greeley | NE30658 | Out of Service | n/a | M6472-GE00859 | 1972 | AOSM | AHWH - ANSI/Fired Water Htr | HWSD - Hot Water Dom/Potable | 1/31/2020
St Michael's Parish | 150 E Marguerite | Spalding | NE | 68665 | Greeley | NE37507 | Scrapped/Junked | n/a | 211-101570485 | 1985 | Peerless | CI - Cast Iron | STHT - Steam-Heat | 1/31/2011
St Michael's Parish | 150 E Marguerite | Spalding | NE | 68665 | Greeley | NE37652 | Scrapped/Junked | N/A | 211-6221 | 1980 | Peerless | CI - Cast Iron | STHT - Steam-Heat | 1/31/2013
St Michael's Parish | 150 E Marguerite | Spalding | NE | 68665 | Greeley | NE37653 | Scrapped/Junked | n/a | 211-3129 | 1980 | Peerless | CI - Cast Iron | STHT - Steam-Heat | 1/31/2013
Tommy's Car Wash | 150 N 70th St | Lincoln | NE | 68505 | Lancaster | NE28776 | Active | 361436 | 19.PG120.27.0160 | 2019 | Trinity | FTVT - Firetube Vertical TB | HWFG - Hotwater Heat Floor-Glycl | 5/31/2026
Becton Dickinson | 150 S 1st Ave | Broken Bow | NE | 68822-2203 | Custer | NE14961 | Inactive | 5736 |  | 1988 | ALDRICH | FTVT - Firetube Vertical TB | HWSP - Hot Water Non Potable Supply | 7/31/1993
Becton Dickinson | 150 S 1st Ave | Broken Bow | NE | 68822-2203 | Custer | NE14962 | Scrapped/Junked | 5718 |  | 1988 | ALDRICH | FTVT - Firetube Vertical TB | HWSP - Hot Water Non Potable Supply | 7/31/1999
Becton Dickinson | 150 S 1st Ave | Broken Bow | NE | 68822-2203 | Custer | NE14963 | Inactive | 5156 |  | 1989 | ALDRICH | FTVT - Firetube Vertical TB | HWSP - Hot Water Non Potable Supply | 7/31/1993
Becton Dickinson | 150 S 1st Ave | Broken Bow | NE | 68822-2203 | Custer | NE18201 | Scrapped/Junked | 7680 |  | 1993 | Aldrich | CHWH - ASME/Fired Water Heater | HWSD - Hot Water Dom/Potable | 7/31/1999
Becton Dickinson | 150 S 1st Ave | Broken Bow | NE | 68822-2203 | Custer | NE19001 | Scrapped/Junked | 8214 |  | 1995 | ALDRICH/LES | FTVT - Firetube Vertical TB | HWSP - Hot Water Non Potable Supply | 7/31/2004
Becton-Dickinson | 150 S 1st Ave | Broken Bow | NE | 68822-2203 | Custer | NE14098 | Scrapped/Junked | 34094 | L59311 | 1974 | Cleaver & Brooks | FT - Firetube Boiler | PROC - Process Steam | 7/31/2021
Becton-Dickinson | 150 S 1st Ave | Broken Bow | NE | 68822-2203 | Custer | NE22424 | Active | 9628 | 98E-6981 | 1998 | Aldrich | CHWH - ASME/Fired Water Heater | HWSD - Hot Water Dom/Potable | 7/31/2025
Becton-Dickinson | 150 S 1st Ave | Broken Bow | NE | 68822-2203 | Custer | NE26440 | Active | 11424 | 11281-01 | 2016 | Johnston Boiler Co. | FT - Firetube Boiler | PROC - Process Steam | 4/30/2026
Becton-Dickinson | 150 S 1st Ave | Broken Bow | NE | 68822-2203 | Custer | NE29153 | Out of Service | 1468 | F15011948A | 2020 | Fulton | FTNT - FT Vertical Tubeless | PROC - Process Steam | 7/31/2023
Becton-Dickinson | 150 S 1st Ave | Broken Bow | NE | 68822-2203 | Custer | NE29154 | Active | 1470 | F15012043A | 2020 | Fulton | FTNT - FT Vertical Tubeless | PROC - Process Steam | 7/31/2025
Becton-Dickinson | 150 S 1st Ave | Broken Bow | NE | 68822-2203 | Custer | NE43622 | Active | 12065 | 11802-01 | 2025 | Johnston Boiler Co. | FT - Firetube Boiler | PROC - Process Steam | 7/31/2026
Becton-Dickinson | 150 S 1st Ave | Broken Bow | NE | 68822-2203 | Custer | NE43623 | Active | 808 | 5448 | 2025 | ETech | ECON - Boiler Economizer | ECON - Boiler Economizer | 7/31/2026
Becton-Dickinson | 150 S 1st Ave | Broken Bow | NE | 68822-2203 | Custer | NE43624 | Active | 2340 | 16057 | 2016 | ECONOMATERS LLC | ECON - Boiler Economizer | ECON - Boiler Economizer | 7/31/2026
UNITED AGRI PRODUCTS | 150 S Main St | Fremont | NE | 68025-5686 | DODGE | NE03980 | Inactive | 21398 |  | 1963 | KEWANEE | FTSM - FTS Marine Dry Back | PROC - Process Steam | 9/30/2005
UNITED AGRI PRODUCTS | 150 S Main St | Fremont | NE | 68025-5686 | DODGE | NE08536 | Inactive | 8809 | FB350-15-13 | 2001 | HURST BOILER & WELDING CO | FTFB - Firetube-Firebox Boiler | PROC - Process Steam | 9/30/2005
Retirement Home | 150 W 8th St | Nelson | NE | 68961-6103 | Nuckolls | NE05055 | Scrapped/Junked |  | 0693G01056 | 1993 | RHEEM MANUFACTURING CO | AHWH - ANSI/Fired Water Htr | HWSD - Hot Water Dom/Potable | 4/30/2006
Retirement Home | 150 W 8th St | Nelson | NE | 68961-6103 | Nuckolls | NE07692 | Scrapped/Junked | 108507 | URNG0606G | 2006 | RHEE | FTVT - Firetube Vertical TB | HWSD - Hot Water Dom/Potable | 4/30/2011
Retirement Home | 150 W 8th St | Nelson | NE | 68961-6103 | Nuckolls | NE15092 | Inactive | na | 64590924 | 2003 | BURN | CI - Cast Iron | HWHT - Hot Water Heat | 11/30/2012
Retirement Home | 150 W 8th St | Nelson | NE | 68961-6103 | Nuckolls | NE15093 | Inactive | na | 64590925 | 2003 | BURN | CI - Cast Iron | HWHT - Hot Water Heat | 11/30/2012
Retirement Home | 150 W 8th St | Nelson | NE | 68961-6103 | Nuckolls | NE15953 | Scrapped/Junked |  | 8-36A | 1978 | CRANE |  | HWHT - Hot Water Heat | 4/30/2004
Retirement Home | 150 W 8th St | Nelson | NE | 68961-6103 | Nuckolls | NE15956 | Inactive |  | SN-408 | 1980 | AMERICAN STANDARD |  | HWHT - Hot Water Heat | 4/30/2004
Retirement Home | 150 W 8th St | Nelson | NE | 68961-6103 | Nuckolls | NE20044 | Exempt 1999 LB-66 |  | 00000594G002278 | 1994 | RHEEM MANUFACTURING CO | AHWH - ANSI/Fired Water Htr | HWSD - Hot Water Dom/Potable | 4/30/1999
Retirement Home | 150 W 8th St | Nelson | NE | 68961-6103 | Nuckolls | NE20045 | Exempt 1999 LB-66 |  | 1180401818 | 1980 | RHEEM MANUFACTURING CO | AHWH - ANSI/Fired Water Htr | HWSD - Hot Water Dom/Potable | 4/30/1999
COLUMBAN FATHERS | 1500 CALHOUN | ST COLUMBANS | NE | 68056 | SARPY | NE16280 | Scrapped/Junked |  | 206130 | 1962 | PACIFIC | FT - Firetube Boiler | STHT - Steam-Heat | 5/31/2000
COLUMBAN FATHERS | 1500 CALHOUN | ST COLUMBANS | NE | 68056 | SARPY | NE16281 | Inactive |  | 00005397J6 | 1962 | RITE ENGINEERING | WT - Water Tube Boiler | HWHT - Hot Water Heat | 5/31/1998
COLUMBAN FATHERS | 1500 CALHOUN | ST COLUMBANS | NE | 68056 | SARPY | NE16282 | Inactive |  | 0-672 | 1962 | WEIL MCLAIN |  | STHT - Steam-Heat | 5/31/2003
COLUMBAN FATHERS | 1500 CALHOUN | ST COLUMBANS | NE | 68056 | SARPY | NE16283 | Inactive |  | 5398J6 | 1962 | RITE ENGINEERING | WT - Water Tube Boiler | HWSD - Hot Water Dom/Potable | 5/31/1998
COLUMBAN FATHERS | 1500 CALHOUN | ST COLUMBANS | NE | 68056 | SARPY | NE16284 | Inactive |  | A36320 | 1962 | FITZGIBBONS | FT - Firetube Boiler | STHT - Steam-Heat | 5/31/1994
Buffalo County Detention Cntr | 1500 Central Ave | Kearney | NE | 68847-6020 | Buffalo | NE10127 | Scrapped/Junked | 107717 | URNG0306G0183 | 2006 | Ruud-Rheem | CHWH - ASME/Fired Water Heater | HWSD - Hot Water Dom/Potable | 6/30/2008
Kinship Pointe McCook | 1500 E 11th St | McCook | NE | 69001-3489 | Red Willow | NE18470 | Active | 115650 | 9406115650 | 1994 | Raypak | CPFT - Horiz Cpr Fin Boiler | HWHT - Hot Water Heat | 4/30/2026
Kinship Pointe McCook | 1500 E 11th St | McCook | NE | 69001-3489 | Red Willow | NE18471 | Active | 115651 | 5651 | 1994 | Raypak | CPFT - Horiz Cpr Fin Boiler | HWHT - Hot Water Heat | 4/30/2026
Kinship Pointe McCook | 1500 E 11th St | McCook | NE | 69001-3489 | Red Willow | NE19362 | Exempt 1999 LB-66 |  | 0000002657 | 1994 | VANGUARD | AHWH - ANSI/Fired Water Htr | HWSD - Hot Water Dom/Potable | 4/30/2000
Kinship Pointe McCook | 1500 E 11th St | McCook | NE | 69001-3489 | Red Willow | NE19363 | Exempt 1999 LB-66 |  |  | 1994 | VANGUARD | AHWH - ANSI/Fired Water Htr | HWSD - Hot Water Dom/Potable | 4/30/2000
Kinship Pointe McCook | 1500 E 11th St | McCook | NE | 69001-3489 | Red Willow | NE19364 | Exempt 1999 LB-66 |  |  | 1994 | VANGUARD | AHWH - ANSI/Fired Water Htr | HWSD - Hot Water Dom/Potable | 4/30/2000
Kinship Pointe McCook | 1500 E 11th St | McCook | NE | 69001-3489 | Red Willow | NE19365 | Exempt 1999 LB-66 |  |  | 1994 | VANGUARD | AHWH - ANSI/Fired Water Htr | HWSD - Hot Water Dom/Potable | 4/30/2000
Kinship Pointe McCook | 1500 E 11th St | McCook | NE | 69001-3489 | Red Willow | NE19366 | Exempt 1999 LB-66 |  |  | 1994 | VANGUARD | AHWH - ANSI/Fired Water Htr | HWSD - Hot Water Dom/Potable | 4/30/2000
Kinship Pointe McCook | 1500 E 11th St | McCook | NE | 69001-3489 | Red Willow | NE21112 | Exempt 1999 LB-66 |  | 4124 | 1994 | VANGUARD | AHWH - ANSI/Fired Water Htr | HWSD - Hot Water Dom/Potable | 4/30/2000
Kinship Pointe McCook | 1500 E 11th St | McCook | NE | 69001-3489 | Red Willow | NE21190 | Exempt 1999 LB-66 |  | 2898 | 1993 | VANGUARD | AHWH - ANSI/Fired Water Htr | HWSD - Hot Water Dom/Potable | 4/30/2000
Crete Middle School | 1500 E 15th St | Crete | NE | 68333-1936 | Saline | NE09893 | Active | 40809 | AP10366586X3291 | 2002 | Crown | COOK - Fired Cooker | COOK - Cooker/Kettle | 6/30/2026
Crete Middle School | 1500 E 15th St | Crete | NE | 68333-1936 | Saline | NE09894 | Active | 40808 | AP10366576X3290 | 2002 | Crown | COOK - Fired Cooker | 0023 - Water Heated Cooker | 6/30/2026
Crete Middle School | 1500 E 15th St | Crete | NE | 68333-1936 | Saline | NE25301 | Scrapped/Junked | 9753 | 98E-7177 | 1998 | Aldrich | FTFB - Firetube-Firebox Boiler | HWHT - Hot Water Heat | 6/30/2020
Crete Middle School | 1500 E 15th St | Crete | NE | 68333-1936 | Saline | NE25302 | Scrapped/Junked | 9756 | 98E-7180 | 1998 | Aldrich | FTFB - Firetube-Firebox Boiler | HWHT - Hot Water Heat | 6/30/2020
Crete Middle School | 1500 E 15th St | Crete | NE | 68333-1936 | Saline | NE29060 | Active | 9391 | 19-HE079702719 | 2019 | Riello | WT - Water Tube Boiler | GLYC - Glycol Bldg Heat Sys | 6/30/2026
Crete Middle School | 1500 E 15th St | Crete | NE | 68333-1936 | Saline | NE29061 | Active | 9392 | 19-HE079712719 | 2019 | Riello | WT - Water Tube Boiler | GLYC - Glycol Bldg Heat Sys | 6/30/2026
Crete Middle School | 1500 E 15th St | Crete | NE | 68333-1936 | Saline | NE29062 | Active | 9415 | 19-HE079942819 | 2019 | Riello | WT - Water Tube Boiler | GLYC - Glycol Bldg Heat Sys | 6/30/2026
Crete Middle School | 1500 E 15th St | Crete | NE | 68333-1936 | Saline | NE29063 | Active | 9417 | 19-HE079962819 | 2019 | Riello | WT - Water Tube Boiler | GLYC - Glycol Bldg Heat Sys | 6/30/2026
Crete Middle School | 1500 E 15th St | Crete | NE | 68333-1936 | Saline | NE29064 | Active | 10023 | 19-HE086094519 | 2019 | Riello | WT - Water Tube Boiler | GLYC - Glycol Bldg Heat Sys | 6/30/2026
Crete Middle School | 1500 E 15th St | Crete | NE | 68333-1936 | Saline | NE29065 | Active | 10019 | 19-HE086054519 | 2019 | Riello | WT - Water Tube Boiler | GLFH - Glycol Floor Heat System | 6/30/2026
Crete Middle School | 1500 E 15th St | Crete | NE | 68333-1936 | Saline | NE29066 | Active | 10022 | 19-HE086084519 | 2019 | Riello | WT - Water Tube Boiler | GLYC - Glycol Bldg Heat Sys | 6/30/2026
Crete Middle School | 1500 E 15th St | Crete | NE | 68333-1936 | Saline | NE29067 | Active | 10021 | 19-HE086074519 | 2019 | Riello | WT - Water Tube Boiler | GLYC - Glycol Bldg Heat Sys | 6/30/2026
Crete Middle School | 1500 E 15th St | Crete | NE | 68333-1936 | Saline | NE32761 | Scrapped/Junked |  | P-3077 | 1975 | KEWANEE | FT - Firetube Boiler | STHT - Steam-Heat | 6/30/1998
Crete Middle School | 1500 E 15th St | Crete | NE | 68333-1936 | Saline | NE32762 | Scrapped/Junked |  | P-3078 | 1975 | KEWANEE | FT - Firetube Boiler | STHT - Steam-Heat | 6/30/1998
Progressive Nutrition | 1500 E Omaha Ave | Norfolk | NE | 68701-6194 | Madison | NE04210 | Scrapped/Junked | 22217 | 9999 | 1987 | CLAY | COBL - Coil Type Boiler | PROC - Process Steam | 7/31/2014
Progressive Nutrition | 1500 E Omaha Ave | Norfolk | NE | 68701-6194 | Madison | NE25223 | Inactive | 25373 | 25373 | 2014 | CLAYTON | COBL - Coil Type Boiler | PROC - Process Steam | 7/31/2023
Progressive Nutrition | 1500 E Omaha Ave | Norfolk | NE | 68701-6194 | Madison | NE42531 | Active | 33582 | L-59878 | 1974 | Cleaver Brooks | FTHT - Firetube Horizontal | PROC - Process Steam | 1/31/2026
Mitcheltree Apartments | 1500 E St | Lincoln | NE | 68508-3336 | Lancaster | NE40555 | Scrapped/Junked | n/a | 61-2500 | 1977 | Peerless | CI - Cast Iron | HWHT - Hot Water Heat | 10/31/2023
Syracuse High School | 1500 Education Dr | Syracuse | NE | 68446 | Otoe | NE16376 | Out of Service | 23998 | WT9327-90103 | 1990 | CLVR | COOK - Fired Cooker | 0021 - Steam Supp Cooker/Kettle | 3/31/2011
Syracuse High School | 1500 Education Dr | Syracuse | NE | 68446 | Otoe | NE17815 | Scrapped/Junked | n/a | LE91-0005011-880 | 1991 | AOSM | CHWH - ASME/Fired Water Heater | HWSD - Hot Water Dom/Potable | 3/31/2015
Syracuse High School | 1500 Education Dr | Syracuse | NE | 68446 | Otoe | NE19303 | Active | 8627 | 96-E5561 | 1996 | ALES | FTVT - Firetube Vertical TB | HWHT - Hot Water Heat | 3/31/2026
Syracuse High School | 1500 Education Dr | Syracuse | NE | 68446 | Otoe | NE19304 | Active | 8577 | 96-E5485 | 1996 | ALES | FTVT - Firetube Vertical TB | HWHT - Hot Water Heat | 3/31/2026
Syracuse High School | 1500 Education Dr | Syracuse | NE | 68446 | Otoe | NE24252 | Out of Service | 50983 | LH990858712 | 1999 | AOSM | CHWH - ASME/Fired Water Heater | HWSD - Hot Water Dom/Potable | 3/31/2021
Syracuse High School | 1500 Education Dr | Syracuse | NE | 68446 | Otoe | NE32995 | Inactive | 37996 | R6438 | 1984 | Kewanee | FTFB - Firetube-Firebox Boiler | HWHT - Hot Water Heat | 3/31/2014
Syracuse Middle School | 1500 Education Dr | Syracuse | NE | 68446 | Otoe | NE18626 | Active | 126746 | 0926R000160 | 2009 | AO SMITH | FTVT - Firetube Vertical TB | HWSD - Hot Water Dom/Potable | 3/31/2026
Syracuse Middle School | 1500 Education Dr | Syracuse | NE | 68446 | Otoe | NE18627 | Active | 127430 | 0926R000161 | 2009 | AO SMITH | FTVT - Firetube Vertical TB | HWSD - Hot Water Dom/Potable | 3/31/2026
Syracuse Middle School | 1500 Education Dr | Syracuse | NE | 68446 | Otoe | NE18628 | Active | 295183 | 0904295183 | 2009 | Raypak | CPFT - Horiz Cpr Fin Boiler | HWHT - Hot Water Heat | 3/31/2026
Syracuse Middle School | 1500 Education Dr | Syracuse | NE | 68446 | Otoe | NE18629 | Active | 295240 | 0904295240 | 2009 | Raypak | CPFT - Horiz Cpr Fin Boiler | HWHT - Hot Water Heat | 3/31/2026
HENDERSON PUBLIC SCHOOLS | 1500 FRONT ST | HENDERSON | NE | 68371 | YORK | NE20168 | Exempt 1999 LB-66 |  | 0590D01174 | 1990 | RUUD | AHWH - ANSI/Fired Water Htr | HWSD - Hot Water Dom/Potable | 8/31/1999
HENDERSON PUBLIC SCHOOLS | 1500 FRONT ST | HENDERSON | NE | 68371 | YORK | NE20169 | Exempt 1999 LB-66 |  | 0590D01161 | 1990 | RUUD | AHWH - ANSI/Fired Water Htr | HWSD - Hot Water Dom/Potable | 8/31/1999
HENDERSON PUBLIC SCHOOLS | 1500 FRONT ST | HENDERSON | NE | 68371 | YORK | NE20170 | Exempt 1999 LB-66 |  | 000001090D04383 | 1990 | RHEEM MANUFACTURING CO | AHWH - ANSI/Fired Water Htr | HWSD - Hot Water Dom/Potable | 8/31/1999
HENDERSON PUBLIC SCHOOLS | 1500 FRONT ST | HENDERSON | NE | 68371 | YORK | NE20171 | Exempt 1999 LB-66 |  | 1090D04384 | 1990 | RHEEM MANUFACTURING CO | AHWH - ANSI/Fired Water Htr | HWSD - Hot Water Dom/Potable | 8/31/1999
HENDERSON PUBLIC SCHOOLS | 1500 FRONT ST | HENDERSON | NE | 68371 | YORK | NE30240 | Scrapped/Junked |  | K7290 | 1958 | KEWANEE | FTFB - Firetube-Firebox Boiler | HWHT - Hot Water Heat | 11/30/2009
HENDERSON PUBLIC SCHOOLS | 1500 FRONT ST | HENDERSON | NE | 68371 | YORK | NE30241 | Scrapped/Junked |  | F8-129 | 1953 | KEWANEE | FTFB - Firetube-Firebox Boiler | HWHT - Hot Water Heat | 11/30/2009
Faith Regional East Hospital | 1500 Koenigstein Ave | Norfolk | NE | 68701-3664 | Madison | NE03367 | Active | 36987 | R5418 | 1983 | Kewanee | FTSM - FTS Marine Dry Back | PROC - Process Steam | 7/31/2026
Faith Regional East Hospital | 1500 Koenigstein Ave | Norfolk | NE | 68701-3664 | Madison | NE05070 | Active | 14424 | 04175 | 1949 | Kewanee | FTLO - Firetube Locomotive Type | PROC - Process Steam | 6/30/2026
Faith Regional East Hospital | 1500 Koenigstein Ave | Norfolk | NE | 68701-3664 | Madison | NE05071 | Out of Service | 14425 | O-4175 | 1949 | Kewanee | FTLO - Firetube Locomotive Type | BSUP - Bldg Heat & Process | 6/30/2015
Faith Regional East Hospital | 1500 Koenigstein Ave | Norfolk | NE | 68701-3664 | Madison | NE35363 | Active | 21342 | NB21342 | 1966 | Kewanee | FTSM - FTS Marine Dry Back | BSUP - Bldg Heat & Process | 8/31/2026
BEEF AMERICA INC | 1500 Logan St | Norfolk | NE | 68701-6500 | MADISON | NE15451 | Inactive | 44313 |  | 1992 | KEWANEE | FT - Firetube Boiler | PROC - Process Steam | 9/30/1998
Department Of Transportation | 1500 Nebraska Pkwy | Lincoln | NE | 68502-5480 | Lancaster | NE28460 | Active | 421 | 120196A | 2019 | Les Inc/Aldrich Co | FTVT - Firetube Vertical TB | HWHT - Hot Water Heat | 7/31/2026
Department Of Transportation | 1500 Nebraska Pkwy | Lincoln | NE | 68502-5480 | Lancaster | NE28461 | Active | 422 | 120196B | 2019 | Les Inc/Aldrich Co | FTVT - Firetube Vertical TB | HWHT - Hot Water Heat | 7/31/2026
Department Of Transportation | 1500 Nebraska Pkwy | Lincoln | NE | 68502-5480 | Lancaster | NE30782 | Scrapped/Junked | 8774 | 96E-5717 | 1996 | Aldrich | FTVT - Firetube Vertical TB | HWDP - Hotwater Heat & Dom Supply | 7/31/2015
Department Of Transportation | 1500 Nebraska Pkwy | Lincoln | NE | 68502-5480 | Lancaster | NE30783 | Scrapped/Junked | 8785 | 96E-5728 | 1996 | Aldrich | FTVT - Firetube Vertical TB | HWHT - Hot Water Heat | 7/31/2023
Department Of Transportation | 1500 Nebraska Pkwy | Lincoln | NE | 68502-5480 | Lancaster | NE30784 | Active | 8787 | 96E-5730 | 1996 | Aldrich | FTVT - Firetube Vertical TB | HWHT - Hot Water Heat | 7/31/2026
Department Of Transportation | 1500 Nebraska Pkwy | Lincoln | NE | 68502-5480 | Lancaster | NE30785 | Active | 8768 | 96E-5710 | 1996 | Aldrich | FTVT - Firetube Vertical TB | HWHT - Hot Water Heat | 7/31/2026
Department Of Transportation | 1500 Nebraska Pkwy | Lincoln | NE | 68502-5480 | Lancaster | NE30786 | Active | 8789 | 96E-5732 | 1996 | Aldrich | FTVT - Firetube Vertical TB | HWHT - Hot Water Heat | 7/31/2026
Department Of Transportation | 1500 Nebraska Pkwy | Lincoln | NE | 68502-5480 | Lancaster | NE30787 | Active | 8786 | 96E-5729 | 1996 | Aldrich | FTVT - Firetube Vertical TB | HWHT - Hot Water Heat | 7/31/2026
Department Of Transportation | 1500 Nebraska Pkwy | Lincoln | NE | 68502-5480 | Lancaster | NE30788 | Scrapped/Junked | 8791 | 96E-5734 | 1996 | Aldrich | FTVT - Firetube Vertical TB | HWHT - Hot Water Heat | 7/31/2022
Department Of Transportation | 1500 Nebraska Pkwy | Lincoln | NE | 68502-5480 | Lancaster | NE30789 | Scrapped/Junked | 8778 | 96E-5721 | 1996 | Aldrich | FTVT - Firetube Vertical TB | HWDP - Hotwater Heat & Dom Supply | 7/31/2015
Department Of Transportation | 1500 Nebraska Pkwy | Lincoln | NE | 68502-5480 | Lancaster | NE30790 | Active | 8788 | 96E-5731 | 1996 | Aldrich | FTFB - Firetube-Firebox Boiler | STHT - Steam-Heat | 7/31/2026
Department Of Transportation | 1500 Nebraska Pkwy | Lincoln | NE | 68502-5480 | Lancaster | NE30791 | Active | 8792 | 96E-5735 | 1996 | Aldrich | FTFB - Firetube-Firebox Boiler | STHT - Steam-Heat | 7/31/2026
Department Of Transportation | 1500 Nebraska Pkwy | Lincoln | NE | 68502-5480 | Lancaster | NE30792 | Inactive | 8790 | 96E-5733 | 1996 | ALDR | FTFB - Firetube-Firebox Boiler | STHT - Steam-Heat | 7/31/2009
Department Of Transportation | 1500 Nebraska Pkwy | Lincoln | NE | 68502-5480 | Lancaster | NE42328 | Active | 21281 | 23F-9189 | 2023 | Aldrich | FTVT - Firetube Vertical TB | HWHT - Hot Water Heat | 7/31/2026
Department Of Transportation | 1500 Nebraska Pkwy | Lincoln | NE | 68502-5480 | Lancaster | NE42329 | Active | 21280 | 23F-9188 | 2023 | Aldrich | FTVT - Firetube Vertical TB | HWHT - Hot Water Heat | 7/31/2026
OHA/Pine Tower Apts | 1500 Pine St | Omaha | NE | 68108-3576 | Douglas | NE07615 | Scrapped/Junked | 76309 | A03-129 | 2002 | STAT | CHWH - ASME/Fired Water Heater | HWSD - Hot Water Dom/Potable | 3/31/2022
OHA/Pine Tower Apts | 1500 Pine St | Omaha | NE | 68108-3576 | Douglas | NE07616 | Scrapped/Junked | 76306 | A03-126 | 2002 | STAT | CHWH - ASME/Fired Water Heater | HWSD - Hot Water Dom/Potable | 3/31/2024
OHA/Pine Tower Apts | 1500 Pine St | Omaha | NE | 68108-3576 | Douglas | NE07617 | Scrapped/Junked | 71235 | E-01-255 | 2001 | STAT | CHWH - ASME/Fired Water Heater | HWSD - Hot Water Dom/Potable | 3/31/2016
OHA/Pine Tower Apts | 1500 Pine St | Omaha | NE | 68108-3576 | Douglas | NE16451 | Scrapped/Junked | 25858 |  | 1991 | LOCHINVAR | CHWH - ASME/Fired Water Heater | HWSD - Hot Water Dom/Potable | 3/31/2002
OHA/Pine Tower Apts | 1500 Pine St | Omaha | NE | 68108-3576 | Douglas | NE16452 | Scrapped/Junked | 25861 |  | 1991 | LOCHINVAR | CPFH - Copper Fin Water Heater | HWSD - Hot Water Dom/Potable | 3/31/2001
OHA/Pine Tower Apts | 1500 Pine St | Omaha | NE | 68108-3576 | Douglas | NE16453 | Scrapped/Junked | 25857 |  | 1991 | LOCHINVAR | CHWH - ASME/Fired Water Heater | HWSD - Hot Water Dom/Potable | 3/31/2002
OHA/Pine Tower Apts | 1500 Pine St | Omaha | NE | 68108-3576 | Douglas | NE17345 | Active | n/a | 211A791904 | 1992 | Peerless | CI - Cast Iron | HWHT - Hot Water Heat | 3/31/2025
OHA/Pine Tower Apts | 1500 Pine St | Omaha | NE | 68108-3576 | Douglas | NE17346 | Active | n/a | 79180492 | 1992 | Peerless | CI - Cast Iron | HWHT - Hot Water Heat | 3/31/2026
OHA/Pine Tower Apts | 1500 Pine St | Omaha | NE | 68108-3576 | Douglas | NE26285 | Scrapped/Junked | 108377 | 123377 | 2014 | Bradford White | CHWH - ASME/Fired Water Heater | HWSD - Hot Water Dom/Potable | 3/31/2024
OHA/Pine Tower Apts | 1500 Pine St | Omaha | NE | 68108-3576 | Douglas | NE42270 | Active | 306800 | 306800 | 2023 | State Industries | CHWH - ASME/Fired Water Heater | HWSD - Hot Water Dom/Potable | 3/31/2026
OHA/Pine Tower Apts | 1500 Pine St | Omaha | NE | 68108-3576 | Douglas | NE42271 | Active | 294964 | 294964 | 2023 | State Industries | CHWH - ASME/Fired Water Heater | HWSD - Hot Water Dom/Potable | 3/31/2026
OHA/Pine Tower Apts | 1500 Pine St | Omaha | NE | 68108-3576 | Douglas | NE42272 | Active | 309401 | 309401 | 2023 | State Industries | CHWH - ASME/Fired Water Heater | HWSD - Hot Water Dom/Potable | 3/31/2026
Tyson Lexington Beef Plant | 1500 Plum Creek Pkwy | Lexington | NE | 68850-2648 | Dawson | NE04709 | Active | 8075 | 860902 | 1989 | Johnston Boiler Co. | FTSM - FTS Marine Dry Back | PROC - Process Steam | 10/31/2026
Tyson Lexington Beef Plant | 1500 Plum Creek Pkwy | Lexington | NE | 68850-2648 | Dawson | NE04710 | Active | 8076 | 860903 | 1989 | Johnston Boiler Co. | FTSM - FTS Marine Dry Back | PROC - Process Steam | 10/31/2026
Tyson Lexington Beef Plant | 1500 Plum Creek Pkwy | Lexington | NE | 68850-2648 | Dawson | NE04711 | Active | 8074 | 8074 | 1989 | Johnston Boiler Co. | FTSM - FTS Marine Dry Back | PROC - Process Steam | 10/31/2026
Tyson Lexington Beef Plant | 1500 Plum Creek Pkwy | Lexington | NE | 68850-2648 | Dawson | NE04712 | Active | 8133 | 8133 | 1989 | Johnston Boiler Co. | FTSM - FTS Marine Dry Back | PROC - Process Steam | 10/31/2026
Tyson Lexington Beef Plant | 1500 Plum Creek Pkwy | Lexington | NE | 68850-2648 | Dawson | NE08651 | Exempt | 176503 | 0 | 1995 | Sullivan Machinery | UFPV - Unfired Pressure Vessel | 0035 - Ammonia Separator | 3/31/2018
Tyson Lexington Beef Plant | 1500 Plum Creek Pkwy | Lexington | NE | 68850-2648 | Dawson | NE08652 | Exempt | 88114 | 1 | 1989 | Frick Co | UFPV - Unfired Pressure Vessel | 0035 - Ammonia Separator | 3/31/2018
Tyson Lexington Beef Plant | 1500 Plum Creek Pkwy | Lexington | NE | 68850-2648 | Dawson | NE08653 | Exempt | 88045 | 2 | 1989 | Frick Co | UFPV - Unfired Pressure Vessel | 0035 - Ammonia Separator | 3/31/2018
Tyson Lexington Beef Plant | 1500 Plum Creek Pkwy | Lexington | NE | 68850-2648 | Dawson | NE08654 | Exempt | 88112 | 6 | 1989 | Frick Co | UFPV - Unfired Pressure Vessel | 0035 - Ammonia Separator | 3/31/2018
Tyson Lexington Beef Plant | 1500 Plum Creek Pkwy | Lexington | NE | 68850-2648 | Dawson | NE08655 | Exempt | 88121 | 4 | 1989 | Frick Co | UFPV - Unfired Pressure Vessel | 0035 - Ammonia Separator | 3/31/2018
Tyson Lexington Beef Plant | 1500 Plum Creek Pkwy | Lexington | NE | 68850-2648 | Dawson | NE08656 | Exempt | 88115 | 5 | 1989 | Frick Co | UFPV - Unfired Pressure Vessel | 0035 - Ammonia Separator | 3/31/2018
Tyson Lexington Beef Plant | 1500 Plum Creek Pkwy | Lexington | NE | 68850-2648 | Dawson | NE08657 | Exempt | 88117 | 3 | 1989 | Frick Co | UFPV - Unfired Pressure Vessel | 0035 - Ammonia Separator | 3/31/2018
Tyson Lexington Beef Plant | 1500 Plum Creek Pkwy | Lexington | NE | 68850-2648 | Dawson | NE08658 | Exempt | 88120 | 7 | 1989 | Frick Co | UFPV - Unfired Pressure Vessel | 0035 - Ammonia Separator | 3/31/2018
Tyson Lexington Beef Plant | 1500 Plum Creek Pkwy | Lexington | NE | 68850-2648 | Dawson | NE08659 | Exempt | 141721 | 9 | 2000 | Frick Co | UFPV - Unfired Pressure Vessel | 0035 - Ammonia Separator | 3/31/2018
Tyson Lexington Beef Plant | 1500 Plum Creek Pkwy | Lexington | NE | 68850-2648 | Dawson | NE08660 | Exempt | 87201 | 8 | 1989 | Frick Co | UFPV - Unfired Pressure Vessel | 0035 - Ammonia Separator | 3/31/2018
Tyson Lexington Beef Plant | 1500 Plum Creek Pkwy | Lexington | NE | 68850-2648 | Dawson | NE08991 | Out of Service | 33 | J-687/090235 | 2000 | Eco | ECON - Boiler Economizer | ECON - Boiler Economizer | 8/31/2024
Tyson Lexington Beef Plant | 1500 Plum Creek Pkwy | Lexington | NE | 68850-2648 | Dawson | NE22406 | Exempt 1999 LB-66 |  | 037405911 | 1974 | Ruud-Rheem |  |  | 8/31/1999
Tyson Lexington Beef Plant | 1500 Plum Creek Pkwy | Lexington | NE | 68850-2648 | Dawson | NE22417 | Active | 9494 | 9725-01 | 1998 | Johnston Boiler Co. | FTSM - FTS Marine Dry Back | PROC - Process Steam | 10/31/2026
Tyson Lexington Beef Plant | 1500 Plum Creek Pkwy | Lexington | NE | 68850-2648 | Dawson | NE22418 | Out of Service | 939 | 97-1759 | 1998 | Eco | ECON - Boiler Economizer | ECON - Boiler Economizer | 8/31/2025
Tyson Lexington Beef Plant | 1500 Plum Creek Pkwy | Lexington | NE | 68850-2648 | Dawson | NE23216 | Out of Service | 90 | 90-10-0 | 1990 | Econo Fab | ECON - Boiler Economizer | ECON - Boiler Economizer | 8/31/2017
Tyson Lexington Beef Plant | 1500 Plum Creek Pkwy | Lexington | NE | 68850-2648 | Dawson | NE23217 | Out of Service | 898 | J-536-1/97-1675B | 1997 | Eco | ECON - Boiler Economizer | ECON - Boiler Economizer | 7/31/2025
Tyson Lexington Beef Plant | 1500 Plum Creek Pkwy | Lexington | NE | 68850-2648 | Dawson | NE23218 | Out of Service | 897 | J-536-2/97-167-5A | 1997 | Rahm Fab | ECON - Boiler Economizer | ECON - Boiler Economizer | 8/31/2025
Tyson Lexington Beef Plant | 1500 Plum Creek Pkwy | Lexington | NE | 68850-2648 | Dawson | NE28387 | Exempt | 31077 | 54454 | 2020 | Refrigeration Vessels and Systems Corporation | UFPV - Unfired Pressure Vessel | 0017 - Ammonia Receiver | 4/16/2020
Tyson Lexington Beef Plant | 1500 Plum Creek Pkwy | Lexington | NE | 68850-2648 | Dawson | NE35534 | Scrapped/Junked |  | G210 | 1974 | Amst | CI - Cast Iron |  | 8/31/2000
Tyson Lexington Beef Plant | 1500 Plum Creek Pkwy | Lexington | NE | 68850-2648 | Dawson | NE35535 | Scrapped/Junked | N/A | 1B | 1971 | American Standard | CI - Cast Iron | HWHT - Hot Water Heat | 9/30/2014
Tyson Lexington Beef Plant | 1500 Plum Creek Pkwy | Lexington | NE | 68850-2648 | Dawson | NE43139 | Active | 33634 | 23p138067 | 2024 | RVS | UTNK - Unfired Vertical Tank | AMOC - Ammonia Sep Oil Cooler | 1/31/2027
Tyson Lexington Beef Plant | 1500 Plum Creek Pkwy | Lexington | NE | 68850-2648 | Dawson | NE43804 | Active | 33847 | 22p130151 | 2024 | RVS | UFPV - Unfired Pressure Vessel | OILC - Oil Coler | 10/31/2027
Tyson Lexington Beef Plant | 1500 Plum Creek Pkwy | Lexington | NE | 68850-2648 | Dawson | NE43805 | Active | 3746 | 69080 | 2023 | Vahterus | UFPV - Unfired Pressure Vessel | HTEX - Heat Exchanger | 10/31/2027
Tyson Lexington Beef Plant | 1500 Plum Creek Pkwy | Lexington | NE | 68850-2648 | Dawson | NE43806 | Active | 33847 | 22p130151 | 2024 | RVS | UFPV - Unfired Pressure Vessel | 0017 - Ammonia Receiver | 10/31/2027
Tyson Lexington Beef Plant | 1500 Plum Creek Pkwy | Lexington | NE | 68850-2648 | Dawson | NE43807 | Active | 3747 | 69081 | 2023 | Vahterus | UFPV - Unfired Pressure Vessel | HTEX - Heat Exchanger | 10/31/2027
Tyson Lexington Beef Plant | 1500 Plum Creek Pkwy | Lexington | NE | 68850-2648 | Dawson | NE43808 | Active | 33848 | 22p130152 | 2024 | RVS | UFPV - Unfired Pressure Vessel | 0017 - Ammonia Receiver | 10/31/2027
Daycos | 1500 Riverside Blvd | Norfolk | NE | 68701-2276 | Madison | NE25684 | Active | 318147 | I14H10318147 | 2014 | Lochinvar | WTSS - Watertube SS Steel | HWHT - Hot Water Heat | 2/28/2026
Daycos | 1500 Riverside Blvd | Norfolk | NE | 68701-2276 | Madison | NE25685 | Active | 318160 | I14H10318160 | 2014 | Lochinvar | WTSS - Watertube SS Steel | HWHT - Hot Water Heat | 2/28/2026
Gering High School | 1500 U St | Gering | NE | 69341-2049 | SCOTTS BLUFF | NE07368 | Inactive | 182447 | C07182447 | 2007 | Teledyne Laars | CPFT - Horiz Cpr Fin Boiler | HWSD - Hot Water Dom/Potable | 5/31/2018
Gering High School | 1500 U St | Gering | NE | 69341-2049 | SCOTTS BLUFF | NE07369 | Inactive | 183123 | C07183123 | 2007 | Teledyne Laars | CPFT - Horiz Cpr Fin Boiler | HWSD - Hot Water Dom/Potable | 5/31/2018
Gering High School | 1500 U St | Gering | NE | 69341-2049 | SCOTTS BLUFF | NE08589 | Scrapped/Junked | 18876 | LC021603396110 | 2002 | AO SMITH | CHWH - ASME/Fired Water Heater | HWSD - Hot Water Dom/Potable | 6/30/2007
Gering High School | 1500 U St | Gering | NE | 69341-2049 | SCOTTS BLUFF | NE09192 | Inactive | 183848 | A07183848 | 2007 | Teledyne Laars | COWH - Coil Type Water Heater | HWHT - Hot Water Heat | 5/31/2018
Gering High School | 1500 U St | Gering | NE | 69341-2049 | SCOTTS BLUFF | NE09193 | Inactive | 181885 | A07181885 | 2007 | Teledyne Laars | COWH - Coil Type Water Heater | HWHT - Hot Water Heat | 5/31/2018
Gering High School | 1500 U St | Gering | NE | 69341-2049 | SCOTTS BLUFF | NE23556 | Scrapped/Junked | 44405 | 7666 | 1998 | AO SMITH | CHWH - ASME/Fired Water Heater | HWSD - Hot Water Dom/Potable | 7/31/2002
Gering High School | 1500 U St | Gering | NE | 69341-2049 | SCOTTS BLUFF | NE27596 | Active | 290039 | C18 290039 | 2018 | Teledyne Laars | WT - Water Tube Boiler | HWSD - Hot Water Dom/Potable | 5/31/2026
Gering High School | 1500 U St | Gering | NE | 69341-2049 | SCOTTS BLUFF | NE27597 | Out of Service | 290040 | C18 290040 | 2018 | Teledyne Laars | WT - Water Tube Boiler | HWSD - Hot Water Dom/Potable | 5/31/2023
Gering High School | 1500 U St | Gering | NE | 69341-2049 | SCOTTS BLUFF | NE27821 | Active | 290055 | A 18 290055 | 2018 | Laars | WT - Water Tube Boiler | HWHT - Hot Water Heat | 5/31/2026
Gering High School | 1500 U St | Gering | NE | 69341-2049 | SCOTTS BLUFF | NE27822 | Active | 290054 | A 18 290054 | 2018 | Laars | WT - Water Tube Boiler | HWHT - Hot Water Heat | 5/31/2026
Gering High School | 1500 U St | Gering | NE | 69341-2049 | SCOTTS BLUFF | NE31390 | Scrapped/Junked |  | L32696 | 1964 | CLEAVER BROOKS | FT - Firetube Boiler | HWHT - Hot Water Heat | 6/30/2007
Gering High School | 1500 U St | Gering | NE | 69341-2049 | SCOTTS BLUFF | NE31391 | Scrapped/Junked |  | L32697 | 1964 | CLEAVER BROOKS | FT - Firetube Boiler | HWHT - Hot Water Heat | 6/30/2007
UNL Student Health | 1500 U St | Lincoln | NE | 68588 | Lancaster | NE01380 | Inactive | 10113 | 20113 | 1981 | ELEC | ELBL - Electric Boiler | PROC - Process Steam | 1/31/2013
UNL Student Health | 1500 U St | Lincoln | NE | 68588 | Lancaster | NE09694 | Inactive | 9812 | SL84-9812Y3 | 1984 | AOSM | CHWH - ASME/Fired Water Heater | HWSD - Hot Water Dom/Potable | 5/31/2020
UNL Student Health | 1500 U St | Lincoln | NE | 68588 | Lancaster | NE09695 | Scrapped/Junked | 83976 | URNG1099G02276 | 1999 | RHEEM | CHWH - ASME/Fired Water Heater | HWSD - Hot Water Dom/Potable | 5/31/2022
UNL Student Health | 1500 U St | Lincoln | NE | 68588 | Lancaster | NE17610 | Inactive | 23931 | SS984445Y94 | 1994 | Primus | ELBL - Electric Boiler | PROC - Process Steam | 10/31/2006
The Oaks Senior Living Community | 1500 Vintage Hill Dr | Wayne | NE | 68787-1254 | WAYNE | NE05735 | Exempt 1999 LB-66 |  | 0484134 | 1995 | AO SMITH | AHWH - ANSI/Fired Water Htr | HWSD - Hot Water Dom/Potable | 10/31/1999
The Oaks Senior Living Community | 1500 Vintage Hill Dr | Wayne | NE | 68787-1254 | WAYNE | NE05736 | Exempt 1999 LB-66 |  | 0484136 | 1995 | AO SMITH | AHWH - ANSI/Fired Water Htr | HWSD - Hot Water Dom/Potable | 10/31/1999
The Oaks Senior Living Community | 1500 Vintage Hill Dr | Wayne | NE | 68787-1254 | WAYNE | NE05737 | Exempt 1999 LB-66 |  | 0479613 | 1995 | AO SMITH | AHWH - ANSI/Fired Water Htr | HWSD - Hot Water Dom/Potable | 10/31/1999
McCook Elementary School | 1500 W 3rd St | McCook | NE | 69001-2152 | Red Willow | NE06437 | Active | 13909 | 05F-1816 | 2005 | Aldrich/LES | FTVT - Firetube Vertical TB | GLYC - Glycol Bldg Heat Sys | 11/30/2026
McCook Elementary School | 1500 W 3rd St | McCook | NE | 69001-2152 | Red Willow | NE06438 | Active | 13908 | 05F-1815 | 2005 | Aldrich/LES | FTVT - Firetube Vertical TB | GLYC - Glycol Bldg Heat Sys | 11/30/2026
McCook Elementary School | 1500 W 3rd St | McCook | NE | 69001-2152 | Red Willow | NE33743 | Scrapped/Junked |  | 61 | 1949 | Fitzgibbons | FT - Firetube Boiler | STHT - Steam-Heat | 11/30/2005
Coin Laundry | 1500 W Military Ave | Fremont | NE | 68025-3810 | Dodge | NE40819 | Exempt 1999 LB-66 |  | M6880134412830 | 1988 | A. O. Smith | AHWH - ANSI/Fired Water Htr | HWSD - Hot Water Dom/Potable | 1/1/1900
City of Bellevue Office | 1500 Wall St | Bellevue | NE | 68005-3675 | Sarpy | NE29031 | Active | 88086 | G-20-1305 | 2020 | Aerco | FTVT - Firetube Vertical TB | HWHT - Hot Water Heat | 11/30/2026
Valmont Headquarters | 15000 Valmont Plz | Omaha | NE | 68154-5404 | Douglas | NE29264 | Active | 354732 | 20354732 | 2020 | Lochinvar | FT - Firetube Boiler | HWHT - Hot Water Heat | 6/30/2026
Valmont Headquarters | 15000 Valmont Plz | Omaha | NE | 68154-5404 | Douglas | NE29265 | Active | 354429 | 20354429 | 2020 | Lochinvar | FT - Firetube Boiler | HWHT - Hot Water Heat | 6/30/2026
Valmont Headquarters | 15000 Valmont Plz | Omaha | NE | 68154-5404 | Douglas | NE29266 | Active | 134162 | 19.PGT700.141.0436 | 2019 | Lochinvar | FT - Firetube Boiler | GLFH - Glycol Floor Heat System | 6/30/2026
H & H Shine Shop | 15005 Crest Rd | Papillion | NE | 68138-4498 | Sarpy | NE42073 | Active | 277836 | 21.WHTX.188.1433 | 2022 | PVI Industries | CHWH - ASME/Fired Water Heater | HWSP - Hot Water Non Potable Supply | 12/31/2025
H & H Shine Shop | 15005 Crest Rd | Papillion | NE | 68138-4498 | Sarpy | NE42074 | Active | 541895 | G22541895 | 2021 | Laars | WTSS - Watertube SS Steel | HWHF - Hot Water Heat-Floor | 12/31/2025
Divine Shepherd Lutheran Church-BMIC#434363 | 15005 Q St | Omaha | NE | 68137-2525 | Douglas | NE06708 | Active | 13950 | 05F-1857 | 2005 | ALES | FTVT - Firetube Vertical TB | HWHT - Hot Water Heat | 4/30/2026
Divine Shepherd Lutheran Church-BMIC#434363 | 15005 Q St | Omaha | NE | 68137-2525 | Douglas | NE06709 | Active | 13951 | 05F-1858 | 2005 | ALES | FTVT - Firetube Vertical TB | HWHT - Hot Water Heat | 4/30/2026
Divine Shepherd Lutheran Church-BMIC#434363 | 15005 Q St | Omaha | NE | 68137-2525 | Douglas | NE24753 | Active | 94001 | 94001 | 1998 | Pvi | FTVT - Firetube Vertical TB | HWHT - Hot Water Heat | 4/30/2026
Divine Shepherd Lutheran Church-BMIC#434363 | 15005 Q St | Omaha | NE | 68137-2525 | Douglas | NE24754 | Active | 94000 | 94000 | 1998 | Pvi | FT - Firetube Boiler | HWHT - Hot Water Heat | 4/30/2026
Fairbury Jr/Sr High School | 1501 9th St | Fairbury | NE | 68352-2164 | JEFFERSON | NE04647 | Scrapped/Junked | 69360 | 1088106060 | 1988 | Raypak | COBL - Coil Type Boiler | HWHT - Hot Water Heat | 2/28/2015
Fairbury Jr/Sr High School | 1501 9th St | Fairbury | NE | 68352-2164 | JEFFERSON | NE04648 | Scrapped/Junked | 69359 | 0988106059 | 1988 | Raypak | COBL - Coil Type Boiler | HWSD - Hot Water Dom/Potable | 2/28/2015
Fairbury Jr/Sr High School | 1501 9th St | Fairbury | NE | 68352-2164 | JEFFERSON | NE04650 | Scrapped/Junked | 31824 |  | 1989 | Unknown | FT - Firetube Boiler | PROC - Process Steam | 6/30/1999
Fairbury Jr/Sr High School | 1501 9th St | Fairbury | NE | 68352-2164 | JEFFERSON | NE04651 | Scrapped/Junked | 69361 | 1088106061 | 1988 | Raypak | COBL - Coil Type Boiler | HWHT - Hot Water Heat | 2/28/2011
Fairbury Jr/Sr High School | 1501 9th St | Fairbury | NE | 68352-2164 | JEFFERSON | NE18698 | Active | 17957 | 10F-5865 | 2010 | Aldrich | FTVT - Firetube Vertical TB | HWHT - Hot Water Heat | 2/28/2026
Fairbury Jr/Sr High School | 1501 9th St | Fairbury | NE | 68352-2164 | JEFFERSON | NE25236 | Active | 19222 | 14F-7130 | 2014 | Aldrich | FTVT - Firetube Vertical TB | HWHT - Hot Water Heat | 2/28/2026
Fairbury Jr/Sr High School | 1501 9th St | Fairbury | NE | 68352-2164 | JEFFERSON | NE25237 | Active | 6093 | 051419190 | 2014 | CAMUS | CPFH - Copper Fin Water Heater | HWSD - Hot Water Dom/Potable | 2/28/2026
FNBO-Parking Garage 7 | 1501 Dodge St | Omaha | NE | 68102 | Douglas | NE08480 | Scrapped/Junked | 11574 | B000383 | 2000 | PREC | ELBL - Electric Boiler | GLFH - Glycol Floor Heat System | 9/30/2018
Heartland Public Schools | 1501 Front St | Henderson | NE | 68371-8929 | York | NE13172 | Active | 51227 | G-08-1260 | 2008 | Aerco International | FTVT - Firetube Vertical TB | HWHT - Hot Water Heat | 11/30/2026
Heartland Public Schools | 1501 Front St | Henderson | NE | 68371-8929 | York | NE13173 | Active | 51228 | G-08-1261 | 2008 | Aerco International | FTVT - Firetube Vertical TB | HWHT - Hot Water Heat | 11/30/2026
Heartland Public Schools | 1501 Front St | Henderson | NE | 68371-8929 | York | NE20172 | Scrapped/Junked | n/a | L8378997 | 1983 | STAT | AHWH - ANSI/Fired Water Htr | HWSD - Hot Water Dom/Potable | 11/30/2019
Heartland Public Schools | 1501 Front St | Henderson | NE | 68371-8929 | York | NE20173 | Scrapped/Junked | n/a | K846-002192 | 1984 | STAT | AHWH - ANSI/Fired Water Htr | HWSD - Hot Water Dom/Potable | 11/30/2019
Heartland Public Schools | 1501 Front St | Henderson | NE | 68371-8929 | York | NE20174 | Scrapped/Junked | n/a | K846-002190 | 1984 | STAT | AHWH - ANSI/Fired Water Htr | HWSD - Hot Water Dom/Potable | 11/30/2015
Heartland Public Schools | 1501 Front St | Henderson | NE | 68371-8929 | York | NE20175 | Scrapped/Junked | n/a | K846-002189 | 1984 | STAT | AHWH - ANSI/Fired Water Htr | HWSD - Hot Water Dom/Potable | 11/30/2011
Heartland Public Schools | 1501 Front St | Henderson | NE | 68371-8929 | York | NE21090 | Active | n/a | 1060-09-0627 | 2009 | Aerco | CALU - Cast Aluminum | HWHT - Hot Water Heat | 11/30/2025
1501 Howard Building | 1501 Howard St | Omaha | NE | 68102-2703 | Douglas | NE22611 | Inactive | NA | 211-123721296 | 1996 | Peerless | CI - Cast Iron | STHT - Steam-Heat | 10/31/2018
Siouxland Ethanol | 1501 Knox Blvd | Jackson | NE | 68743-3060 | Dakota | NE07951 | Out of Service | 33 | ET006 | 2006 | Victory | WT - Water Tube Boiler | PROC - Process Steam | 11/30/2024
Siouxland Ethanol | 1501 Knox Blvd | Jackson | NE | 68743-3060 | Dakota | NE19038 | Scrapped/Junked | 288 | 662B | 2010 | Victory | ECON - Boiler Economizer | ECON - Boiler Economizer | 11/30/2015
Siouxland Ethanol | 1501 Knox Blvd | Jackson | NE | 68743-3060 | Dakota | NE25956 | Active | 463 | 12923 | 2015 | Victory | ECON - Boiler Economizer | ECON - Boiler Economizer | 11/30/2026
Siouxland Ethanol | 1501 Knox Blvd | Jackson | NE | 68743-3060 | Dakota | NE26705 | Out of Service | 29290 | A91-284W | 2007 | Aesys | FTSM - FTS Marine Dry Back | PROC - Process Steam | 12/31/2018
Siouxland Ethanol | 1501 Knox Blvd | Jackson | NE | 68743-3060 | Dakota | NE27494 | Active | 315 | 14343 | 2017 | VICTORY ENERGY | FTWB - FTS Marine Wet Back | PROC - Process Steam | 11/30/2026
Siouxland Ethanol | 1501 Knox Blvd | Jackson | NE | 68743-3060 | Dakota | NE29050 | Active | 358 | 4845 | 2020 | RENTEC | ECON - Boiler Economizer | ECON - Boiler Economizer | 11/30/2026
Siouxland Ethanol | 1501 Knox Blvd | Jackson | NE | 68743-3060 | Dakota | NE29051 | Active | 978 | 2019-31 | 2020 | RENTEC | WT - Water Tube Boiler | PROC - Process Steam | 11/30/2026
Lexington Airport Authority | 1501 N Airport Rd | Lexington | NE | 68850-3471 | Dawson | NE43676 | Active | 631697 | N1.25.02.00059 | 2025 | Lochinvar | FTSS - Firetube Stainless Steel | GLFH - Glycol Floor Heat System | 8/31/2026
Fairfield Inn & Suites | 1501 Nicholas St | Omaha | NE | 68102-4213 | Douglas | NE12565 | Scrapped/Junked | 118725 | J07M006584 | 2007 | A. O. Smith | CHWH - ASME/Fired Water Heater | HWSD - Hot Water Dom/Potable | 4/30/2022
Fairfield Inn & Suites | 1501 Nicholas St | Omaha | NE | 68102-4213 | Douglas | NE12566 | Scrapped/Junked | 122200 | 0802M002000 | 2008 | A. O. Smith | CHWH - ASME/Fired Water Heater | HWDP - Hotwater Heat & Dom Supply | 4/30/2014
Fairfield Inn & Suites | 1501 Nicholas St | Omaha | NE | 68102-4213 | Douglas | NE12567 | Active | 122201 | 0802N001998 | 2008 | A. O. Smith | CHWH - ASME/Fired Water Heater | HWSD - Hot Water Dom/Potable | 4/29/2024
Fairfield Inn & Suites | 1501 Nicholas St | Omaha | NE | 68102-4213 | Douglas | NE12568 | Scrapped/Junked | 122202 | 0802M001999 | 2008 | A. O. Smith | CHWH - ASME/Fired Water Heater | HWDP - Hotwater Heat & Dom Supply | 4/30/2014
Fairfield Inn & Suites | 1501 Nicholas St | Omaha | NE | 68102-4213 | Douglas | NE27114 | Active | 190678 | 1413M002056 | 2014 | AO SMITH | CHWH - ASME/Fired Water Heater | HWSD - Hot Water Dom/Potable | 4/29/2024
Fairfield Inn & Suites | 1501 Nicholas St | Omaha | NE | 68102-4213 | Douglas | NE27115 | Active | 190342 | 1413M002057 | 2014 | AO SMITH | CHWH - ASME/Fired Water Heater | HWSD - Hot Water Dom/Potable | 4/29/2024
Virtual Incision | 1501 Old Cheney Rd | Lincoln | NE | 68512-2505 | Lancaster | NE01410 | Scrapped/Junked | 3081 | PV216PX | 1999 | Fulton | FT - Firetube Boiler | HWHT - Hot Water Heat | 11/30/2017
Virtual Incision | 1501 Old Cheney Rd | Lincoln | NE | 68512-2505 | Lancaster | NE01411 | Scrapped/Junked | 3050 | PV197PX | 1999 | Fulton | FT - Firetube Boiler | HWHT - Hot Water Heat | 11/30/2017
Virtual Incision | 1501 Old Cheney Rd | Lincoln | NE | 68512-2505 | Lancaster | NE08862 | Exempt | 71238 | 71238 | 1999 | TRANE | SHEL - Shell Side of Htxchn | 0043 - Hydroflourocarbon Refrig | 11/30/2006
Virtual Incision | 1501 Old Cheney Rd | Lincoln | NE | 68512-2505 | Lancaster | NE08863 | Exempt | 71237 | 71237 | 1999 | TRANE | SHEL - Shell Side of Htxchn | 0043 - Hydroflourocarbon Refrig | 1/30/2006
Virtual Incision | 1501 Old Cheney Rd | Lincoln | NE | 68512-2505 | Lancaster | NE27228 | Scrapped/Junked | 254382 | 1723106393187 | 2017 | Lochinvar | FTVT - Firetube Vertical TB | HWHT - Hot Water Heat | 8/31/2020
Virtual Incision | 1501 Old Cheney Rd | Lincoln | NE | 68512-2505 | Lancaster | NE27229 | Out of Service | 257248 | 1723106393188 | 2017 | Lochinvar | FTVT - Firetube Vertical TB | HWHT - Hot Water Heat | 8/31/2020
Virtual Incision | 1501 Old Cheney Rd | Lincoln | NE | 68512-2505 | Lancaster | NE28711 | Active | 116176 | 19.PGT850.142.0787 | 2019 | Lochinvar | FTVT - Firetube Vertical TB | HWHT - Hot Water Heat | 2/28/2027
Virtual Incision | 1501 Old Cheney Rd | Lincoln | NE | 68512-2505 | Lancaster | NE28785 | Active | 132702 | 19.PGT850.142.1056 | 2019 | Lochinvar | FTVT - Firetube Vertical TB | HWHT - Hot Water Heat | 2/28/2027
OHA/Park Tower North | 1501 Park Ave | Omaha | NE | 68105-2553 | Douglas | NE07612 | Scrapped/Junked | 76433 | n/a | 2002 | STAT | CHWH - ASME/Fired Water Heater | HWSD - Hot Water Dom/Potable | 3/31/2022
OHA/Park Tower North | 1501 Park Ave | Omaha | NE | 68105-2553 | Douglas | NE16454 | Scrapped/Junked | 25849 | HK9837032 | 1991 | LOCHINVAR | CHWH - ASME/Fired Water Heater | HWSD - Hot Water Dom/Potable | 3/31/2005
OHA/Park Tower North | 1501 Park Ave | Omaha | NE | 68105-2553 | Douglas | NE16455 | Scrapped/Junked | 25845 | HK9837024 | 1991 | LOCHINVAR | CHWH - ASME/Fired Water Heater | HWSD - Hot Water Dom/Potable | 3/31/2002
OHA/Park Tower North | 1501 Park Ave | Omaha | NE | 68105-2553 | Douglas | NE16696 | Scrapped/Junked | 25852 | HK9837026 | 1991 | LOCHINVAR | CHWH - ASME/Fired Water Heater | HWSD - Hot Water Dom/Potable | 3/31/2005
OHA/Park Tower North | 1501 Park Ave | Omaha | NE | 68105-2553 | Douglas | NE16697 | Scrapped/Junked | 25502 | HK9837037 | 1991 | LOCHINVAR | CHWH - ASME/Fired Water Heater | HWSD - Hot Water Dom/Potable | 3/31/2005
OHA/Park Tower North | 1501 Park Ave | Omaha | NE | 68105-2553 | Douglas | NE16698 | Scrapped/Junked | 25496 | HK9837049 | 1991 | LOCHINVAR | CHWH - ASME/Fired Water Heater | HWSD - Hot Water Dom/Potable | 3/31/2005
OHA/Park Tower North | 1501 Park Ave | Omaha | NE | 68105-2553 | Douglas | NE17237 | Active | n/a | 0000007911 | 1992 | Peerless | CI - Cast Iron | HWHT - Hot Water Heat | 3/31/2026
OHA/Park Tower North | 1501 Park Ave | Omaha | NE | 68105-2553 | Douglas | NE17238 | Active | n/a | 0000007910 | 1992 | Peerless | CI - Cast Iron | HWHT - Hot Water Heat | 3/31/2025
OHA/Park Tower North | 1501 Park Ave | Omaha | NE | 68105-2553 | Douglas | NE43528 | Scrapped/Junked | N/A | BB54708696 | 2024 | Bradford White | CHWH - ASME/Fired Water Heater | HWSD - Hot Water Dom/Potable | 3/31/2025
OHA/Park Tower North | 1501 Park Ave | Omaha | NE | 68105-2553 | Douglas | NE43574 | Active | 144699 | 159699 | 2023 | Bradford White | CHWH - ASME/Fired Water Heater | HWSD - Hot Water Dom/Potable | 3/31/2025
Shadow Ridge Country Club | 1501 S 188th Plz | Omaha | NE | 68130-2822 | Douglas | NE05726 | Scrapped/Junked | 67434 | C96F04179 | 1997 | TELE | CPFT - Horiz Cpr Fin Boiler | IPHT - Indoor Pool Heater | 10/31/2014
Shadow Ridge Country Club | 1501 S 188th Plz | Omaha | NE | 68130-2822 | Douglas | NE05727 | Exempt 1999 LB-66 | 573032 |  | 1996 | AO SMITH | AHWH - ANSI/Fired Water Htr | HWSD - Hot Water Dom/Potable | 10/31/1999
Shadow Ridge Country Club | 1501 S 188th Plz | Omaha | NE | 68130-2822 | Douglas | NE05867 | Scrapped/Junked | 146110 | NA | 1998 | RAYP | CPFT - Horiz Cpr Fin Boiler | HWSD - Hot Water Dom/Potable | 10/31/2011
Shadow Ridge Country Club | 1501 S 188th Plz | Omaha | NE | 68130-2822 | Douglas | NE05868 | Active | 94979 | 97-E6723 | 1997 | ALES | FTNF - Firetube Flueless | HWHT - Hot Water Heat | 10/31/2026
Shadow Ridge Country Club | 1501 S 188th Plz | Omaha | NE | 68130-2822 | Douglas | NE25920 | Active | 258602 | C14258602 | 2014 | Laars | CPFT - Horiz Cpr Fin Boiler | OPHT - Outdoor Pool Heater | 6/30/2026
Mercy High School | 1501 S 48th St | Omaha | NE | 68106-2504 | Douglas | NE20309 | Exempt 1999 LB-66 |  | 000000896236445 | 1989 | STATE INDUSTRIES | AHWH - ANSI/Fired Water Htr | HWSD - Hot Water Dom/Potable | 6/30/2000
Mercy High School | 1501 S 48th St | Omaha | NE | 68106-2504 | Douglas | NE34842 | Scrapped/Junked | 16267 | 16267 | 1985 | Burnham | FTFB - Firetube-Firebox Boiler | STHT - Steam-Heat | 12/31/2016
Mercy High School | 1501 S 48th St | Omaha | NE | 68106-2504 | Douglas | NE34843 | Scrapped/Junked | 16250 | 16250 | 1985 | Burnham | FTFB - Firetube-Firebox Boiler | STHT - Steam-Heat | 12/31/2016
Harvest Christian Fellowship | 1501 S Jeffers | North Platte | NE | 69101 | Lincoln | NE18178 | Out of Service | N/A | 211A-9374 | 1994 | Peerless | CI - Cast Iron | HWHT - Hot Water Heat | 9/30/2011
HARVEST CHRISTIAN FELLOWSHIP | 1501 S JEFFERS | NORTH PLATTE | NE | 69101 | LINCOLN | NE21200 | Exempt 1999 LB-66 |  | 873 | 1992 | AO SMITH | AHWH - ANSI/Fired Water Htr | HWSD - Hot Water Dom/Potable | 9/30/1999
Farmers Merchant National Bank | 1501 Silver St | Ashland | NE | 68003-1847 | Saunders | NE06837 | Exempt |  | 10050069 | 2005 | PENTAIR POOL PRODUCTS | CPPH - Ansi Cpr Fin Pool Heater | IPHT - Indoor Pool Heater | 11/30/2007
Farmers Merchant National Bank | 1501 Silver St | Ashland | NE | 68003-1847 | Saunders | NE06838 | Exempt |  | 10050056 | 2005 | PENTAIR POOL PRODUCTS | CPPH - Ansi Cpr Fin Pool Heater | IPHT - Indoor Pool Heater | 11/30/2007
Farmers Merchant National Bank | 1501 Silver St | Ashland | NE | 68003-1847 | Saunders | NE07534 | Scrapped/Junked | 175172 | C06175172 | 2006 | Teledyne & Laars | CPFT - Horiz Cpr Fin Boiler | HWHT - Hot Water Heat | 12/31/2021
Bellevue West High School | 1501 Thurston Ave | Bellevue | NE | 68123-2498 | Sarpy | NE00711 | Scrapped/Junked | 33753 | G-00-212 | 2000 | Aerco International | FTVT - Firetube Vertical TB | HWHT - Hot Water Heat | 7/31/2023
Bellevue West High School | 1501 Thurston Ave | Bellevue | NE | 68123-2498 | Sarpy | NE00712 | Scrapped/Junked | 54730 | 6-09-1961 | 2000 | Aerco International | FTVT - Firetube Vertical TB | HWHT - Hot Water Heat | 7/31/2022
Bellevue West High School | 1501 Thurston Ave | Bellevue | NE | 68123-2498 | Sarpy | NE01407 | Active | 33761 | G-00-213 | 2000 | Aerco International | FTCH - Firetube Coil Htxchn | HWHT - Hot Water Heat | 7/31/2026
Bellevue West High School | 1501 Thurston Ave | Bellevue | NE | 68123-2498 | Sarpy | NE01408 | Active | 33754 | G-00-214 | 2000 | Aerco International | FTCH - Firetube Coil Htxchn | HWHT - Hot Water Heat | 7/31/2026
Bellevue West High School | 1501 Thurston Ave | Bellevue | NE | 68123-2498 | Sarpy | NE06533 | Active | 96144 | 96144/D05M008677 | 2005 | AOSM | CHWH - ASME/Fired Water Heater | HWSD - Hot Water Dom/Potable | 7/31/2026
Bellevue West High School | 1501 Thurston Ave | Bellevue | NE | 68123-2498 | Sarpy | NE06534 | Active | 95822 | 95822/D05M003726 | 2005 | AOSM | CHWH - ASME/Fired Water Heater | HWSD - Hot Water Dom/Potable | 7/31/2026
Bellevue West High School | 1501 Thurston Ave | Bellevue | NE | 68123-2498 | Sarpy | NE09900 | Scrapped/Junked | 7812 | 020331031 | 2003 | Rbi | VCPF - Vert Cpr Fin Blr | IPHT - Indoor Pool Heater | 7/31/2008
Bellevue West High School | 1501 Thurston Ave | Bellevue | NE | 68123-2498 | Sarpy | NE10558 | Scrapped/Junked | 37368 | G-02-0627 | 2002 | Aerco International | FTCH - Firetube Coil Htxchn | HWSD - Hot Water Dom/Potable | 7/31/2025
Bellevue West High School | 1501 Thurston Ave | Bellevue | NE | 68123-2498 | Sarpy | NE13133 | Scrapped/Junked | 283143 | 0805283143 | 2008 | Raypak | WT - Water Tube Boiler | IPHT - Indoor Pool Heater | 7/31/2022
Bellevue West High School | 1501 Thurston Ave | Bellevue | NE | 68123-2498 | Sarpy | NE18906 | Inactive | 46502 | 730-K-76-46502 | 1976 | AOSM | CHWH - ASME/Fired Water Heater | HWSD - Hot Water Dom/Potable | 7/31/2010
Bellevue West High School | 1501 Thurston Ave | Bellevue | NE | 68123-2498 | Sarpy | NE18907 | Scrapped/Junked | 47375 |  | 1976 | AO SMITH | CHWH - ASME/Fired Water Heater | HWSD - Hot Water Dom/Potable | 7/31/2006
Bellevue West High School | 1501 Thurston Ave | Bellevue | NE | 68123-2498 | Sarpy | NE18908 | Scrapped/Junked | 47347 | 730-L-76-47348 | 1976 | AOSM | CHWH - ASME/Fired Water Heater | HWSD - Hot Water Dom/Potable | 7/31/2009
Bellevue West High School | 1501 Thurston Ave | Bellevue | NE | 68123-2498 | Sarpy | NE18909 | Inactive | 47348 | 730-L-76-47348 | 1976 | AO SMITH | CHWH - ASME/Fired Water Heater | HWSD - Hot Water Dom/Potable | 7/31/2010
Bellevue West High School | 1501 Thurston Ave | Bellevue | NE | 68123-2498 | Sarpy | NE18910 | Scrapped/Junked | 47351 |  | 1976 | A. O. Smith | CHWH - ASME/Fired Water Heater | HWSD - Hot Water Dom/Potable | 7/31/2002
Bellevue West High School | 1501 Thurston Ave | Bellevue | NE | 68123-2498 | Sarpy | NE18911 | Active | 9760 | LF90-0009760-880 | 1990 | AOSM | CHWH - ASME/Fired Water Heater | HWSD - Hot Water Dom/Potable | 7/31/2026
Bellevue West High School | 1501 Thurston Ave | Bellevue | NE | 68123-2498 | Sarpy | NE18912 | Active | 9756 | LF90-0009756-880 | 1990 | AOSM | CHWH - ASME/Fired Water Heater | HWSD - Hot Water Dom/Potable | 7/31/2026
Bellevue West High School | 1501 Thurston Ave | Bellevue | NE | 68123-2498 | Sarpy | NE19748 | Exempt 1999 LB-66 |  | 000000000030486 | 1976 | AO SMITH | AHWH - ANSI/Fired Water Htr | HWSD - Hot Water Dom/Potable | 7/31/1999
Bellevue West High School | 1501 Thurston Ave | Bellevue | NE | 68123-2498 | Sarpy | NE23851 | Scrapped/Junked | 86163 | C98J03697 | 1998 | TELEDYNE LAARS | CPFT - Horiz Cpr Fin Boiler | HWSD - Hot Water Dom/Potable | 7/31/2003
Bellevue West High School | 1501 Thurston Ave | Bellevue | NE | 68123-2498 | Sarpy | NE24180 | Active | 63267 | G-12-1966 | 2012 | Aerco International | FTVT - Firetube Vertical TB | HWHT - Hot Water Heat | 7/31/2026
Bellevue West High School | 1501 Thurston Ave | Bellevue | NE | 68123-2498 | Sarpy | NE24181 | Active | 63266 | G-12-1965 | 2012 | Aerco International | FTVT - Firetube Vertical TB | HWHT - Hot Water Heat | 7/31/2026
Bellevue West High School | 1501 Thurston Ave | Bellevue | NE | 68123-2498 | Sarpy | NE32333 | Inactive | 7102 |  | 1979 | TELEDYNE LAARS | WT - Water Tube Boiler | HWSD - Hot Water Dom/Potable | 7/31/1999
Bellevue West High School | 1501 Thurston Ave | Bellevue | NE | 68123-2498 | Sarpy | NE41466 | Active | 379551 | 21379551 | 2021 | Lochinvar | CPPH - Ansi Cpr Fin Pool Heater | IPHT - Indoor Pool Heater | 7/31/2025
Bellevue West High School | 1501 Thurston Ave | Bellevue | NE | 68123-2498 | Sarpy | NE42265 | Active | 95636 | G-23-0820 | 2023 | Aerco International | FTVT - Firetube Vertical TB | HWHT - Hot Water Heat | 7/31/2026
Bellevue West High School | 1501 Thurston Ave | Bellevue | NE | 68123-2498 | Sarpy | NE42266 | Active | 95637 | G-23-0821 | 2023 | Aerco International | FTVT - Firetube Vertical TB | HWHT - Hot Water Heat | 7/31/2026
York Elementary School | 1501 Washington Ave | York | NE | 68467-4700 | York | NE05906 | Scrapped/Junked | 18086 | 180387 | 1991 | Market Forge | COOK - Fired Cooker | COOK - Cooker/Kettle | 2/28/2018
York Elementary School | 1501 Washington Ave | York | NE | 68467-4700 | York | NE18551 | Scrapped/Junked | 7909 | 94-E4162 | 1994 | Aldrich | FTVT - Firetube Vertical TB | GLYC - Glycol Bldg Heat Sys | 2/28/2020
York Elementary School | 1501 Washington Ave | York | NE | 68467-4700 | York | NE18552 | Scrapped/Junked | 7913 | 94-E4166 | 1994 | Aldrich | FTVT - Firetube Vertical TB | GLYC - Glycol Bldg Heat Sys | 2/28/2019
York Elementary School | 1501 Washington Ave | York | NE | 68467-4700 | York | NE18553 | Scrapped/Junked | 7902 | 94-E4155 | 1994 | Aldrich | FTVT - Firetube Vertical TB | GLYC - Glycol Bldg Heat Sys | 2/28/2020
York Elementary School | 1501 Washington Ave | York | NE | 68467-4700 | York | NE18554 | Scrapped/Junked | 3661 | 2648 | 1994 | Vulcan | FT - Firetube Boiler | STHT - Steam-Heat | 2/28/2014
York Elementary School | 1501 Washington Ave | York | NE | 68467-4700 | York | NE28326 | Active | 5888 | 693718 | 2018 | Riello | WT - Water Tube Boiler | HWHT - Hot Water Heat | 2/28/2026
York Elementary School | 1501 Washington Ave | York | NE | 68467-4700 | York | NE28327 | Active | 5788 | 693618 | 2018 | Riello | WT - Water Tube Boiler | HWHT - Hot Water Heat | 2/28/2026
York Elementary School | 1501 Washington Ave | York | NE | 68467-4700 | York | NE28328 | Active | 6335 | 164918 | 2018 | Riello | WT - Water Tube Boiler | HWHT - Hot Water Heat | 2/28/2026
York Elementary School | 1501 Washington Ave | York | NE | 68467-4700 | York | NE28329 | Active | 6333 | 144918 | 2018 | Riello | WT - Water Tube Boiler | HWHT - Hot Water Heat | 2/28/2026
York Elementary School | 1501 Washington Ave | York | NE | 68467-4700 | York | NE28330 | Active | 6341 | 224918 | 2018 | Riello | WT - Water Tube Boiler | HWHT - Hot Water Heat | 2/28/2026
York Elementary School | 1501 Washington Ave | York | NE | 68467-4700 | York | NE28331 | Active | 6338 | 194918 | 2018 | Riello | WT - Water Tube Boiler | HWHT - Hot Water Heat | 2/28/2026
York Elementary School | 1501 Washington Ave | York | NE | 68467-4700 | York | NE28332 | Active | 6339 | 204918 | 2018 | Riello | WT - Water Tube Boiler | HWHT - Hot Water Heat | 2/28/2026
York Elementary School | 1501 Washington Ave | York | NE | 68467-4700 | York | NE28333 | Active | 6340 | 921918 | 2018 | Riello | WT - Water Tube Boiler | HWHT - Hot Water Heat | 2/28/2026
York Elementary School | 1501 Washington Ave | York | NE | 68467-4700 | York | NE28334 | Active | 88990 | F008959 | 2018 | PVI Industries | CHWH - ASME/Fired Water Heater | HWSD - Hot Water Dom/Potable | 2/28/2026
DUTTON LAINSON CO | 1501-1711 W 2ND ST | HASTINGS | NE | 68901-4835 | ADAMS | NE14332 | Inactive |  | 081370104 | 1979 | SLANT FIN |  | HWHT - Hot Water Heat | 7/31/1999
Flying J Travel Plaza | 15010 S HWY 31 | Gretna | NE | 68028-6311 | Sarpy | NE06406 | Scrapped/Junked | 65108 | 65108 | 2005 | Ajax | COBL - Coil Type Boiler | HWSD - Hot Water Dom/Potable | 7/31/2014
Flying J Travel Plaza | 15010 S HWY 31 | Gretna | NE | 68028-6311 | Sarpy | NE25164 | Scrapped/Junked | 256797 | 34384 | 2013 | Lochinvar | WTSS - Watertube SS Steel | HWSD - Hot Water Dom/Potable | 7/31/2018
FLYING J TRAVEL PLAZA | 15010 S HWY 31 | OMAHA | NE | 68028-6311 | SARPY | NE21402 | Scrapped/Junked | 39830 | 57337 | 2000 | ACE BUEHLER | COBL - Coil Type Boiler | HWSD - Hot Water Dom/Potable | 7/31/2004
Pendleton Woolen Mills | 1502 11Th St | Nebraska City | NE |  | Otoe | NE13887 | Inactive | 42541 | 46210 | 1981 | Eclipse | FT - Firetube Boiler | PROC - Process Steam | 7/31/2004
Vacant Bldg | 1502 Cornhusker Hwy | Bellevue | NE | 68123 | Sarpy | NE18724 | Scrapped/Junked | 136700 | A95CJ0178 | 1995 | Teledyne Laars | CPFT - Horiz Cpr Fin Boiler | HWSP - Hot Water Non Potable Supply | 2/28/2014
Vacant Bldg | 1502 Cornhusker Hwy | Bellevue | NE | 68123 | Sarpy | NE18725 | Inactive | 50627 | 95A00474 | 1995 | Teledyne Laars | CPFT - Horiz Cpr Fin Boiler | HWSP - Hot Water Non Potable Supply | 2/28/2011
Greater Beth-El Temple | 1502 N 52nd St | Omaha | NE | 68104-5013 | Douglas | NE20357 | Exempt 1999 LB-66 |  | RN0688404069 | 1990 | RHEEM MANUFACTURING CO | AHWH - ANSI/Fired Water Htr | HWSD - Hot Water Dom/Potable | 9/30/1999
Greater Beth-El Temple | 1502 N 52nd St | Omaha | NE | 68104-5013 | Douglas | NE32008 | Inactive |  | 108398 | 1949 | PACI | FTFB - Firetube-Firebox Boiler | STHT - Steam-Heat | 9/30/2008
Greater Beth-El Temple | 1502 N 52nd St | Omaha | NE | 68104-5013 | Douglas | NE32009 | Inactive |  | K4147 | 1958 | KEWA | FTFB - Firetube-Firebox Boiler | STHT - Steam-Heat | 9/30/2008
Holy Cross School | 1502 S 48th St | Omaha | NE | 68106-2505 | Douglas | NE23179 | Exempt 1999 LB-66 |  | D274-00435 | 1987 | RUUD | AHWH - ANSI/Fired Water Htr | HWSD - Hot Water Dom/Potable | 6/30/1999
Holy Cross School | 1502 S 48th St | Omaha | NE | 68106-2505 | Douglas | NE23180 | Active | 9684 | 98-E7077 | 1998 | Aldrich | FTFB - Firetube-Firebox Boiler | STHT - Steam-Heat | 6/30/2026
Holy Cross School | 1502 S 48th St | Omaha | NE | 68106-2505 | Douglas | NE32132 | Active | n/a | 1BN-J3 | 1963 | AMRA | CI - Cast Iron | HWHT - Hot Water Heat | 6/30/2026
Holy Cross School | 1502 S 48th St | Omaha | NE | 68106-2505 | Douglas | NE32552 | Scrapped/Junked |  | 116677 | 1952 | PACIFIC | FT - Firetube Boiler | STHT - Steam-Heat | 6/30/2000
IHOP Restaurant | 1503 Cornhusker Rd | Bellevue | NE | 68123-4419 | Sarpy | NE01534 | Scrapped/Junked | 86021 | RNG0700G01502 | 2000 | RHEEM | CHWH - ASME/Fired Water Heater | HWSD - Hot Water Dom/Potable | 1/31/2012
Emerson Hubbard High Sch | 1503 Dakota St | Emerson | NE | 68733-3456 | Dakota | NE33968 | Scrapped/Junked | 635137 | 35 240-6053-45 | 1963 | IRON | FT - Firetube Boiler | HWHT - Hot Water Heat | 3/31/2022
Emerson Hubbard High Sch | 1503 Dakota St | Emerson | NE | 68733-3456 | Dakota | NE33969 | Scrapped/Junked | 635118 | 35-240-6053 | 1963 | IRON | FT - Firetube Boiler | HWHT - Hot Water Heat | 3/31/2022
Emerson Hubbard High Sch | 1503 Dakota St | Emerson | NE | 68733-3456 | Dakota | NE41411 | Active | 500300 | N1.20.26.00049 | 2020 | Lochinvar | WT - Water Tube Boiler | HWHT - Hot Water Heat | 3/31/2026
Emerson Hubbard High Sch | 1503 Dakota St | Emerson | NE | 68733-3456 | Dakota | NE41412 | Active | 526701 | N1.21.20.00074 | 2021 | Lochinvar | WT - Water Tube Boiler | HWHT - Hot Water Heat | 3/31/2026
Emerson Hubbard High Sch | 1503 Dakota St | Emerson | NE | 68733-3456 | Dakota | NE41413 | Active | 516606 | N1.21.02.00114 | 2021 | Lochinvar | WT - Water Tube Boiler | HWHT - Hot Water Heat | 3/31/2026
Avera Health Creighton Hospital | 1503 Main St | Creighton | NE | 68729-3007 | Knox | NE06362 | Active | 2944 | FB125-30-34M | 2005 | Hurst Boiler & Welding | FTFB - Firetube-Firebox Boiler | GLYC - Glycol Bldg Heat Sys | 3/31/2026
Avera Health Creighton Hospital | 1503 Main St | Creighton | NE | 68729-3007 | Knox | NE06363 | Active | 2943 | FB125-30-33M | 2005 | Hurst Boiler & Welding | FTFB - Firetube-Firebox Boiler | GLYC - Glycol Bldg Heat Sys | 3/31/2026
Avera Health Creighton Hospital | 1503 Main St | Creighton | NE | 68729-3007 | Knox | NE13932 | Active | 4797 | 33274 | 2007 | CHROMALOX PRECISION HEAT | ELBL - Electric Boiler | STER - Sterilizer | 3/31/2025
Hotel Deco | 1504 Harney St | Omaha | NE | 68102-2211 | Douglas | NE13845 | Active | 15767 | 06F-3674 | 2006 | ALDRICH/LES | FTVT - Firetube Vertical TB | HWDP - Hotwater Heat & Dom Supply | 4/30/2026
Hotel Deco | 1504 Harney St | Omaha | NE | 68102-2211 | Douglas | NE13846 | Active | 15765 | 06F-3672 | 2006 | ALDRICH/LES | FTVT - Firetube Vertical TB | HWDP - Hotwater Heat & Dom Supply | 4/30/2026
Hotel Deco | 1504 Harney St | Omaha | NE | 68102-2211 | Douglas | NE24865 | Active | 168589 | 168589 | 2012 | AO SMITH | CHWH - ASME/Fired Water Heater | HWSD - Hot Water Dom/Potable | 4/30/2026
Hotel Deco | 1504 Harney St | Omaha | NE | 68102-2211 | Douglas | NE24866 | Active | 168591 | 168591 | 2012 | AO SMITH | CHWH - ASME/Fired Water Heater | HWSD - Hot Water Dom/Potable | 4/30/2026
Hotel Deco | 1504 Harney St | Omaha | NE | 68102-2211 | Douglas | NE34127 | Out of Service | 8414 | 85-8414 | 1985 | ALDR | FTNF - Firetube Flueless | HWHT - Hot Water Heat | 4/30/2014
Hotel Deco | 1504 Harney St | Omaha | NE | 68102-2211 | Douglas | NE34128 | Out of Service | 8413 | 85-8413 | 1985 | Aldrich | FTVT - Firetube Vertical TB | HWHT - Hot Water Heat | 4/30/2018
Hotel Deco | 1504 Harney St | Omaha | NE | 68102-2211 | Douglas | NE34129 | Scrapped/Junked | 8412 | 85-8412 | 1985 | Aldrich | FTVT - Firetube Vertical TB | HWHT - Hot Water Heat | 4/30/2022
Hotel Deco | 1504 Harney St | Omaha | NE | 68102-2211 | Douglas | NE34130 | Scrapped/Junked | 8457 | 85-8457 | 1985 | ALDRICH | FTNF - Firetube Flueless | HWHT - Hot Water Heat | 5/31/2007
Hotel Deco | 1504 Harney St | Omaha | NE | 68102-2211 | Douglas | NE34131 | Scrapped/Junked | 8458 | 85-8458 | 1985 | ALDRICH | FTNF - Firetube Flueless | HWHT - Hot Water Heat | 5/31/2007
Hotel Deco | 1504 Harney St | Omaha | NE | 68102-2211 | Douglas | NE34132 | Out of Service | 8456 | 83-8456 | 1985 | ALDR | FTVT - Firetube Vertical TB | HWHT - Hot Water Heat | 4/30/2013
Hotel Deco | 1504 Harney St | Omaha | NE | 68102-2211 | Douglas | NE34133 | Out of Service | 8455 | 85-8455 | 1985 | ALDR | FTVT - Firetube Vertical TB | HWHT - Hot Water Heat | 4/30/2013
STEVE CURRY | 1505 16th St | Central City | NE | 68826-1813 | MERRICK | NE30562 | Exempt |  | G-406/3BJ2 | 1970 | AMERICAN STANDARD |  | HWHT - Hot Water Heat | 11/30/1995
Bel-Air Apartments | 1505 Glenmore Dr | Norfolk | NE | 68701-2659 | Madison | NE10235 | Scrapped/Junked | 109966 | 109966 | 2006 | A O Smith | CHWH - ASME/Fired Water Heater | HWDP - Hotwater Heat & Dom Supply | 10/31/2014
Bel-Air Apartments | 1505 Glenmore Dr | Norfolk | NE | 68701-2659 | Madison | NE40257 | Out of Service | N/A | 10-22-2 | 1979 | Burnham | CI - Cast Iron | HWHT - Hot Water Heat | 10/31/2022
Bel-Air Apartments | 1505 Glenmore Dr | Norfolk | NE | 68701-2659 | Madison | NE40258 | Out of Service | N/A | 10-22-2 | 1979 | Burnham | CI - Cast Iron | HWHT - Hot Water Heat | 10/31/2022
Bel-Air Apartments | 1505 Glenmore Dr | Norfolk | NE | 68701-2659 | Madison | NE40259 | Scrapped/Junked |  | 0288-401534 | 1988 | RUUD | AHWH - ANSI/Fired Water Htr | HWSD - Hot Water Dom/Potable | 12/31/2000
Bel-Air Apartments | 1505 Glenmore Dr | Norfolk | NE | 68701-2659 | Madison | NE40260 | Active | N/A | G-211-FGC | 1968 | AMST | CI - Cast Iron | HWHT - Hot Water Heat | 10/31/2026
Bel-Air Apartments | 1505 Glenmore Dr | Norfolk | NE | 68701-2659 | Madison | NE40261 | Active | N/A | G210 | 1970 | AMST | CI - Cast Iron | HWHT - Hot Water Heat | 10/31/2026
Bel-Air Apartments | 1505 Glenmore Dr | Norfolk | NE | 68701-2659 | Madison | NE40262 | Scrapped/Junked | 33797 | LC960508286960 | 1996 | AO SMITH | CHWH - ASME/Fired Water Heater | HWSD - Hot Water Dom/Potable | 12/31/2005
Bel-Air Apartments | 1505 Glenmore Dr | Norfolk | NE | 68701-2659 | Madison | NE40265 | Inactive |  | MK87-0106149860 | 1987 | AO SMITH | AHWH - ANSI/Fired Water Htr | HWSD - Hot Water Dom/Potable | 12/31/2002
Bel-Air Apartments | 1505 Glenmore Dr | Norfolk | NE | 68701-2659 | Madison | NE42097 | Active | 34128 | 7261045 | 2022 | Navien | FTVT - Firetube Vertical TB | HWHT - Hot Water Heat | 10/31/2026
Bel-Air Apartments | 1505 Glenmore Dr | Norfolk | NE | 68701-2659 | Madison | NE42098 | Active | 33456 | 7111023 | 2022 | Navien | FTVT - Firetube Vertical TB | HWHT - Hot Water Heat | 10/31/2026
Plum Creek Care Center Vacant | 1505 N Adams St | Lexington | NE | 68850-1243 | Dawson | NE01847 | Active | 97710 | 888-PC | 2004 | Fulton | FTUT - Firetube U-Tube Vert | HWHT - Hot Water Heat | 9/30/2026
Plum Creek Care Center Vacant | 1505 N Adams St | Lexington | NE | 68850-1243 | Dawson | NE01848 | Active | 97711 | 889-PC | 2004 | Fulton | FTUT - Firetube U-Tube Vert | HWHT - Hot Water Heat | 9/30/2026
Plum Creek Care Center Vacant | 1505 N Adams St | Lexington | NE | 68850-1243 | Dawson | NE14343 | Scrapped/Junked |  | 7268 | 1964 | KEWANEE | FT - Firetube Boiler | HWHT - Hot Water Heat | 7/31/2003
Plum Creek Care Center Vacant | 1505 N Adams St | Lexington | NE | 68850-1243 | Dawson | NE14344 | Scrapped/Junked |  | 0378 | 1969 | KEWANEE | FT - Firetube Boiler | HWHT - Hot Water Heat | 7/31/2002
Plum Creek Care Center Vacant | 1505 N Adams St | Lexington | NE | 68850-1243 | Dawson | NE30937 | Scrapped/Junked |  | RN0786402566 | 1986 | Rheem Manufacturing Co | AHWH - ANSI/Fired Water Htr | HWSD - Hot Water Dom/Potable | 7/31/1999
Plum Creek Care Center Vacant | 1505 N Adams St | Lexington | NE | 68850-1243 | Dawson | NE30938 | Exempt 1999 LB-66 |  | MC96-0506336960 | 1996 | AO SMITH | AHWH - ANSI/Fired Water Htr | HWSD - Hot Water Dom/Potable | 7/31/2000
Plum Creek Care Center Vacant | 1505 N Adams St | Lexington | NE | 68850-1243 | Dawson | NE30939 | Exempt 1999 LB-66 |  | 0178-00449 | 1978 | Rheem Manufacturing Co | AHWH - ANSI/Fired Water Htr | HWSD - Hot Water Dom/Potable | 7/31/2000
Plum Creek Care Center Vacant | 1505 N Adams St | Lexington | NE | 68850-1243 | Dawson | NE40613 | Exempt 1999 LB-66 |  |  | 1999 | AO SMITH | AHWH - ANSI/Fired Water Htr | HWSD - Hot Water Dom/Potable | 8/3/2000
Wahoo Concrete Products Co | 1505 N Highway | Wahoo | NE | 68066 | Saunders | NE41548 | Active | 4644 | 17-4644 | 2017 | SIOUX | COBL - Coil Type Boiler | HWSP - Hot Water Non Potable Supply | 3/31/2026
Westside Baptist Church-BMIC#322692 | 15050 W Dodge Rd | Omaha | NE | 68154-2071 | Douglas | NE20361 | Active | 23095 | 0023095 | 1993 | A O Smith | CHWH - ASME/Fired Water Heater | HWSD - Hot Water Dom/Potable | 5/31/2026
St Andrews Church-BMIC#544276 | 15050 W Maple Rd | Omaha | NE | 68116-5179 | Douglas | NE02400 | Active | 13290 | 04F-1206 | 2004 | ALES | FTVT - Firetube Vertical TB | HWHT - Hot Water Heat | 1/31/2027
St Andrews Church-BMIC#544276 | 15050 W Maple Rd | Omaha | NE | 68116-5179 | Douglas | NE02401 | Active | 13291 | 04F-1207 | 2004 | ALES | FTVT - Firetube Vertical TB | HWHT - Hot Water Heat | 1/31/2027
LAKE CANDLEWOOD APTS | 1506 N 120th St | Omaha | NE | 68154-1394 | Douglas | NE22903 | Exempt 1999 LB-66 | 814172 |  | 1993 | STATE INDUSTRIES | AHWH - ANSI/Fired Water Htr | HWSD - Hot Water Dom/Potable | 1/31/2000
LAKE CANDLEWOOD APTS | 1506 N 120th St | Omaha | NE | 68154-1394 | Douglas | NE22904 | Exempt 1999 LB-66 |  | E90181229 | 1990 | STATE INDUSTRIES | AHWH - ANSI/Fired Water Htr | HWSD - Hot Water Dom/Potable | 1/31/2000
LAKE CANDLEWOOD APTS | 1506 N 120th St | Omaha | NE | 68154-1394 | Douglas | NE22905 | Exempt 1999 LB-66 |  | B936377229 | 1993 | STATE INDUSTRIES | AHWH - ANSI/Fired Water Htr | HWSD - Hot Water Dom/Potable | 1/31/2000
LAKE CANDLEWOOD APTS | 1506 N 120th St | Omaha | NE | 68154-1394 | Douglas | NE22906 | Exempt 1999 LB-66 |  | M93814171 | 1993 | STATE INDUSTRIES | AHWH - ANSI/Fired Water Htr | HWSD - Hot Water Dom/Potable | 1/31/2000
LAKE CANDLEWOOD APTS | 1506 N 120th St | Omaha | NE | 68154-1394 | Douglas | NE22907 | Exempt 1999 LB-66 |  | E93291839 | 1993 | STATE INDUSTRIES | AHWH - ANSI/Fired Water Htr | HWSD - Hot Water Dom/Potable | 1/31/2000
LAKE CANDLEWOOD APTS | 1506 N 120th St | Omaha | NE | 68154-1394 | Douglas | NE22908 | Exempt 1999 LB-66 |  | G93811659 | 1993 | STATE INDUSTRIES | AHWH - ANSI/Fired Water Htr | HWSD - Hot Water Dom/Potable | 1/31/2000
LAKE CANDLEWOOD APTS | 1506 N 120th St | Omaha | NE | 68154-1394 | Douglas | NE22909 | Exempt 1999 LB-66 |  | C89710925 | 1989 | STATE INDUSTRIES | AHWH - ANSI/Fired Water Htr | HWSD - Hot Water Dom/Potable | 1/31/2000
LAKE CANDLEWOOD APTS | 1506 N 120th St | Omaha | NE | 68154-1394 | Douglas | NE22910 | Exempt 1999 LB-66 |  | C94577946 | 1994 | STATE INDUSTRIES | AHWH - ANSI/Fired Water Htr | HWSD - Hot Water Dom/Potable | 1/31/2000
LAKE CANDLEWOOD APTS | 1506 N 120th St | Omaha | NE | 68154-1394 | Douglas | NE22911 | Exempt 1999 LB-66 |  | E93876677 | 1993 | STATE INDUSTRIES | AHWH - ANSI/Fired Water Htr | HWSD - Hot Water Dom/Potable | 1/31/2000
LAKE CANDLEWOOD APTS | 1506 N 120th St | Omaha | NE | 68154-1394 | Douglas | NE22912 | Exempt 1999 LB-66 |  | B93637230 | 1993 | STATE INDUSTRIES | AHWH - ANSI/Fired Water Htr | HWSD - Hot Water Dom/Potable | 1/31/2000
LAKE CANDLEWOOD APTS | 1506 N 120th St | Omaha | NE | 68154-1394 | Douglas | NE22913 | Exempt 1999 LB-66 |  | E93463556 | 1993 | STATE INDUSTRIES | AHWH - ANSI/Fired Water Htr | HWSD - Hot Water Dom/Potable | 1/31/2000
LAKE CANDLEWOOD APTS | 1506 N 120th St | Omaha | NE | 68154-1394 | Douglas | NE22914 | Exempt 1999 LB-66 |  | E93463557 | 1993 | STATE INDUSTRIES | AHWH - ANSI/Fired Water Htr | HWSD - Hot Water Dom/Potable | 1/31/2000
Hillcrest Shadow Lake | 1507 E Gold Coast Rd | Papillion | NE | 68046-4722 | Sarpy | NE28678 | Active | 102219 | F011256 | 2019 | PVI Industries | CHWH - ASME/Fired Water Heater | HWSD - Hot Water Dom/Potable | 1/31/2026
Hillcrest Shadow Lake | 1507 E Gold Coast Rd | Papillion | NE | 68046-4722 | Sarpy | NE28679 | Active | 101355 | F011255 | 2019 | PVI Industries | CHWH - ASME/Fired Water Heater | HWSD - Hot Water Dom/Potable | 1/31/2026
Hillcrest Shadow Lake | 1507 E Gold Coast Rd | Papillion | NE | 68046-4722 | Sarpy | NE28680 | Active | 94064 | F010390 | 2019 | PVI Industries | CHWH - ASME/Fired Water Heater | HWSD - Hot Water Dom/Potable | 1/31/2026
Hillcrest Shadow Lake | 1507 E Gold Coast Rd | Papillion | NE | 68046-4722 | Sarpy | NE30320 | Scrapped/Junked | 5914 |  | 1989 | STEEL PRODUCTS | FT - Firetube Boiler | STHT - Steam-Heat | 6/30/2001
Hillcrest Shadow Lake | 1507 E Gold Coast Rd | Papillion | NE | 68046-4722 | Sarpy | NE30323 | Scrapped/Junked | N/A | CP128206 | 1977 | Weil-Mcclain | CI - Cast Iron | HWHT - Hot Water Heat | 3/31/2020
Hillcrest Shadow Lake | 1507 E Gold Coast Rd | Papillion | NE | 68046-4722 | Sarpy | NE30670 | Exempt 1999 LB-66 |  | RN0593G00011 | 1993 | RHEEM MANUFACTURING CO | AHWH - ANSI/Fired Water Htr | HWSD - Hot Water Dom/Potable | 6/30/2000
Hillcrest Shadow Lake | 1507 E Gold Coast Rd | Papillion | NE | 68046-4722 | Sarpy | NE30671 | Exempt 1999 LB-66 |  | RN0193D03242 | 1993 | RHEEM MANUFACTURING CO | AHWH - ANSI/Fired Water Htr | HWSD - Hot Water Dom/Potable | 6/30/2000
Hillcrest Shadow Lake | 1507 E Gold Coast Rd | Papillion | NE | 68046-4722 | Sarpy | NE30672 | Exempt 1999 LB-66 |  | ME92-0231084880 | 1992 | A. O. Smith | AHWH - ANSI/Fired Water Htr | HWSD - Hot Water Dom/Potable | 6/30/2000
Bel-Air Apartments | 1507 Glenmore Dr | Norfolk | NE | 68701-2655 | Madison | NE40263 | Active | N/A | 530656 | 1978 | Weil-Mcclain | CI - Cast Iron | HWHT - Hot Water Heat | 10/31/2026
Bel-Air Apartments | 1507 Glenmore Dr | Norfolk | NE | 68701-2655 | Madison | NE40264 | Active | N/A | 7692761 | 1980 | Burnham | CI - Cast Iron | HWHT - Hot Water Heat | 10/31/2026
Colonial Pointe Apartment | 1507 Independence Ln Bldg 5 | Bellevue | NE | 68123-4906 | Sarpy | NE21449 | Active | 234351 | G11H00234351 | 2011 | Lochinvar | CPFH - Copper Fin Water Heater | HWSD - Hot Water Dom/Potable | 9/30/2027
Eco Auto | 1508 N Saddle Creek Rd | Omaha | NE | 68104-5065 | Douglas | NE00552 | Scrapped/Junked | 164807 | 9911164807 | 2000 | Raypak | CPFH - Copper Fin Water Heater | HWSP - Hot Water Non Potable Supply | 12/31/2019
Eco Auto | 1508 N Saddle Creek Rd | Omaha | NE | 68104-5065 | Douglas | NE12841 | Scrapped/Junked | 62713 | 1187106503 | 1987 | Raypak | WT - Water Tube Boiler | HWHT - Hot Water Heat | 12/31/2019
Eco Auto | 1508 N Saddle Creek Rd | Omaha | NE | 68104-5065 | Douglas | NE21644 | Scrapped/Junked |  | MC96-0512429960 | 1996 | AO SMITH | AHWH - ANSI/Fired Water Htr | HWSD - Hot Water Dom/Potable | 6/30/2000
Cirrus House | 1509 1st Ave | Scottsbluff | NE | 69361-3106 | Scotts Bluff | NE00890 | Scrapped/Junked | N/A | 338920-200012 | 2001 | Peerless | CI - Cast Iron | STHT - Steam-Heat | 10/31/2017
Cirrus House | 1509 1st Ave | Scottsbluff | NE | 69361-3106 | Scotts Bluff | NE15142 | Scrapped/Junked |  | 211A517901 | 1990 | PEERLESS HEATER COMPANY |  | STHT - Steam-Heat | 11/30/2002
Cirrus House | 1509 1st Ave | Scottsbluff | NE | 69361-3106 | Scotts Bluff | NE26880 | Active | N/A | 7401302016611 | 2017 | Peerless | CI - Cast Iron | STHT - Steam-Heat | 4/30/2026
T-L Irrigation Company | 151 E Highway 6 | Hastings | NE | 68901-8439 | Adams | NE07108 | Active | 1758 | HSB-3415 | 1944 | FARRAR | FT - Firetube Boiler | STHT - Steam-Heat | 1/31/2027
T-L Irrigation Company | 151 E Highway 6 | Hastings | NE | 68901-8439 | Adams | NE07548 | Active | 53476 | 91011 | 2006 | Lattner Boiler Co | ELBL - Electric Boiler | PROC - Process Steam | 1/31/2027
T-L Irrigation Company | 151 E Highway 6 | Hastings | NE | 68901-8439 | Adams | NE16555 | Scrapped/Junked | 1757 | HSB-3414 | 1944 | FARRAR | FT - Firetube Boiler | PROC - Process Steam | 1/31/2018
T-L Irrigation Company | 151 E Highway 6 | Hastings | NE | 68901-8439 | Adams | NE27844 | Active | 18965 | 18965 | 2019 | Superior Boiler Works | FTVT - Firetube Vertical TB | PROC - Process Steam | 1/31/2026
Wallace High School | 151 N Wallace Rd | Wallace | NE | 69169-8016 | Lincoln | NE20298 | Exempt 1999 LB-66 |  | 8722 | 1991 | AO SMITH | AHWH - ANSI/Fired Water Htr | HWSD - Hot Water Dom/Potable | 1/31/2000
Wallace High School | 151 N Wallace Rd | Wallace | NE | 69169-8016 | Lincoln | NE23508 | Scrapped/Junked | NA | 0398 | 1998 | Peerless | CI - Cast Iron | STHT - Steam-Heat | 12/31/2017
Wallace High School | 151 N Wallace Rd | Wallace | NE | 69169-8016 | Lincoln | NE27788 | Active | N/A | 1064.9C | 2018 | Peerless | CI - Cast Iron | STHT - Steam-Heat | 12/31/2026
Wallace High School | 151 N Wallace Rd | Wallace | NE | 69169-8016 | Lincoln | NE31875 | Active | NA | 7FDA2452 | 1981 | Peerless | CI - Cast Iron | STHT - Steam-Heat | 12/31/2026
Nelson Housing Authority | 151 S East St | Nelson | NE | 68961-4411 | Nuckolls | NE01726 | Active | n/a | 369800001 | 1998 | Dunkirk | CI - Cast Iron | HWHT - Hot Water Heat | 3/31/2026
Nelson Housing Authority | 151 S East St | Nelson | NE | 68961-4411 | Nuckolls | NE01727 | Active | n/a | 369800003 | 1998 | Dunkirk | CI - Cast Iron | HWHT - Hot Water Heat | 3/31/2026
Nelson Housing Authority | 151 S East St | Nelson | NE | 68961-4411 | Nuckolls | NE01728 | Active | 81427 | G01256 | 1999 | RHEEM | CHWH - ASME/Fired Water Heater | HWSD - Hot Water Dom/Potable | 3/31/2026
Nelson Housing Authority | 151 S East St | Nelson | NE | 68961-4411 | Nuckolls | NE01729 | Active | 80805 | n/a | 1998 | RHEEM | CHWH - ASME/Fired Water Heater | HWSD - Hot Water Dom/Potable | 3/31/2026
MERRICK CTY COURTHOUSE | 1510 18th St | Central City | NE | 68826-2042 | MERRICK | NE35240 | Scrapped/Junked |  | 61-24163 | 1985 | PEERLESS HEATER COMPANY |  | HWHT - Hot Water Heat | 5/31/2007
MERRICK CTY COURTHOUSE | 1510 18th St | Central City | NE | 68826-2042 | MERRICK | NE35241 | Scrapped/Junked |  | 6120027 | 1983 | PEERLESS HEATER COMPANY |  | HWHT - Hot Water Heat | 5/31/2006
Central City High School | 1510 28th St | Central City | NE | 68826-9507 | Merrick | NE12116 | Active | 12552 | 03F-0468 | 2003 | ALES | FTVT - Firetube Vertical TB | HWDP - Hotwater Heat & Dom Supply | 1/31/2027
Central City High School | 1510 28th St | Central City | NE | 68826-9507 | Merrick | NE12117 | Active | 12550 | 03F-0466 | 2003 | ALES | FTVT - Firetube Vertical TB | HWHT - Hot Water Heat | 1/31/2027
Central City High School | 1510 28th St | Central City | NE | 68826-9507 | Merrick | NE12118 | Active | 12554 | 03F-0430 | 2003 | ALES | FTVT - Firetube Vertical TB | HWHT - Hot Water Heat | 1/31/2027
Central City High School | 1510 28th St | Central City | NE | 68826-9507 | Merrick | NE33936 | Scrapped/Junked | 1691 |  | 1968 | SELLERS | FHRT - FT Horiz Return Tube | HWSP - Hot Water Non Potable Supply | 6/30/2002
Central City High School | 1510 28th St | Central City | NE | 68826-9507 | Merrick | NE33989 | Scrapped/Junked |  | 8366 | 1968 | KEWANEE | FTFB - Firetube-Firebox Boiler | HWHT - Hot Water Heat | 6/30/2003
Central City High School | 1510 28th St | Central City | NE | 68826-9507 | Merrick | NE33990 | Scrapped/Junked | 8367 | 8367 | 1968 | KEWANEE | FTFB - Firetube-Firebox Boiler | HWHT - Hot Water Heat | 6/30/2003
Central City High School | 1510 28th St | Central City | NE | 68826-9507 | Merrick | NE41991 | Active | 12675 | 20HE112563520 | 2020 | Riello | COBL - Coil Type Boiler | GLYC - Glycol Bldg Heat Sys | 1/31/2027
Central City High School | 1510 28th St | Central City | NE | 68826-9507 | Merrick | NE41992 | Active | 12677 | 20HE112583520 | 2020 | Riello | COBL - Coil Type Boiler | GLYC - Glycol Bldg Heat Sys | 1/31/2027
Central City High School | 1510 28th St | Central City | NE | 68826-9507 | Merrick | NE41993 | Active | 12676 | 20HE112573520 | 2020 | Riello | COBL - Coil Type Boiler | GLYC - Glycol Bldg Heat Sys | 1/31/2027
Central City High School | 1510 28th St | Central City | NE | 68826-9507 | Merrick | NE41994 | Active | 12664 | 20HE11253520 | 2020 | Riello | COBL - Coil Type Boiler | GLYC - Glycol Bldg Heat Sys | 1/31/2027
Central City High School | 1510 28th St | Central City | NE | 68826-9507 | Merrick | NE41995 | Active | 12668 | 20HE112493520 | 2020 | Riello | COBL - Coil Type Boiler | GLYC - Glycol Bldg Heat Sys | 1/31/2027
Central City High School | 1510 28th St | Central City | NE | 68826-9507 | Merrick | NE41996 | Active | 12667 | 20HE112483520 | 2020 | Riello | COBL - Coil Type Boiler | GLYC - Glycol Bldg Heat Sys | 1/31/2027
University Lutheran Church | 1510 Q St | Lincoln | NE | 68508-1647 | Lancaster | NE20459 | Scrapped/Junked | n/a | 10-402 | 1971 | Crane | CI - Cast Iron | HWHT - Hot Water Heat | 4/30/2019
Sigma Chi Fraternity | 1510 Vine St | Lincoln | NE | 68508-1262 | Lancaster | NE02521 | Scrapped/Junked | n/a | 400400293 | 2004 | DUNK | CI - Cast Iron | STHT - Steam-Heat | 12/31/2011
Sigma Chi Fraternity | 1510 Vine St | Lincoln | NE | 68508-1262 | Lancaster | NE14526 | Scrapped/Junked |  | 211-5134 | 1960 | PEERLESS HEATER COMPANY |  | STHT - Steam-Heat | 12/31/2004
Sigma Chi Fraternity | 1510 Vine St | Lincoln | NE | 68508-1262 | Lancaster | NE14528 | Scrapped/Junked | n/a | 6BN-J5 | 1960 | American Standard | CI - Cast Iron | HWHT - Hot Water Heat | 12/31/2011
Sigma Chi Fraternity | 1510 Vine St | Lincoln | NE | 68508-1262 | Lancaster | NE21282 | Scrapped/Junked | 40347 | LG97-0644399 | 1997 | AOSM | CHWH - ASME/Fired Water Heater | HWSD - Hot Water Dom/Potable | 12/31/2011
Sigma Chi Fraternity | 1510 Vine St | Lincoln | NE | 68508-1262 | Lancaster | NE30701 | Exempt 1999 LB-66 |  | 9102011758 | 1991 | AO SMITH | AHWH - ANSI/Fired Water Htr | HWSD - Hot Water Dom/Potable | 12/31/1999
Bellevue Public Safety Bldg | 1510 Wall St | Bellevue | NE | 68005-3686 | Sarpy | NE24690 | Active | 64918 | G13-0846 | 2013 | Aerco | FTVT - Firetube Vertical TB | GLYC - Glycol Bldg Heat Sys | 5/31/2026
Bellevue Public Safety Bldg | 1510 Wall St | Bellevue | NE | 68005-3686 | Sarpy | NE24691 | Active | 65145 | G-13-1033 | 2013 | Aerco | FTVT - Firetube Vertical TB | GLYC - Glycol Bldg Heat Sys | 5/31/2026
Bright Futures | 1511 5th Ave | Kearney | NE | 68845-5924 | Buffalo | NE14346 | Scrapped/Junked | 41067 | n/a | 1988 | Kewanee | FTFB - Firetube-Firebox Boiler | STHT - Steam-Heat | 12/31/2013
Bright Futures | 1511 5th Ave | Kearney | NE | 68845-5924 | Buffalo | NE20490 | Exempt 1999 LB-66 |  | 92059 | 1987 | AO SMITH | AHWH - ANSI/Fired Water Htr | HWSD - Hot Water Dom/Potable | 6/30/1999
Bright Futures | 1511 5th Ave | Kearney | NE | 68845-5924 | Buffalo | NE24514 | Active | n/a | 454090038 | 2013 | Aerco | CALU - Cast Aluminum | HWHT - Hot Water Heat | 12/31/2026
Bright Futures | 1511 5th Ave | Kearney | NE | 68845-5924 | Buffalo | NE24515 | Active | n/a | 454090016 | 2013 | Aerco | CALU - Cast Aluminum | HWHT - Hot Water Heat | 12/31/2026
Bright Futures | 1511 5th Ave | Kearney | NE | 68845-5924 | Buffalo | NE34533 | Scrapped/Junked | n/a | N6361 | 1967 | Kewanee | FTFB - Firetube-Firebox Boiler | STHT - Steam-Heat | 12/31/2013
Quality Inn & Suites | 1511 Center Park Rd | Lincoln | NE | 68512-1227 | Lancaster | NE08501 | Scrapped/Junked | 55589 | LF000940798 | 2000 | AOSM | CHWH - ASME/Fired Water Heater | HWSD - Hot Water Dom/Potable | 10/31/2019
Quality Inn & Suites | 1511 Center Park Rd | Lincoln | NE | 68512-1227 | Lancaster | NE08502 | Inactive | 42872 | LA980710497970 | 1998 | AOSM | CHWH - ASME/Fired Water Heater | HWSD - Hot Water Dom/Potable | 10/31/2015
Quality Inn & Suites | 1511 Center Park Rd | Lincoln | NE | 68512-1227 | Lancaster | NE08503 | Scrapped/Junked | 39102 | LD970641626960 | 1997 | AOSM | CHWH - ASME/Fired Water Heater | HWSD - Hot Water Dom/Potable | 10/31/2009
Quality Inn & Suites | 1511 Center Park Rd | Lincoln | NE | 68512-1227 | Lancaster | NE08504 | Scrapped/Junked | 39837 | LE970656165960 | 1997 | AO SMITH | CHWH - ASME/Fired Water Heater | HWSD - Hot Water Dom/Potable | 10/31/2007
Quality Inn & Suites | 1511 Center Park Rd | Lincoln | NE | 68512-1227 | Lancaster | NE10052 | Scrapped/Junked | 119278 | 119278 | 2007 | AOSM | CHWH - ASME/Fired Water Heater | HWSD - Hot Water Dom/Potable | 10/31/2019
Quality Inn & Suites | 1511 Center Park Rd | Lincoln | NE | 68512-1227 | Lancaster | NE15353 | Scrapped/Junked | 134165 | 0905M000222 | 2009 | AO SMITH | CHWH - ASME/Fired Water Heater | HWSD - Hot Water Dom/Potable | 10/31/2019
Golden Corral Restaurant | 1511 Gregg Rd | Bellevue | NE | 68123-4073 | Sarpy | NE00713 | Scrapped/Junked | 137816 | A96CB0044 | 1996 | TELE | CPFT - Horiz Cpr Fin Boiler | HWSD - Hot Water Dom/Potable | 10/31/2011
Golden Corral Restaurant | 1511 Gregg Rd | Bellevue | NE | 68123-4073 | Sarpy | NE02369 | Exempt | 12320 | 468-042-HF | 1992 | TAYLOR-WHARTON | UTNK - Unfired Vertical Tank | 0041 - CO2 Dispensing | 10/31/2006
Golden Corral Restaurant | 1511 Gregg Rd | Bellevue | NE | 68123-4073 | Sarpy | NE20575 | Scrapped/Junked | 288707 | C18288707 | 2011 | Laars | CPFH - Copper Fin Water Heater | HWSD - Hot Water Dom/Potable | 9/30/2023
The Parker | 1512 Bristol St | Papillion | NE | 68046-3441 | Sarpy | NE42676 | Active | 45272 | 23whd0214 | 2023 | PENTAIR | WT - Water Tube Boiler | OPHT - Outdoor Pool Heater | 5/31/2024
Buffalo County Courthouse | 1512 Central Ave | Kearney | NE | 68847-6020 | Buffalo | NE06578 | Scrapped/Junked | 14323 | 090539994 | 2005 | Rbi | CPFT - Horiz Cpr Fin Boiler | HWHT - Hot Water Heat | 4/30/2013
Buffalo County Courthouse | 1512 Central Ave | Kearney | NE | 68847-6020 | Buffalo | NE06579 | Scrapped/Junked | 14324 | 090539993 | 2005 | Rbi | CPFT - Horiz Cpr Fin Boiler | HWHT - Hot Water Heat | 4/30/2014
Buffalo County Courthouse | 1512 Central Ave | Kearney | NE | 68847-6020 | Buffalo | NE07586 | Scrapped/Junked | 17632 | 110644527 | 2006 | Rbi | CPFT - Horiz Cpr Fin Boiler | HWHT - Hot Water Heat | 4/30/2012
Buffalo County Courthouse | 1512 Central Ave | Kearney | NE | 68847-6020 | Buffalo | NE08593 | Scrapped/Junked | 90746 | 3696 | 2001 | RHEEM MANUFACTURING CO | CHWH - ASME/Fired Water Heater | HWSD - Hot Water Dom/Potable | 6/30/2007
Buffalo County Courthouse | 1512 Central Ave | Kearney | NE | 68847-6020 | Buffalo | NE09426 | Scrapped/Junked |  | M1466 | 1972 | KEWANEE | FTFB - Firetube-Firebox Boiler | HWHT - Hot Water Heat | 6/30/2006
Buffalo County Courthouse | 1512 Central Ave | Kearney | NE | 68847-6020 | Buffalo | NE09427 | Scrapped/Junked | 34332 | R2752 | 1980 | KEWANEE | FTFB - Firetube-Firebox Boiler | STHT - Steam-Heat | 6/30/2006
Buffalo County Courthouse | 1512 Central Ave | Kearney | NE | 68847-6020 | Buffalo | NE17059 | Scrapped/Junked | 1484 | 501484 | 2009 | RIVERSIDE HYDRONICS | COWH - Coil Type Water Heater | HWSD - Hot Water Dom/Potable | 4/30/2021
Buffalo County Courthouse | 1512 Central Ave | Kearney | NE | 68847-6020 | Buffalo | NE17060 | Scrapped/Junked | 1485 | 501485 | 2009 | RIVERSIDE HYDRONICS | COWH - Coil Type Water Heater | HWSD - Hot Water Dom/Potable | 4/30/2022
Buffalo County Courthouse | 1512 Central Ave | Kearney | NE | 68847-6020 | Buffalo | NE20581 | Active | 160938 | G11 160938 | 2010 | Laars | WTSS - Watertube SS Steel | HWSD - Hot Water Dom/Potable | 4/30/2026
Buffalo County Courthouse | 1512 Central Ave | Kearney | NE | 68847-6020 | Buffalo | NE20582 | Active | 160924 | G11 160924 | 2010 | Laars | WTSS - Watertube SS Steel | HWSD - Hot Water Dom/Potable | 4/30/2026
Buffalo County Courthouse | 1512 Central Ave | Kearney | NE | 68847-6020 | Buffalo | NE22356 | Exempt 1999 LB-66 |  | 03894D0832 | 1989 | RHEEM MANUFACTURING CO | AHWH - ANSI/Fired Water Htr | HWSD - Hot Water Dom/Potable | 6/30/1999
Buffalo County Courthouse | 1512 Central Ave | Kearney | NE | 68847-6020 | Buffalo | NE22357 | Scrapped/Junked |  | 0993-G00614 | 1993 | RHEEM MANUFACTURING CO | CHWH - ASME/Fired Water Heater | HWSD - Hot Water Dom/Potable | 6/30/2002
Buffalo County Courthouse | 1512 Central Ave | Kearney | NE | 68847-6020 | Buffalo | NE24534 | Active | 239758 | G13239758 | 2013 | Laars | WTSS - Watertube SS Steel | HWHT - Hot Water Heat | 4/30/2026
Buffalo County Courthouse | 1512 Central Ave | Kearney | NE | 68847-6020 | Buffalo | NE24535 | Active | 239801 | G13-239801 | 2013 | Laars | WTSS - Watertube SS Steel | HWHT - Hot Water Heat | 4/30/2026
Buffalo County Courthouse | 1512 Central Ave | Kearney | NE | 68847-6020 | Buffalo | NE41119 | Active | 164193 | 20WHTX1880185 | 2020 | AIC GDYNIA | COWH - Coil Type Water Heater | HWSD - Hot Water Dom/Potable | 4/30/2026
Buffalo County Courthouse | 1512 Central Ave | Kearney | NE | 68847-6020 | Buffalo | NE41120 | Active | 168321 | 20WHTX1880228 | 2020 | AIC GDYNIA | COWH - Coil Type Water Heater | HWSD - Hot Water Dom/Potable | 4/30/2026
Gering Cleaners | 1513 10Th St | Gering | NE | 69341-2818 | Scotts Bluff | NE18170 | Inactive | 43935 | 43935 | 1994 | PARK | WT - Water Tube Boiler | PROC - Process Steam | 11/30/2008
Neihardt Elementary | 15130 Drexel St | Omaha | NE | 68137-3807 | Douglas | NE04803 | Scrapped/Junked | 1110349 | na | 1992 | TELE | CPFT - Horiz Cpr Fin Boiler | HWSD - Hot Water Dom/Potable | 8/31/2011
Neihardt Elementary | 15130 Drexel St | Omaha | NE | 68137-3807 | Douglas | NE17796 | Active | 226604 | F10H00226604 | 2010 | Lochinvar | CPFH - Copper Fin Water Heater | HWSD - Hot Water Dom/Potable | 8/31/2026
Neihardt Elementary | 15130 Drexel St | Omaha | NE | 68137-3807 | Douglas | NE31235 | Active | 28733 | P6864 | 1977 | Kewanee | FTFB - Firetube-Firebox Boiler | HWHT - Hot Water Heat | 8/31/2026
Neihardt Elementary | 15130 Drexel St | Omaha | NE | 68137-3807 | Douglas | NE31241 | Active | 23719 | P6964 | 1977 | Kewanee | FTFB - Firetube-Firebox Boiler | HWHT - Hot Water Heat | 8/31/2026
L.D.M.C. PARTNERSHIP | 1514 Leavenworth St | Omaha | NE | 68102-3113 | Douglas | NE03474 | Inactive |  |  | 1981 | PEERLESS HEATER COMPANY |  | STHT - Steam-Heat | 1/31/1991
Hamilton Manor | 1515 5th St | Aurora | NE | 68818-1140 | Hamilton | NE05694 | Scrapped/Junked | 73995 |  | 1997 | RUUD | CHWH - ASME/Fired Water Heater | HWSD - Hot Water Dom/Potable | 8/31/1999
Hamilton Manor | 1515 5th St | Aurora | NE | 68818-1140 | Hamilton | NE05903 | Scrapped/Junked | 87541 |  | 2000 | RHEEM MANUFACTURING CO | CHWH - ASME/Fired Water Heater | HWSD - Hot Water Dom/Potable | 8/31/2005
Hamilton Manor | 1515 5th St | Aurora | NE | 68818-1140 | Hamilton | NE05904 | Scrapped/Junked | 79513 | URNG099G03285 | 1998 | RHEEM MANUFACTURING CO | CHWH - ASME/Fired Water Heater | HWSD - Hot Water Dom/Potable | 8/31/2008
Hamilton Manor | 1515 5th St | Aurora | NE | 68818-1140 | Hamilton | NE06107 | Scrapped/Junked | 93249 | M04M003915/93249 | 2005 | State Ind. | CHWH - ASME/Fired Water Heater | HWSD - Hot Water Dom/Potable | 1/31/2013
Hamilton Manor | 1515 5th St | Aurora | NE | 68818-1140 | Hamilton | NE15210 | Out of Service | n/a | M7294 | 1965 | Kewanee | FTFB - Firetube-Firebox Boiler | HWHT - Hot Water Heat | 1/31/2018
Hamilton Manor | 1515 5th St | Aurora | NE | 68818-1140 | Hamilton | NE15211 | Inactive | n/a | N7459 | 1970 | Kewanee | FTFB - Firetube-Firebox Boiler | HWHT - Hot Water Heat | 1/31/2018
Hamilton Manor | 1515 5th St | Aurora | NE | 68818-1140 | Hamilton | NE15212 | Scrapped/Junked |  | AC82141782 | 1982 | AO SMITH | AHWH - ANSI/Fired Water Htr | HWSD - Hot Water Dom/Potable | 8/31/1999
Hamilton Manor | 1515 5th St | Aurora | NE | 68818-1140 | Hamilton | NE22262 | Inactive | 167967 | 167967 | 2012 | A O Smith | CHWH - ASME/Fired Water Heater | HWSD - Hot Water Dom/Potable | 1/31/2018
First United Methodist Church-BMIC#420794 | 1515 B St | Cozad | NE | 69130-1646 | Dawson | NE00811 | Scrapped/Junked | n/a | WTW-7A-1000 | 1966 | Cleaver Brooks | WT - Water Tube Boiler | HWHT - Hot Water Heat | 10/31/2019
First United Methodist Church-BMIC#420794 | 1515 B St | Cozad | NE | 69130-1646 | Dawson | NE28228 | Active | 7697 | 19-HE062781619 | 2019 | Riello | COBL - Coil Type Boiler | HWHT - Hot Water Heat | 10/31/2026
First United Methodist Church-BMIC#420794 | 1515 B St | Cozad | NE | 69130-1646 | Dawson | NE28229 | Active | 8214 | 19-HE067952019 | 2019 | Riello | COBL - Coil Type Boiler | HWHT - Hot Water Heat | 10/31/2026
Crete Public Library | 1515 Forest Ave | Crete | NE | 68333 | Saline | NE28694 | Active | 6600 | 19-HE0-51810519 | 2019 | Riello | WT - Water Tube Boiler | HWHT - Hot Water Heat | 1/31/2027
Crete Public Library | 1515 Forest Ave | Crete | NE | 68333 | Saline | NE28695 | Active | 6586 | 19-HE0-51670519 | 2019 | Riello | WT - Water Tube Boiler | HWHT - Hot Water Heat | 1/31/2027
Crete Public Library | 1515 Forest Ave | Crete | NE | 68333 | Saline | NE28696 | Active | 6587 | 19-HE0-51680519 | 2019 | Riello | WT - Water Tube Boiler | HWHT - Hot Water Heat | 1/31/2027
Archbishop Bergan Catholic Elementary School | 1515 Johnson Rd | Fremont | NE | 68025-6403 | Dodge | NE15363 | Active | 17513 | 09F-5420 | 2009 | Aldrich | FTVT - Firetube Vertical TB | HWHT - Hot Water Heat | 7/31/2026
Archbishop Bergan Catholic Elementary School | 1515 Johnson Rd | Fremont | NE | 68025-6403 | Dodge | NE15364 | Active | 17514 | 09F-5421 | 2009 | Aldrich | FTVT - Firetube Vertical TB | HWHT - Hot Water Heat | 7/31/2026
Beta Theta Pi Fraternity | 1515 R St | Lincoln | NE | 68508-1699 | Lancaster | NE30697 | Scrapped/Junked | 8481 | 95E-5361 | 1995 | Aldrich | FT - Firetube Boiler | STHT - Steam-Heat | 3/31/2013
Beta Theta Pi Fraternity | 1515 R St | Lincoln | NE | 68508-1699 | Lancaster | NE30698 | Scrapped/Junked | 8483 | 95E-5363 | 1995 | Aldrich | FTFB - Firetube-Firebox Boiler | STHT - Steam-Heat | 3/31/2013
Beta Theta Pi Fraternity | 1515 R St | Lincoln | NE | 68508-1699 | Lancaster | NE40364 | Scrapped/Junked | 142706 | 9709142706 | 1997 | Raypak | CPFT - Horiz Cpr Fin Boiler | HWSD - Hot Water Dom/Potable | 3/31/2013
GRACE UNIVERSITY | 1515 S 10th St | Omaha | NE | 68108-3657 | Douglas | NE33076 | Inactive |  | S-28-7-1 | 1966 | US RADIATOR |  | STHT - Steam-Heat | 7/31/1996
City of Omaha-Columbus Community Center | 1515 S 24th St | Omaha | NE | 68108-3421 | Douglas | NE15715 | Active | 7944 | 94-E4223 | 1994 | Aldrich | FTVT - Firetube Vertical TB | HWHT - Hot Water Heat | 9/30/2026
COLUMBUS COMMUNITY CENTER | 1515 S 24th St | Omaha | NE | 68108-3421 | Douglas | NE21308 | Exempt 1999 LB-66 |  | 167905 | 1995 | AO SMITH | AHWH - ANSI/Fired Water Htr | HWSD - Hot Water Dom/Potable | 7/31/1999
Firespring | 1515 S 75th St | Omaha | NE | 68124-1618 | Douglas | NE16908 | Active | 35336 | 3R771 | 1981 | Kewanee | FTFB - Firetube-Firebox Boiler | HWHT - Hot Water Heat | 12/31/2025
St Paul Lutheran Church | 1515 S Harrison St | Grand Island | NE | 68803-6358 | Hall | NE15233 | Scrapped/Junked | 13769 | 13769 | 1962 | National | FTSM - FTS Marine Dry Back | HWHT - Hot Water Heat | 3/31/2015
St Paul Lutheran Church | 1515 S Harrison St | Grand Island | NE | 68803-6358 | Hall | NE15234 | Scrapped/Junked | 13770 | 13770 | 1962 | National | FTSM - FTS Marine Dry Back | HWHT - Hot Water Heat | 3/31/2015
St Paul Lutheran Church | 1515 S Harrison St | Grand Island | NE | 68803-6358 | Hall | NE25336 | Active | 6045 | 041419040 | 2014 | CAMUS | VTWT - Vert Watertube | HWHT - Hot Water Heat | 3/31/2026
St Paul Lutheran Church | 1515 S Harrison St | Grand Island | NE | 68803-6358 | Hall | NE25337 | Active | 6044 | 041419039 | 2014 | CAMUS | VTWT - Vert Watertube | HWHT - Hot Water Heat | 3/31/2026
City of Omaha-Fire Division Headquarter | 1516 Jackson St | Omaha | NE | 68102-3110 | Douglas | NE15710 | Scrapped/Junked | 63252 | RN0693G01667 | 1993 | RHEEM | CHWH - ASME/Fired Water Heater | HWSD - Hot Water Dom/Potable | 9/30/2014
City of Omaha-Fire Division Headquarter | 1516 Jackson St | Omaha | NE | 68102-3110 | Douglas | NE24201 | Active | 6534 | FB150-3030 | 1999 | HURST | FTFB - Firetube-Firebox Boiler | HWHT - Hot Water Heat | 9/30/2026
City of Omaha-Fire Division Headquarter | 1516 Jackson St | Omaha | NE | 68102-3110 | Douglas | NE24202 | Active | 6533 | FB150-3029 | 1999 | HURST | FTFB - Firetube-Firebox Boiler | HWHT - Hot Water Heat | 9/30/2026
City of Omaha-Fire Division Headquarter | 1516 Jackson St | Omaha | NE | 68102-3110 | Douglas | NE25989 | Active | 190562 | 190562 | 2014 | AO SMITH | CHWH - ASME/Fired Water Heater | HWSD - Hot Water Dom/Potable | 9/30/2026
City of Omaha-Fire Division Headquarter | 1516 Jackson St | Omaha | NE | 68102-3110 | Douglas | NE37338 | Scrapped/Junked |  | 211481 | 1966 | PACIFIC | FT - Firetube Boiler | HWHT - Hot Water Heat | 7/31/1999
Apartment Building | 1517 Chase St | Falls City | NE | 68355-2647 | Richardson | NE06184 | Inactive | N/A | H66DWR-121 | 1966 | RHEEM | CI - Cast Iron | HWHT - Hot Water Heat | 10/31/2016
Presby Church of the Cross | 1517 S 114th St | Omaha | NE | 68144-1705 | Douglas | NE13849 | Active | 212561 | I08H00212561 | 2008 | Lochinvar | WT - Water Tube Boiler | HWHT - Hot Water Heat | 3/31/2026
Presby Church of the Cross | 1517 S 114th St | Omaha | NE | 68144-1705 | Douglas | NE13850 | Active | 212560 | I08H00212560 | 2008 | Lochinvar | WT - Water Tube Boiler | HWHT - Hot Water Heat | 3/31/2026
Presby Church of the Cross | 1517 S 114th St | Omaha | NE | 68144-1705 | Douglas | NE15240 | Scrapped/Junked | 9990 | M9990 | 1965 | KEWA | FT - Firetube Boiler | HWHT - Hot Water Heat | 3/31/2009
Presby Church of the Cross | 1517 S 114th St | Omaha | NE | 68144-1705 | Douglas | NE17751 | Active | 212574 | 108H00212574 | 2008 | Lochinvar | CPFT - Horiz Cpr Fin Boiler | HWHT - Hot Water Heat | 3/31/2026
Presby Church of the Cross | 1517 S 114th St | Omaha | NE | 68144-1705 | Douglas | NE17752 | Active | 212585 | 108H00212585 | 2008 | Lochinvar | CPFT - Horiz Cpr Fin Boiler | HWHT - Hot Water Heat | 3/31/2026
Mirror Image Car Wash | 1518 2nd Ave | Kearney | NE | 68847-5902 | Buffalo | NE40029 | Out of Service | 75438 | 0589103338 | 1989 | Raypak | CPFT - Horiz Cpr Fin Boiler | HWFG - Hotwater Heat Floor-Glycl | 1/31/2022
Mirror Image Car Wash | 1518 2nd Ave | Kearney | NE | 68847-5902 | Buffalo | NE40030 | Out of Service | 76017 | 0689103917 | 1989 | Raypak | CPFT - Horiz Cpr Fin Boiler | HWSP - Hot Water Non Potable Supply | 1/31/2021
Mirror Image Car Wash | 1518 2nd Ave | Kearney | NE | 68847-5902 | Buffalo | NE41620 | Active | 528130 | N1212200041 | 2021 | Lochinvar | COBL - Coil Type Boiler | GLFH - Glycol Floor Heat System | 1/31/2026
Mirror Image Car Wash | 1518 2nd Ave | Kearney | NE | 68847-5902 | Buffalo | NE41621 | Active | 202724 | N20PG80951457 | 2020 | Lochinvar | COBL - Coil Type Boiler | GLFH - Glycol Floor Heat System | 1/31/2026
EMPTY BUILDING | 152 N Oak St | Dodge | NE | 68633-3094 | DODGE | NE04836 | Inactive | 7539 | 38093/33-7818-1 | 1959 | TITUSVILLE | FTWB - FTS Marine Wet Back | PROC - Process Steam | 10/31/2004
St Vincent DePaul Church | 152 Pinewood Ave | Seward | NE | 68434-1047 | Seward | NE19215 | Active | 160499 | H10H10160499 | 2010 | Lochinvar | WTSS - Watertube SS Steel | HWHT - Hot Water Heat | 12/31/2026
St Vincent DePaul Church | 152 Pinewood Ave | Seward | NE | 68434-1047 | Seward | NE40908 | Active | 8693 | 96E-5631 | 1996 | Aldrich | FTVT - Firetube Vertical TB | HWHT - Hot Water Heat | 12/31/2026
Bluffs Bakery | 1520 Broadway | Scottsbluff | NE | 69361-3167 | Scotts Bluff | NE43661 | Active | N/A | N/A | 1970 | American Radiator | CI - Cast Iron | HWHT - Hot Water Heat | 8/31/2025
ZIMMER TRUSTS APTS | 1520 D St | Lincoln | NE | 68502-1446 | LANCASTER | NE03383 | Scrapped/Junked |  |  | 1988 | RUDD | AHWH - ANSI/Fired Water Htr | HWSD - Hot Water Dom/Potable | 6/30/1999
ZIMMER TRUSTS APTS | 1520 D St | Lincoln | NE | 68502-1446 | LANCASTER | NE23818 | Scrapped/Junked |  | ME9800739049978 | 1986 | RUUD | AHWH - ANSI/Fired Water Htr | HWSD - Hot Water Dom/Potable | 6/30/2000
Clinton Elementary | 1520 N 29th St | Lincoln | NE | 68503-1505 | Lancaster | NE05821 | Exempt 1999 LB-66 |  | 666075 | 1997 | AO SMITH | AHWH - ANSI/Fired Water Htr | HWSD - Hot Water Dom/Potable | 6/30/2000
Clinton Elementary | 1520 N 29th St | Lincoln | NE | 68503-1505 | Lancaster | NE09403 | Scrapped/Junked |  |  | 1971 | VULCRAFT | AHWH - ANSI/Fired Water Htr | HWSD - Hot Water Dom/Potable | 6/30/2000
Clinton Elementary | 1520 N 29th St | Lincoln | NE | 68503-1505 | Lancaster | NE09886 | Active | 11842 | 02E-9745 | 2002 | Les Inc/Aldrich Co | FTVT - Firetube Vertical TB | GLYC - Glycol Bldg Heat Sys | 11/30/2026
Clinton Elementary | 1520 N 29th St | Lincoln | NE | 68503-1505 | Lancaster | NE09887 | Active | 11841 | 02E-9744 | 2002 | Les Inc/Aldrich Co | FTVT - Firetube Vertical TB | HWHT - Hot Water Heat | 11/30/2026
Clinton Elementary | 1520 N 29th St | Lincoln | NE | 68503-1505 | Lancaster | NE30093 | Scrapped/Junked |  | 420 | 1926 | KEWANEE | FT - Firetube Boiler | STHT - Steam-Heat | 6/30/2001
Clinton Elementary | 1520 N 29th St | Lincoln | NE | 68503-1505 | Lancaster | NE30094 | Scrapped/Junked |  | 420 | 1926 | KEWANEE | FT - Firetube Boiler | STHT - Steam-Heat | 6/30/2001
Motel 6 | 1520 S Jeffers St | North Platte | NE | 69101-6041 | Lincoln | NE03935 | Scrapped/Junked |  |  | 1982 | RAYPAK INC, CALIFORNIA | CPFT - Horiz Cpr Fin Boiler | HWHT - Hot Water Heat | 12/31/1997
Motel 6 | 1520 S Jeffers St | North Platte | NE | 69101-6041 | Lincoln | NE07514 | Scrapped/Junked | N/A | 106PJ0808 | 2006 | JANDY | COBL - Coil Type Boiler | OPHT - Outdoor Pool Heater | 6/30/2010
Motel 6 | 1520 S Jeffers St | North Platte | NE | 69101-6041 | Lincoln | NE17485 | Scrapped/Junked |  | LJ920018456880 | 1992 | AO SMITH | AHWH - ANSI/Fired Water Htr | HWSD - Hot Water Dom/Potable | 9/30/2001
Motel 6 | 1520 S Jeffers St | North Platte | NE | 69101-6041 | Lincoln | NE17486 | Scrapped/Junked |  |  | 1991 | AO SMITH | AHWH - ANSI/Fired Water Htr | HWSD - Hot Water Dom/Potable | 12/31/1997
Motel 6 | 1520 S Jeffers St | North Platte | NE | 69101-6041 | Lincoln | NE19379 | Scrapped/Junked |  | 0000003030 | 1985 | RHEEM MANUFACTURING CO | AHWH - ANSI/Fired Water Htr | HWSD - Hot Water Dom/Potable | 12/31/1997
Motel 6 | 1520 S Jeffers St | North Platte | NE | 69101-6041 | Lincoln | NE19380 | Scrapped/Junked |  | 0000008225 | 1988 | AO SMITH | AHWH - ANSI/Fired Water Htr | HWSD - Hot Water Dom/Potable | 12/31/1997
Motel 6 | 1520 S Jeffers St | North Platte | NE | 69101-6041 | Lincoln | NE25444 | Exempt 1999 LB-66 |  | MD990834331 | 1999 | A. O. Smith | AHWH - ANSI/Fired Water Htr | HWSD - Hot Water Dom/Potable | 1/1/1900
Motel 6 | 1520 S Jeffers St | North Platte | NE | 69101-6041 | Lincoln | NE25445 | Exempt 1999 LB-66 |  | URNG0298G02195 | 1998 | RHEEM MANUFACTURING CO | AHWH - ANSI/Fired Water Htr | HWSD - Hot Water Dom/Potable | 1/1/1900
Motel 6 | 1520 S Jeffers St | North Platte | NE | 69101-6041 | Lincoln | NE25446 | Exempt 1999 LB-66 |  | URNG1297G00637 | 1997 | RHEEM MANUFACTURING CO | AHWH - ANSI/Fired Water Htr | HWSD - Hot Water Dom/Potable | 1/1/1900
Motel 6 | 1520 S Jeffers St | North Platte | NE | 69101-6041 | Lincoln | NE25447 | Scrapped/Junked | 150988 | A97PL3811 | 1997 | TELEDYNE LAARS | CPFT - Horiz Cpr Fin Boiler | OPHT - Outdoor Pool Heater | 9/30/2004
Ardent Flour Mill | 1521 N 16th St | Omaha | NE | 68110-2406 | Douglas | NE05123 | Exempt | 477 |  | 1974 | HOT SHOT | ELBL - Electric Boiler | HWSP - Hot Water Non Potable Supply | 9/30/1996
Ardent Flour Mill | 1521 N 16th St | Omaha | NE | 68110-2406 | Douglas | NE07856 | Inactive | 37019 | RF-9680V98/1394 | 1999 | SUSSMAN-AUTOMATIC CORP | ELBL - Electric Boiler | PROC - Process Steam | 10/31/2005
Ardent Flour Mill | 1521 N 16th St | Omaha | NE | 68110-2406 | Douglas | NE07857 | Inactive | 61394 | 1394 | 1990 | AMSCO | ELBL - Electric Boiler | PROC - Process Steam | 11/30/2005
Ardent Flour Mill | 1521 N 16th St | Omaha | NE | 68110-2406 | Douglas | NE14924 | Scrapped/Junked | 7433 | 11107 | 1964 | Continental Boiler Works | FTSM - FTS Marine Dry Back | PROC - Process Steam | 9/30/2015
Ardent Flour Mill | 1521 N 16th St | Omaha | NE | 68110-2406 | Douglas | NE26347 | Active | 20774 | FB625-15/30-3 | 2015 | Hurst | FT - Firetube Boiler | PROC - Process Steam | 4/30/2025
Platte Valley Christian | 1521 Rodeo Rd | North Platte | NE | 69101-7227 | Lincoln | NE14675 | Scrapped/Junked | N/A | 202018 | 1998 | CROWN BOILER COMPANY | CI - Cast Iron | HWHT - Hot Water Heat | 3/31/2017
Platte Valley Christian | 1521 Rodeo Rd | North Platte | NE | 69101-7227 | Lincoln | NE15230 | Scrapped/Junked |  | G107 | 1988 | Weil-Mcclain | CI - Cast Iron | HWHT - Hot Water Heat | 2/28/2009
Apartment Building | 1522 S 29th St | Omaha | NE | 68105-2579 | Douglas | NE20301 | Exempt | N/A | 2299172 | 1960 | HERC | CI - Cast Iron | HWHT - Hot Water Heat | 12/31/2017
Harvey Oaks Elementary | 15228 Shirley St | Omaha | NE | 68144-1970 | Douglas | NE19773 | Scrapped/Junked |  | 000000000007691 | 1978 | RUUD | AHWH - ANSI/Fired Water Htr | HWSD - Hot Water Dom/Potable | 8/31/2000
Harvey Oaks Elementary | 15228 Shirley St | Omaha | NE | 68144-1970 | Douglas | NE19774 | Exempt 1999 LB-66 |  | 000000000007694 | 1978 | RUUD | AHWH - ANSI/Fired Water Htr | HWSD - Hot Water Dom/Potable | 8/31/2000
Harvey Oaks Elementary | 15228 Shirley St | Omaha | NE | 68144-1970 | Douglas | NE32319 | Active | 31759 | R0441 | 1978 | Kewanee | FTFB - Firetube-Firebox Boiler | HWHT - Hot Water Heat | 8/31/2026
Harvey Oaks Elementary | 15228 Shirley St | Omaha | NE | 68144-1970 | Douglas | NE32320 | Active | 31192 | P9481 | 1978 | Kewanee | FTFB - Firetube-Firebox Boiler | HWHT - Hot Water Heat | 8/31/2026
REDSHAW PROPERTIES | 1523 Marcy St | Omaha | NE | 68108-3118 | Douglas | NE03427 | Inactive |  |  | 1950 | PACIFIC | FTFB - Firetube-Firebox Boiler | STHT - Steam-Heat | 7/31/2001
City of Omaha--Parks & Rec Center | 1523 S 24th St | Omaha | NE | 68108-3421 | Douglas | NE21306 | Active | 8930 | 96-E5905 | 1996 | ALES | FTFB - Firetube-Firebox Boiler | STHT - Steam-Heat | 9/30/2026
City of Omaha--Parks & Rec Center | 1523 S 24th St | Omaha | NE | 68108-3421 | Douglas | NE21307 | Active | 8931 | 96-E5906 | 1996 | ALES | FTFB - Firetube-Firebox Boiler | STHT - Steam-Heat | 9/30/2026
WALT GRAVES BLDG | 1523 S 24th St | Omaha | NE | 68108-3421 | Douglas | NE15720 | Inactive |  | 06331-1092 | 1994 | PEERLESS HEATER COMPANY |  | STHT - Steam-Heat | 7/31/1998
Washington County Bank | 1523 Washington St | Blair | NE | 68008-1653 | Washington | NE18417 | Active | 0 | 47955 | 1977 | Bryan Steam Corporation | WT - Water Tube Boiler | HWHT - Hot Water Heat | 3/31/2026
1526 Building | 1526 K St | Lincoln | NE | 68508-2732 | Lancaster | NE04461 | Scrapped/Junked | N/A | 6767 | 1968 | Kewanee | FTSM - FTS Marine Dry Back | STHT - Steam-Heat | 9/30/2012
1526 Building | 1526 K St | Lincoln | NE | 68508-2732 | Lancaster | NE04462 | Scrapped/Junked | N/A | H-1145 | 1954 | Kewanee | FTFB - Firetube-Firebox Boiler | STHT - Steam-Heat | 9/30/2012
1526 Building | 1526 K St | Lincoln | NE | 68508-2732 | Lancaster | NE15671 | Scrapped/Junked | N/A | 1284404889 | 1984 | RHEE | AHWH - ANSI/Fired Water Htr | HWSD - Hot Water Dom/Potable | 9/30/2009
1526 Building | 1526 K St | Lincoln | NE | 68508-2732 | Lancaster | NE19216 | Scrapped/Junked | 113934 | UNRG0807G00607 | 2007 | RHEEM | CHWH - ASME/Fired Water Heater | HWSD - Hot Water Dom/Potable | 9/30/2012
1526 Building | 1526 K St | Lincoln | NE | 68508-2732 | Lancaster | NE24930 | Scrapped/Junked | 6048 | 05149118 | 2014 | CAMUS | FTVT - Firetube Vertical TB | HWHT - Hot Water Heat | 8/31/2023
1526 Building | 1526 K St | Lincoln | NE | 68508-2732 | Lancaster | NE42228 | Active | 8723 | 081725296 | 2017 | CAMUS | FTVT - Firetube Vertical TB | HWHT - Hot Water Heat | 8/31/2026
Cargill Meat Solutions | 1529 23rd St | Columbus | NE | 68601-3517 | Platte | NE07901 | Active | 7363 | FES-8 | 1994 | FES Inc | UFPV - Unfired Pressure Vessel | SEPR - Separator | 3/31/2026
Cargill Meat Solutions | 1529 23rd St | Columbus | NE | 68601-3517 | Platte | NE07902 | Active | 7364 | FES-3 | 1994 | FES Inc | UFPV - Unfired Pressure Vessel | SEPR - Separator | 3/31/2026
Cargill Meat Solutions | 1529 23rd St | Columbus | NE | 68601-3517 | Platte | NE07903 | Active | 7932 | FES-10 | 1995 | FES Inc | UFPV - Unfired Pressure Vessel | SEPR - Separator | 3/31/2026
Cargill Meat Solutions | 1529 23rd St | Columbus | NE | 68601-3517 | Platte | NE07904 | Active | 7931 | FES-9 | 1995 | FES Inc | UFPV - Unfired Pressure Vessel | SEPR - Separator | 3/31/2026
Cargill Meat Solutions | 1529 23rd St | Columbus | NE | 68601-3517 | Platte | NE07905 | Active | 7376 | FES-2 | 1994 | FES Inc | UFPV - Unfired Pressure Vessel | SEPR - Separator | 3/31/2026
Cargill Meat Solutions | 1529 23rd St | Columbus | NE | 68601-3517 | Platte | NE07906 | Active | 7377 | FES-1 | 1994 | FES Inc | UFPV - Unfired Pressure Vessel | SEPR - Separator | 3/31/2026
Cargill Meat Solutions | 1529 23rd St | Columbus | NE | 68601-3517 | Platte | NE07907 | Active | 7378 | FES-4 | 1994 | FES Inc | UFPV - Unfired Pressure Vessel | SEPR - Separator | 3/31/2026
Cargill Meat Solutions | 1529 23rd St | Columbus | NE | 68601-3517 | Platte | NE07908 | Active | 7993 | FES-11 | 1995 | FES Inc | UFPV - Unfired Pressure Vessel | SEPR - Separator | 3/31/2026
Cargill Meat Solutions | 1529 23rd St | Columbus | NE | 68601-3517 | Platte | NE07909 | Active | 7455 | FES-12 | 1994 | FES Inc | UFPV - Unfired Pressure Vessel | SEPR - Separator | 3/31/2026
Cargill Meat Solutions | 1529 23rd St | Columbus | NE | 68601-3517 | Platte | NE07910 | Active | 7331 | FES-5 | 1994 | FES Inc | UFPV - Unfired Pressure Vessel | SEPR - Separator | 3/31/2026
Cargill Meat Solutions | 1529 23rd St | Columbus | NE | 68601-3517 | Platte | NE07911 | Active | 7379 | FES-3 | 1994 | FES Inc | UFPV - Unfired Pressure Vessel | SEPR - Separator | 3/31/2026
Cargill Meat Solutions | 1529 23rd St | Columbus | NE | 68601-3517 | Platte | NE12658 | Active | 7362 | 940573 | 1994 | FES SYSTEMS INC | UFPV - Unfired Pressure Vessel | 0017 - Ammonia Receiver | 3/31/2026
Cargill Meat Solutions | 1529 23rd St | Columbus | NE | 68601-3517 | Platte | NE18825 | Inactive | 45252 | 45252 | 1994 | PM LATTNER MFR COMPANY | FTVT - Firetube Vertical TB | PROC - Process Steam | 3/31/2002
Cargill Meat Solutions | 1529 23rd St | Columbus | NE | 68601-3517 | Platte | NE26505 | Active | 79 | 215703-1 | 2015 | Thermogenics | WT - Water Tube Boiler | PROC - Process Steam | 8/31/2026
Cargill Meat Solutions | 1529 23rd St | Columbus | NE | 68601-3517 | Platte | NE26506 | Active | 80 | 215703-2 | 2015 | Thermogenics | WT - Water Tube Boiler | PROC - Process Steam | 8/31/2026
Cargill Meat Solutions | 1529 23rd St | Columbus | NE | 68601-3517 | Platte | NE28783 | Active | 19438 | 160076 | 2016 | G E A | UFPV - Unfired Pressure Vessel | SEPR - Separator | 3/31/2026
Cargill Meat Solutions | 1529 23rd St | Columbus | NE | 68601-3517 | Platte | NE28784 | Active | 19437 | 160075 | 2016 | G E A | UFPV - Unfired Pressure Vessel | SEPR - Separator | 3/31/2026
Cargill Meat Solutions | 1529 23rd St | Columbus | NE | 68601-3517 | Platte | NE43221 | Active | 191 | M223915 | 2024 | Thermogenics | WT - Water Tube Boiler | PROC - Process Steam | 8/31/2025
Cargill Meat Solutions | 1529 23rd St | Columbus | NE | 68601-3517 | Platte | NE43222 | Active | 203 | 224-1936 | 2024 | Thermogenics | ECON - Boiler Economizer | ECON - Boiler Economizer | 8/31/2025
LUETCHENS APARTMENTS | 1529 S 21st St | Lincoln | NE | 68502-2802 | LANCASTER | NE04868 | Scrapped/Junked |  | GEM-14298 | 1984 | PEERLESS HEATER COMPANY |  | HWHT - Hot Water Heat | 1/31/2001
Finish Line Auto Wash | 1530 S Coddington | Lincoln | NE | 68522 | Lancaster | NE09884 | Scrapped/Junked | 139700 | C027846 | 2002 | Lochinvar | CPFT - Horiz Cpr Fin Boiler | HWHF - Hot Water Heat-Floor | 10/31/2017
Finish Line Auto Wash | 1530 S Coddington | Lincoln | NE | 68522 | Lancaster | NE27292 | Active | 350500 | 20350500 | 2016 | Lochinvar | CPFT - Horiz Cpr Fin Boiler | HWHF - Hot Water Heat-Floor | 11/30/2025
City of Lincoln Loren Corey Eiseley Libr | 1530 Superior St | Lincoln | NE | 68521-1947 | Lancaster | NE08774 | Scrapped/Junked | 10945 | 00E-8699 | 2000 | Aldrich | FTVT - Firetube Vertical TB | HWHT - Hot Water Heat | 9/30/2015
City of Lincoln Loren Corey Eiseley Libr | 1530 Superior St | Lincoln | NE | 68521-1947 | Lancaster | NE26086 | Active | 19531 | 15F-7439 | 2015 | Aldrich | FTVT - Firetube Vertical TB | HWHT - Hot Water Heat | 9/30/2026
FOOD-4-LESS | 1531 N Bell St | Fremont | NE | 68025-3536 | DODGE | NE05624 | Scrapped/Junked |  | 0368326 | 1994 | AO SMITH | AHWH - ANSI/Fired Water Htr | HWSD - Hot Water Dom/Potable | 11/30/1999
Alpha Phi Sorority | 1531 S St | Lincoln | NE | 68508-1689 | Lancaster | NE14586 | Inactive |  | AK84-01331-830 | 1984 | AO SMITH | AHWH - ANSI/Fired Water Htr | HWSD - Hot Water Dom/Potable | 10/31/2001
Alpha Phi Sorority | 1531 S St | Lincoln | NE | 68508-1689 | Lancaster | NE16131 | Scrapped/Junked |  | AK84-01337-830 | 1984 | AO SMITH | AHWH - ANSI/Fired Water Htr | HWSD - Hot Water Dom/Potable | 10/31/2004
Alpha Phi Sorority | 1531 S St | Lincoln | NE | 68508-1689 | Lancaster | NE20715 | Active | 75845 | F977215 | 1997 | Lochinvar | CPFT - Horiz Cpr Fin Boiler | HWSD - Hot Water Dom/Potable | 3/31/2026
Alpha Phi Sorority | 1531 S St | Lincoln | NE | 68508-1689 | Lancaster | NE21313 | Scrapped/Junked | none | 211A-10377-1294 | 1994 | Peerless | CI - Cast Iron | STHT - Steam-Heat | 3/31/2012
UNL International Quilt Studies Cntr | 1533 N 33rd St | Lincoln | NE | 68503-1404 | Lancaster | NE09185 | Active | 16516 | 07F-4423 | 2007 | ALES | FTVT - Firetube Vertical TB | GLYC - Glycol Bldg Heat Sys | 1/31/2026
UNL International Quilt Studies Cntr | 1533 N 33rd St | Lincoln | NE | 68503-1404 | Lancaster | NE09186 | Active | 16517 | 07F-4424 | 2007 | ALES | FTVT - Firetube Vertical TB | GLYC - Glycol Bldg Heat Sys | 1/31/2026
UNL International Quilt Studies Cntr | 1533 N 33rd St | Lincoln | NE | 68503-1404 | Lancaster | NE09187 | Active | 16518 | 07F-4425 | 2007 | ALES | FTVT - Firetube Vertical TB | GLYC - Glycol Bldg Heat Sys | 1/31/2026
UNL International Quilt Studies Cntr | 1533 N 33rd St | Lincoln | NE | 68503-1404 | Lancaster | NE25291 | Active | 69140 | G-14-2074 | 2014 | Aerco | FTVT - Firetube Vertical TB | HWHT - Hot Water Heat | 1/31/2026
Blue Sky Laundry | 1533 N Bell St | Fremont | NE | 68025-3536 | Dodge | NE41834 | Active | 314110 | C22314110 | 2022 | NATCO | CPFH - Copper Fin Water Heater | HWSD - Hot Water Dom/Potable | 8/31/2026
Blue Sky Laundry | 1533 N Bell St | Fremont | NE | 68025-3536 | Dodge | NE41835 | Active | 314112 | C22314112 | 2022 | NATCO | CPFH - Copper Fin Water Heater | HWSD - Hot Water Dom/Potable | 8/31/2026
Apartment Building - Reinke | 1534 S 11th St | Lincoln | NE | 68502-2272 | Lancaster | NE09653 | Active | n/a | H-8-3 | 1960 | Weil-Mcclain | CI - Cast Iron | HWHT - Hot Water Heat | 1/31/2026
Douglas County Sheriff | 15345 W Maple Rd | Omaha | NE | 68116-5186 | Douglas | NE11036 | Scrapped/Junked | 265 | 3221 | 1930 | Frost Mfg. | FTSM - FTS Marine Dry Back | BSUP - Bldg Heat & Process | 9/30/2009
Douglas County Sheriff | 15345 W Maple Rd | Omaha | NE | 68116-5186 | Douglas | NE12514 | Scrapped/Junked | 263 | 3220 | 1930 | Frost Mfg. | FHRT - FT Horiz Return Tube | BSUP - Bldg Heat & Process | 9/30/2009
Douglas County Sheriff | 15345 W Maple Rd | Omaha | NE | 68116-5186 | Douglas | NE12520 | Scrapped/Junked | 264 | 3222 | 1930 | Frost Mfg. | FTSM - FTS Marine Dry Back | BSUP - Bldg Heat & Process | 9/30/2008
Douglas County Sheriff | 15345 W Maple Rd | Omaha | NE | 68116-5186 | Douglas | NE19463 | Scrapped/Junked | 130613 | 130613 | 2010 | PVI Industries | FTVT - Firetube Vertical TB | HWHT - Hot Water Heat | 6/30/2021
Douglas County Sheriff | 15345 W Maple Rd | Omaha | NE | 68116-5186 | Douglas | NE28014 | Active | 411207 | 1751108561271 | 2017 | Lochinvar | WT - Water Tube Boiler | HWHT - Hot Water Heat | 6/30/2026
Douglas County Sheriff | 15345 W Maple Rd | Omaha | NE | 68116-5186 | Douglas | NE28015 | Active | 411205 | 1751108561270 | 2017 | Lochinvar | WT - Water Tube Boiler | HWHT - Hot Water Heat | 6/30/2026
Douglas County Sheriff | 15345 W Maple Rd | Omaha | NE | 68116-5186 | Douglas | NE29000 | Active | 360992 | 20360992 | 2020 | Lochinvar | WT - Water Tube Boiler | HWSD - Hot Water Dom/Potable | 6/30/2026
Theta Xi Fraternity | 1535 R St | Lincoln | NE | 68508-1628 | Lancaster | NE24248 | Scrapped/Junked | N/A | 61933241098 | 1998 | Peerless | CI - Cast Iron | HWHT - Hot Water Heat | 2/28/2022
Theta Xi Fraternity | 1535 R St | Lincoln | NE | 68508-1628 | Lancaster | NE40171 | Inactive | 75077 | 832L8775077 | 1987 | AO SMITH | COBL - Coil Type Boiler | HWSD - Hot Water Dom/Potable | 2/28/2019
Theta Xi Fraternity | 1535 R St | Lincoln | NE | 68508-1628 | Lancaster | NE40172 | Scrapped/Junked |  | 3R6-1X | 1946 | KEWANEE | FT - Firetube Boiler | HWHT - Hot Water Heat | 4/30/1999
Theta Xi Fraternity | 1535 R St | Lincoln | NE | 68508-1628 | Lancaster | NE41549 | Active | 202719 | 20.PG80.95.1452 | 2020 | Lochinvar | FTVT - Firetube Vertical TB | HWHT - Hot Water Heat | 3/31/2026
Theta Xi Fraternity | 1535 R St | Lincoln | NE | 68508-1628 | Lancaster | NE41550 | Active | 202722 | 20.PG80.95.1455 | 2020 | Lochinvar | FTVT - Firetube Vertical TB | HWHT - Hot Water Heat | 3/31/2026
St Wenceslaus Catholic Church | 15353 Pacific St | Omaha | NE | 68154-2871 | Douglas | NE27111 | Active | 378378 | G16378378 | 2016 | Sermeta/Laars | WT - Water Tube Boiler | HWHT - Hot Water Heat | 8/31/2026
St Wenceslaus Catholic Church | 15353 Pacific St | Omaha | NE | 68154-2871 | Douglas | NE27112 | Active | 384222 | G16384222 | 2016 | Sermeta/Laars | WT - Water Tube Boiler | HWHT - Hot Water Heat | 8/31/2026
St Wenceslaus Catholic Church | 15353 Pacific St | Omaha | NE | 68154-2871 | Douglas | NE27113 | Active | 384216 | G16384216 | 2016 | Sermeta/Laars | WT - Water Tube Boiler | HWHT - Hot Water Heat | 8/31/2026
St Wenceslaus Catholic Church | 15353 Pacific St | Omaha | NE | 68154-2871 | Douglas | NE29226 | Active | 342472 | 19342472 | 2019 | Lochinvar | FTVT - Firetube Vertical TB | GLYC - Glycol Bldg Heat Sys | 8/31/2026
KIRBYS PHILLIPS 66 | 1536 N 4th St | David City | NE | 68632-2202 | BUTLER | NE40829 | Exempt 1999 LB-66 |  | 94.10.001101 | 1994 | PALOMA | AHWH - ANSI/Fired Water Htr | HWSD - Hot Water Dom/Potable | 1/1/1900
KIRBYS PHILLIPS 66 | 1536 N 4th St | David City | NE | 68632-2202 | BUTLER | NE40830 | Exempt 1999 LB-66 |  | 94.10.001095 | 1994 | PALOMA | AHWH - ANSI/Fired Water Htr | HWSD - Hot Water Dom/Potable | 1/1/1900
Clearwell and Accessory Building | 15390 S 87th St | Papillion | NE | 68046 | Sarpy | NE43580 | Active | 434431 | 23.WHTX.188.00392 | 2023 | PVI/AIC | CHWH - ASME/Fired Water Heater | HWDP - Hotwater Heat & Dom Supply | 8/31/2025
vacant building | 1540 Grove Ave | Crete | NE | 68333-1749 | Saline | NE00868 | Inactive |  | 3 | 1949 | KEWANEE | FTSM - FTS Marine Dry Back | PROC - Process Steam | 5/31/1987
vacant building | 1540 Grove Ave | Crete | NE | 68333-1749 | Saline | NE02251 | Inactive | 22594 | 22594 | 1966 | Kewanee | FTSM - FTS Marine Dry Back | BSUP - Bldg Heat & Process | 9/30/2016
vacant building | 1540 Grove Ave | Crete | NE | 68333-1749 | Saline | NE02252 | Inactive | 22584 | 22584 | 1966 | Kewanee | FTSM - FTS Marine Dry Back | BSUP - Bldg Heat & Process | 9/30/2016
Victorian Inn | 1540 Idaho St | Superior | NE | 68978-9500 | Nuckolls | NE00256 | Scrapped/Junked | 84945 | URNG0100G02766 | 1999 | Ruud-Rheem | CHWH - ASME/Fired Water Heater | HWSD - Hot Water Dom/Potable | 8/31/2008
Victorian Inn | 1540 Idaho St | Superior | NE | 68978-9500 | Nuckolls | NE18699 | Out of Service | 116578 | URNG02-0860099U | 2008 | RHEEM | FTVT - Firetube Vertical TB | HWDP - Hotwater Heat & Dom Supply | 11/30/2015
Victorian Inn | 1540 Idaho St | Superior | NE | 68978-9500 | Nuckolls | NE26178 | Scrapped/Junked | 134994 | URNGA301309656 | 2013 | RHEEM | CHWH - ASME/Fired Water Heater | HWDP - Hotwater Heat & Dom Supply | 3/31/2024
Victorian Inn | 1540 Idaho St | Superior | NE | 68978-9500 | Nuckolls | NE40444 | Exempt 1999 LB-66 |  | RN0466G00185 | 1996 | RHEEM MANUFACTURING CO | AHWH - ANSI/Fired Water Htr | HWSD - Hot Water Dom/Potable | 2/28/2000
Victorian Inn | 1540 Idaho St | Superior | NE | 68978-9500 | Nuckolls | NE40445 | Scrapped/Junked |  | RN1289401636 | 1989 | RHEEM MANUFACTURING CO | AHWH - ANSI/Fired Water Htr | HWSD - Hot Water Dom/Potable | 2/28/2000
Ambassador Health of Omaha | 1540 N 72nd St | Omaha | NE | 68114-1924 | Douglas | NE00120 | Scrapped/Junked | 684 | 0898852 | 1998 | Ruscio | WT - Water Tube Boiler | HWSD - Hot Water Dom/Potable | 5/31/2023
Ambassador Health of Omaha | 1540 N 72nd St | Omaha | NE | 68114-1924 | Douglas | NE02298 | Scrapped/Junked | 73645 |  | 1988 | RAYPAK INC, CALIFORNIA | WT - Water Tube Boiler | HWSD - Hot Water Dom/Potable | 5/31/2000
Ambassador Health of Omaha | 1540 N 72nd St | Omaha | NE | 68114-1924 | Douglas | NE05368 | Exempt 1999 LB-66 |  | 0000259103 | 1993 | AO SMITH | AHWH - ANSI/Fired Water Htr | HWSD - Hot Water Dom/Potable | 5/31/2000
Ambassador Health of Omaha | 1540 N 72nd St | Omaha | NE | 68114-1924 | Douglas | NE05369 | Exempt 1999 LB-66 |  | 0002406580 | 1992 | AO SMITH | AHWH - ANSI/Fired Water Htr | HWSD - Hot Water Dom/Potable | 5/31/2000
Ambassador Health of Omaha | 1540 N 72nd St | Omaha | NE | 68114-1924 | Douglas | NE35336 | Scrapped/Junked | n/a | M6957 | 1969 | Kewanee | FTFB - Firetube-Firebox Boiler | HWHT - Hot Water Heat | 4/30/2026
Ambassador Health of Omaha | 1540 N 72nd St | Omaha | NE | 68114-1924 | Douglas | NE35337 | Scrapped/Junked | n/a | M6310 | 1963 | Kewanee | FTFB - Firetube-Firebox Boiler | HWHT - Hot Water Heat | 4/30/2026
Ambassador Health of Omaha | 1540 N 72nd St | Omaha | NE | 68114-1924 | Douglas | NE43771 | Active | 631392 | N1.24.51.00160 | 2024 | Sermeta | WTSS - Watertube SS Steel | HWHT - Hot Water Heat | 12/31/2026
Ambassador Health of Omaha | 1540 N 72nd St | Omaha | NE | 68114-1924 | Douglas | NE43772 | Active | 630755 | N1.24.50.00124 | 2024 | Sermeta | WTSS - Watertube SS Steel | HWHT - Hot Water Heat | 12/31/2026
Cotner Center Condominium | 1540 N Cotner Blvd | Lincoln | NE | 68505-1692 | Lancaster | NE10399 | Active | 1287 | 199F2010139 | 2002 | Heat Transfer Products Inc. | COBL - Coil Type Boiler | HWHT - Hot Water Heat | 3/31/2026
Cotner Center Condominium | 1540 N Cotner Blvd | Lincoln | NE | 68505-1692 | Lancaster | NE10400 | Active | 1288 | 199F2010140 | 2002 | Heat Transfer Products Inc. | COBL - Coil Type Boiler | HWHT - Hot Water Heat | 3/31/2026
Cotner Center Condominium | 1540 N Cotner Blvd | Lincoln | NE | 68505-1692 | Lancaster | NE21556 | Inactive |  | 7FDA-7116-0890 | 1990 | PEERLESS HEATER COMPANY |  | STHT - Steam-Heat | 7/31/2002
Cotner Center Condominium | 1540 N Cotner Blvd | Lincoln | NE | 68505-1692 | Lancaster | NE21557 | Inactive |  | 7L76 | 1956 | KEWANEE | FT - Firetube Boiler | STHT - Steam-Heat | 7/31/2002
Anderson Middle School | 15404 Adams St | Omaha | NE | 68137-3803 | Douglas | NE03961 | Inactive |  |  | 1986 | PVI INDUSTRIES | AHWH - ANSI/Fired Water Htr | HWSD - Hot Water Dom/Potable | 8/31/1996
Anderson Middle School | 15404 Adams St | Omaha | NE | 68137-3803 | Douglas | NE08640 | Scrapped/Junked | 92257 | 92257 | 1999 | WBLT | FT - Firetube Boiler | 0021 - Steam Supp Cooker/Kettle | 8/31/2010
Anderson Middle School | 15404 Adams St | Omaha | NE | 68137-3803 | Douglas | NE12553 | Active | 165927 | C06165927 | 2006 | Teledyne & Laars | CPFT - Horiz Cpr Fin Boiler | HWHT - Hot Water Heat | 8/31/2026
Anderson Middle School | 15404 Adams St | Omaha | NE | 68137-3803 | Douglas | NE15685 | Scrapped/Junked | 73832 |  | 1995 | WELBILT | FT - Firetube Boiler | PROC - Process Steam | 8/31/2001
Anderson Middle School | 15404 Adams St | Omaha | NE | 68137-3803 | Douglas | NE17364 | Scrapped/Junked | 24062 | 1923804 | 1992 | TELEDYNE LAARS | CPFT - Horiz Cpr Fin Boiler | HWSD - Hot Water Dom/Potable | 8/31/2006
Anderson Middle School | 15404 Adams St | Omaha | NE | 68137-3803 | Douglas | NE17767 | Scrapped/Junked | 114608 | 10258515 | 2009 | Cleveland | FT - Firetube Boiler | COOK - Cooker/Kettle | 7/31/2017
Anderson Middle School | 15404 Adams St | Omaha | NE | 68137-3803 | Douglas | NE19784 | Scrapped/Junked | 62638 | A962000 | 1996 | Lochinvar | CPFT - Horiz Cpr Fin Boiler | HWSD - Hot Water Dom/Potable | 7/31/2015
Anderson Middle School | 15404 Adams St | Omaha | NE | 68137-3803 | Douglas | NE37009 | Active | 39195 | R7711 | 1985 | Kewanee | FTFB - Firetube-Firebox Boiler | HWHT - Hot Water Heat | 8/31/2026
Anderson Middle School | 15404 Adams St | Omaha | NE | 68137-3803 | Douglas | NE37010 | Active | 39190 | R7710 | 1985 | Kewanee | FTFB - Firetube-Firebox Boiler | HWHT - Hot Water Heat | 8/31/2026
Anderson Middle School | 15404 Adams St | Omaha | NE | 68137-3803 | Douglas | NE43027 | Active | 126435 | 126435 | 2017 | Cleveland | FTFB - Firetube-Firebox Boiler | STMG - Steam Generator | 8/31/2024
Alpha Omicron Pi | 1541 S St | Lincoln | NE | 68508-1678 | Lancaster | NE00053 | Scrapped/Junked | 41980 | LL970691503970 | 1997 | A. O. Smith | CHWH - ASME/Fired Water Heater | HWSD - Hot Water Dom/Potable | 2/28/2014
Alpha Omicron Pi | 1541 S St | Lincoln | NE | 68508-1678 | Lancaster | NE09883 | Scrapped/Junked | 68343 | LD021652785110 | 2002 | A. O. Smith | CHWH - ASME/Fired Water Heater | HWSD - Hot Water Dom/Potable | 2/28/2017
Alpha Omicron Pi | 1541 S St | Lincoln | NE | 68508-1678 | Lancaster | NE09988 | Active | none | 377878-200110 | 2001 | Peerless | CI - Cast Iron | HWHT - Hot Water Heat | 2/28/2026
Alpha Omicron Pi | 1541 S St | Lincoln | NE | 68508-1678 | Lancaster | NE25189 | Active | 155902 | 1108M001927 | 2011 | AO SMITH | CHWH - ASME/Fired Water Heater | HWSD - Hot Water Dom/Potable | 2/28/2026
Alpha Omicron Pi | 1541 S St | Lincoln | NE | 68508-1678 | Lancaster | NE37526 | Inactive |  | GW-4 | 1954 | Kewannee | FT - Firetube Boiler | HWHT - Hot Water Heat | 2/28/2009
Alpha Omicron Pi | 1541 S St | Lincoln | NE | 68508-1678 | Lancaster | NE22532 | Scrapped/Junked |  | 770W-A8117142 | 1981 | AO SMITH | AHWH - ANSI/Fired Water Htr | HWSD - Hot Water Dom/Potable | 8/31/2002
Alpha Omicron Pi | 1541 S St | Lincoln | NE | 68508-1678 | Lancaster | NE37527 | Scrapped/Junked |  | 5870-1842 | 1958 | KEWANEE | FT - Firetube Boiler | STHT - Steam-Heat | 8/31/2002
First Congregational Church | 1542 Boyd St | Ashland | NE | 68003-1857 | SAUNDERS | NE08893 | Active | 11640 | 01E-9529 | 2001 | ALES | FTVT - Firetube Vertical TB | HWHT - Hot Water Heat | 2/28/2026
First Congregational Church | 1542 Boyd St | Ashland | NE | 68003-1857 | SAUNDERS | NE14583 | Scrapped/Junked |  | 3R7 | 1962 | KEWANEE | FT - Firetube Boiler | HWHT - Hot Water Heat | 5/31/2002
Phi Delta Theta | 1545 R St | Lincoln | NE | 68508-1692 | Lancaster | NE30696 | Scrapped/Junked |  | AH85025668830 | 1985 | AO SMITH | AHWH - ANSI/Fired Water Htr | HWSD - Hot Water Dom/Potable | 12/31/2006
Phi Delta Theta | 1545 R St | Lincoln | NE | 68508-1692 | Lancaster | NE30700 | Scrapped/Junked | n/a | G60-13 | 1960 | AMST | CI - Cast Iron | HWHT - Hot Water Heat | 12/31/2010
Kappa Alpha Theta | 1545 S St | Lincoln | NE | 68508-1677 | Lancaster | NE00767 | Active | none | 211-14581-1199 | 1999 | Peerless | CI - Cast Iron | STHT - Steam-Heat | 11/30/2025
Kappa Alpha Theta | 1545 S St | Lincoln | NE | 68508-1677 | Lancaster | NE16577 | Scrapped/Junked |  | 3-SC-11 | 1954 | AMERICAN STANDARD |  | STHT - Steam-Heat | 6/30/2001
Kappa Alpha Theta | 1545 S St | Lincoln | NE | 68508-1677 | Lancaster | NE30607 | Scrapped/Junked | 22025 | LH93-0022025-880 | 1993 | A. O. Smith | CHWH - ASME/Fired Water Heater | HWSD - Hot Water Dom/Potable | 11/30/2014
Kappa Alpha Theta | 1545 S St | Lincoln | NE | 68508-1677 | Lancaster | NE40168 | Scrapped/Junked | 44586 | LE98-0739383-970 | 1998 | A. O. Smith | CHWH - ASME/Fired Water Heater | HWSD - Hot Water Dom/Potable | 11/30/2014
Trinity Lutheran School-BMIC #420572 | 1546 N Luther Rd | Fremont | NE | 68025-3784 | Dodge | NE10839 | Active | 37978 | G-02-1060 | 2002 | Aerco International | FTVT - Firetube Vertical TB | HWHT - Hot Water Heat | 10/31/2026
Darling Ingredients Inc | 1547 County Road 13 | Wahoo | NE | 68066-5530 | Saunders | NE02914 | Scrapped/Junked | 23057 |  | 1967 | Kewannee | FT - Firetube Boiler | PROC - Process Steam | 3/31/2006
Darling Ingredients Inc | 1547 County Road 13 | Wahoo | NE | 68066-5530 | Saunders | NE06727 | Active | 10361 | 10456-01 | 2005 | Johnston Boiler Co. | FT - Firetube Boiler | PROC - Process Steam | 2/28/2026
Darling Ingredients Inc | 1547 County Road 13 | Wahoo | NE | 68066-5530 | Saunders | NE13874 | Scrapped/Junked | 22810 | N-5060 | 1966 | Kewannee | FT - Firetube Boiler | PROC - Process Steam | 5/31/2006
Darling Ingredients Inc | 1547 County Road 13 | Wahoo | NE | 68066-5530 | Saunders | NE14099 | Scrapped/Junked | 6040 | S3981 | 1974 | Johnston Boiler Co | FT - Firetube Boiler | PROC - Process Steam | 5/31/2020
Darling Ingredients Inc | 1547 County Road 13 | Wahoo | NE | 68066-5530 | Saunders | NE15029 | Out of Service | 9803 | OL098891 | 1999 | Cleaver & Brooks | FT - Firetube Boiler | PROC - Process Steam | 3/31/2015
Darling Ingredients Inc | 1547 County Road 13 | Wahoo | NE | 68066-5530 | Saunders | NE17622 | Scrapped/Junked | 23681 | N-9964 | 1969 | Kewannee | FT - Firetube Boiler | PROC - Process Steam | 3/31/2006
Darling Ingredients Inc | 1547 County Road 13 | Wahoo | NE | 68066-5530 | Saunders | NE27859 | Active | 251 | 13674 | 2016 | VICTORY ENERGY | FTWB - FTS Marine Wet Back | PROC - Process Steam | 5/31/2026
Darling Ingredients Inc | 1547 County Road 13 | Wahoo | NE | 68066-5530 | Saunders | NE28768 | Active | 724 | 15011 | 2019 | VICTORY ENERGY | FTWB - FTS Marine Wet Back | PROC - Process Steam | 5/31/2026
DARLING INTERNATIONAL | 1547 CTY RD 13 | WAHOO | NE | 68066-5530 | SAUNDERS | NE02883 | Inactive | 20413 |  | 1959 | KEWANEE | FT - Firetube Boiler | PROC - Process Steam | 3/31/2002
City Laundry | 1547 S 17th St | Lincoln | NE | 68502-2504 | Lancaster | NE08388 | Inactive | 22820 | AJH702290 | 1995 | WEBJ | COBL - Coil Type Boiler | HWSD - Hot Water Dom/Potable | 10/31/2009
CENTRAL TIRE & TREAD CO | 15479 CTY RD 435 | LEXINGTON | NE | 68850 | DAWSON | NE10015 | Inactive | 18489 |  | 1973 | PARKER BOILER CO | WT - Water Tube Boiler | PROC - Process Steam | 5/31/2000
CENTRAL TIRE & TREAD CO | 15479 CTY RD 435 | LEXINGTON | NE | 68850 | DAWSON | NE14013 | Inactive | 26226 |  | 1981 | PARKER BOILER CO | WT - Water Tube Boiler | PROC - Process Steam | 11/30/1995
PHI Kappa PSI Fraternity | 1548 S St | Lincoln | NE | 68508-1676 | Lancaster | NE17103 | Scrapped/Junked | n/a | JOFDA31760591 | 1991 | Peerless | CI - Cast Iron | HWHT - Hot Water Heat | 9/30/2011
Delta Upsilon Fraternity | 1548 Vine St | Lincoln | NE | 68508-1261 | Lancaster | NE24147 | Active | 260972 | E1320260972 | 2013 | Giannoni France | WTSS - Watertube SS Steel | HWSD - Hot Water Dom/Potable | 4/30/2023
Delta Upsilon Fraternity | 1548 Vine St | Lincoln | NE | 68508-1261 | Lancaster | NE40510 | Scrapped/Junked | 91271 | 740P-K79-91271 | 1979 | AOSM | COBL - Coil Type Boiler | HWSD - Hot Water Dom/Potable | 4/30/2014
ST JOSEPHS PARISH | 155 A St | Platte Center | NE | 68653-5327 | PLATTE | NE37547 | Inactive |  | 7FDA2629 | 1984 | PEERLESS HEATER COMPANY |  | HWHT - Hot Water Heat | 3/31/2007
AARON FERER & SONS | 155 Ida St | Omaha | NE | 68110-2821 | Douglas | NE15324 | Inactive | 40331 | 93675 | 1987 | KEWANEE | FTFB - Firetube-Firebox Boiler | STHT - Steam-Heat | 9/30/2001
First Congregational Church | 1550 N Broad St | Fremont | NE | 68025-3415 | Dodge | NE21459 | Active | 57766 | G-11-0129 | 2011 | Aerco | FTVT - Firetube Vertical TB | HWHT - Hot Water Heat | 2/28/2026
First Congregational Church | 1550 N Broad St | Fremont | NE | 68025-3415 | Dodge | NE35330 | Inactive | n/a | K1748 | 1957 | Kewanee | FTFB - Firetube-Firebox Boiler | HWHT - Hot Water Heat | 3/31/2011
Advance Cleaners | 1550 Washington St | Blair | NE | 68008-1654 | Washington | NE06292 | Scrapped/Junked | 72127 | C0372127 | 2003 | AOSM | COBL - Coil Type Boiler | HWSD - Hot Water Dom/Potable | 10/31/2009
Advance Cleaners | 1550 Washington St | Blair | NE | 68008-1654 | Washington | NE15781 | Scrapped/Junked | C23520 | 0902M000648 | 2009 | A O Smith | COBL - Coil Type Boiler | HWSD - Hot Water Dom/Potable | 10/31/2010
Advance Cleaners | 1550 Washington St | Blair | NE | 68008-1654 | Washington | NE30484 | Scrapped/Junked | 2151 | 30353 | 1980 | INDU | FTVT - Firetube Vertical TB | PROC - Process Steam | 10/31/2010
Advance Cleaners | 1550 Washington St | Blair | NE | 68008-1654 | Washington | NE30733 | Scrapped/Junked | 57874 | 932G005784 | 2000 | A. O. Smith |  | HWDP - Hotwater Heat & Dom Supply | 6/30/2005
Russell Speeders Of Omaha 2 | 15505 Spaulding Plz | Omaha | NE | 68116-6211 | Douglas | NE02399 | Scrapped/Junked | 87621 | J04114508/87621 | 2004 | state | CHWH - ASME/Fired Water Heater | HWSP - Hot Water Non Potable Supply | 1/31/2022
ENGINEERS OFFICE | 15505 W Maple Rd | Omaha | NE | 68116-5190 | Douglas | NE14518 | Scrapped/Junked |  | G609 | 1968 | AMERICAN STANDARD |  | HWHT - Hot Water Heat | 6/30/2007
First Lutheran Church-BMIC#411072 | 1551 S 70th St | Lincoln | NE | 68506-1504 | Lancaster | NE08767 | Out of Service | 11506 | 01E-9366 | 2001 | ALES | FTVT - Firetube Vertical TB | HWHT - Hot Water Heat | 2/28/2020
First Lutheran Church-BMIC#411072 | 1551 S 70th St | Lincoln | NE | 68506-1504 | Lancaster | NE08768 | Out of Service | 11509 | 01E-9369 | 2001 | ALES | FTVT - Firetube Vertical TB | HWHT - Hot Water Heat | 2/28/2020
First Lutheran Church-BMIC#411072 | 1551 S 70th St | Lincoln | NE | 68506-1504 | Lancaster | NE23813 | Active | 9276 | 97-E6453 | 1997 | ALES | FTVT - Firetube Vertical TB | HWHT - Hot Water Heat | 2/28/2026
First Lutheran Church-BMIC#411072 | 1551 S 70th St | Lincoln | NE | 68506-1504 | Lancaster | NE23814 | Active | 9275 | 97-E6452 | 1997 | ALES | FTVT - Firetube Vertical TB | HWHT - Hot Water Heat | 2/28/2026
First Lutheran Church-BMIC#411072 | 1551 S 70th St | Lincoln | NE | 68506-1504 | Lancaster | NE23817 | Active | 9277 | 97-E6454 | 1997 | ALES | FTVT - Firetube Vertical TB | HWHT - Hot Water Heat | 2/28/2026
First Lutheran Church-BMIC#411072 | 1551 S 70th St | Lincoln | NE | 68506-1504 | Lancaster | NE37198 | Scrapped/Junked | 634 |  | 1965 | KEWANEE | FT - Firetube Boiler | HWHT - Hot Water Heat | 8/31/2001
Scotus Central Catholic | 1554 18th Ave | Columbus | NE | 68601-5132 | Platte | NE07574 | Active | 45713 | G-06-1469 | 2006 | Aerco International | FTVT - Firetube Vertical TB | HWHT - Hot Water Heat | 10/31/2025
Scotus Central Catholic | 1554 18th Ave | Columbus | NE | 68601-5132 | Platte | NE07575 | Active | 45714 | G-06-1470 | 2006 | Aerco International | FTVT - Firetube Vertical TB | HWHT - Hot Water Heat | 10/31/2025
Scotus Central Catholic | 1554 18th Ave | Columbus | NE | 68601-5132 | Platte | NE07576 | Active | 49915 | G-08-0320 | 2008 | Aerco International | FTVT - Firetube Vertical TB | HWHT - Hot Water Heat | 10/31/2025
Scotus Central Catholic | 1554 18th Ave | Columbus | NE | 68601-5132 | Platte | NE16834 | Inactive | 37223 |  | 1991 | Unknown | FT - Firetube Boiler | PROC - Process Steam | 6/30/1995
Scotus Central Catholic | 1554 18th Ave | Columbus | NE | 68601-5132 | Platte | NE31997 | Scrapped/Junked |  | 4770E11 | 1962 | Rite | WT - Water Tube Boiler | HWHT - Hot Water Heat | 6/30/2008
Scotus Central Catholic | 1554 18th Ave | Columbus | NE | 68601-5132 | Platte | NE32669 | Inactive |  |  | 1963 | KEWANEE | FTFB - Firetube-Firebox Boiler | HWHT - Hot Water Heat | 6/30/2006
Scotus Central Catholic | 1554 18th Ave | Columbus | NE | 68601-5132 | Platte | NE32674 | Inactive |  | 61103 | 1960 | MARKET FORGE INDUSTRIES | FT - Firetube Boiler | 0021 - Steam Supp Cooker/Kettle | 6/30/1991
Scotus Central Catholic | 1554 18th Ave | Columbus | NE | 68601-5132 | Platte | NE32706 | Scrapped/Junked |  | M3876 | 1963 | KEWANEE | FTFB - Firetube-Firebox Boiler | STHT - Steam-Heat | 6/30/2007
Scotus Central Catholic | 1554 18th Ave | Columbus | NE | 68601-5132 | Platte | NE32707 | Scrapped/Junked |  | M3870 | 1963 | KEWANEE | FTFB - Firetube-Firebox Boiler | STHT - Steam-Heat | 6/30/2007
NICHOLS APARTMENTS | 1554 28th Ave | Columbus | NE | 68601-4981 | PLATTE | NE07109 | Scrapped/Junked |  | 2 | 1970 | AMERICAN STANDARD | WT - Water Tube Boiler | STHT - Steam-Heat | 12/31/2000
Sidner Ice Arena | 1558 E Military Ave | Fremont | NE | 68025-4471 | Dodge | NE02534 | Active | 139387 | C03K08602 | 2003 | Waterpik Technologies | CPFT - Horiz Cpr Fin Boiler | HWHT - Hot Water Heat | 2/28/2026
Sidner Ice Arena | 1558 E Military Ave | Fremont | NE | 68025-4471 | Dodge | NE02535 | Active | 139386 | C03K08601 | 2003 | Waterpik Technologies | CPFT - Horiz Cpr Fin Boiler | HWHT - Hot Water Heat | 2/28/2026
ACKERMAN ELEMENTARY | 15600 Q St | Omaha | NE | 68135-1058 | Douglas | NE19787 | Exempt 1999 LB-66 |  | 000000000001562 | 1982 | STATE INDUSTRIES | AHWH - ANSI/Fired Water Htr | HWSD - Hot Water Dom/Potable | 8/31/2000
ACKERMAN ELEMENTARY | 15600 Q St | Omaha | NE | 68135-1058 | Douglas | NE19788 | Exempt 1999 LB-66 |  | 000000000001559 | 1982 | STATE INDUSTRIES | AHWH - ANSI/Fired Water Htr | HWSD - Hot Water Dom/Potable | 8/31/2000
ACKERMAN ELEMENTARY | 15600 Q St | Omaha | NE | 68135-1058 | Douglas | NE32443 | Scrapped/Junked | 35061 | R3443 | 1981 | KEWANEE | FTFB - Firetube-Firebox Boiler | HWHT - Hot Water Heat | 8/31/2006
ACKERMAN ELEMENTARY | 15600 Q St | Omaha | NE | 68135-1058 | Douglas | NE32444 | Scrapped/Junked | 35074 | R3445 | 1981 | KEWANEE | FTFB - Firetube-Firebox Boiler | HWHT - Hot Water Heat | 8/31/2006
Aurora Cooperative Elevator Co. | 1561 S 220th Ave | Central City | NE | 68826 | Merrick | NE42719 | Out of Service | 852 | 325.03 | 2013 | Gasmaster | WT - Water Tube Boiler | HWSP - Hot Water Non Potable Supply | 7/31/2024
Aurora Cooperative Elevator Co. | 1561 S 220th Ave | Central City | NE | 68826 | Merrick | NE43365 | Scrapped/Junked | 1018 | 367.03 | 2019 | Gasmaster | WT - Water Tube Boiler | HWSP - Hot Water Non Potable Supply | 5/31/2026
Aurora Cooperative Elevator Co. | 1561 S 220th Ave | Central City | NE | 68826 | Merrick | NE43697 | Active | 1188 | 412.01 | 2024 | Gasmaster | WT - Water Tube Boiler | HWSP - Hot Water Non Potable Supply | 9/30/2026
Casey's | 15611 Harrison St | Omaha | NE | 68136-1010 | Sarpy | NE06065 | Out of Service | 174450 | B00CA0274 | 2000 | Teledyne Laars | CPFT - Horiz Cpr Fin Boiler | HWSP - Hot Water Non Potable Supply | 2/28/2019
Rotella Bakery | 15640 Sunburst Dr | Papillion | NE | 68046 | Sarpy | NE43751 | Active | 27232 | FB1000-15/30W-5 | 2025 | Hurst | FT - Firetube Boiler | PROC - Process Steam | 10/24/2026
St Bonaventure Church | 1565 18th Ave | Columbus | NE | 68601-5140 | Platte | NE25187 | Scrapped/Junked | n/a | 675970-210205 | 2012 | Peerless | CI - Cast Iron | STHT - Steam-Heat | 10/31/2019
St Bonaventure Church | 1565 18th Ave | Columbus | NE | 68601-5140 | Platte | NE41840 | Active | 6334 | 18HE0-49154918 | 2018 | Riello | WT - Water Tube Boiler | HWHT - Hot Water Heat | 8/31/2025
St Bonaventure Church | 1565 18th Ave | Columbus | NE | 68601-5140 | Platte | NE41841 | Active | 6348 | 18HE0-49294918 | 2018 | Riello | WT - Water Tube Boiler | HWHT - Hot Water Heat | 8/31/2025
St Bonaventure Church | 1565 18th Ave | Columbus | NE | 68601-5140 | Platte | NE41842 | Active | 6332 | 18HE0-49134918 | 2018 | Riello | WT - Water Tube Boiler | HWHT - Hot Water Heat | 8/31/2025
St Bonaventure Church | 1565 18th Ave | Columbus | NE | 68601-5140 | Platte | NE41843 | Active | 6336 | 18HE0-49174918 | 2018 | Riello | WT - Water Tube Boiler | HWHT - Hot Water Heat | 8/31/2025
Kiewit Middle School | 15650 Howard St | Omaha | NE | 68118-2127 | Douglas | NE03950 | Scrapped/Junked | 455 | n/a | 1987 | A O Smith | WT - Water Tube Boiler | HWSD - Hot Water Dom/Potable | 8/31/2014
Kiewit Middle School | 15650 Howard St | Omaha | NE | 68118-2127 | Douglas | NE03951 | Scrapped/Junked | 461 | n/a | 1987 | A O Smith | COBL - Coil Type Boiler | HWSD - Hot Water Dom/Potable | 8/31/2014
Kiewit Middle School | 15650 Howard St | Omaha | NE | 68118-2127 | Douglas | NE03952 | Scrapped/Junked | 17266 | 17266 | 1987 | Burnham | FTFB - Firetube-Firebox Boiler | HWHT - Hot Water Heat | 8/31/2023
Kiewit Middle School | 15650 Howard St | Omaha | NE | 68118-2127 | Douglas | NE03953 | Scrapped/Junked | 17268 | 17268 | 1987 | Burnham | FTFB - Firetube-Firebox Boiler | HWHT - Hot Water Heat | 8/31/2023
Kiewit Middle School | 15650 Howard St | Omaha | NE | 68118-2127 | Douglas | NE03963 | Scrapped/Junked | 12886 | 31912 | 1987 | CLEVELAND | FT - Firetube Boiler | 0021 - Steam Supp Cooker/Kettle | 8/31/2012
Kiewit Middle School | 15650 Howard St | Omaha | NE | 68118-2127 | Douglas | NE17795 | Scrapped/Junked | 105171 | 105171 | 2004 | Cleveland | FT - Firetube Boiler | PROC - Process Steam | 8/31/2015
Kiewit Middle School | 15650 Howard St | Omaha | NE | 68118-2127 | Douglas | NE25923 | Scrapped/Junked | 110279 | 110279 | 2013 | Cleveland | FT - Firetube Boiler | PROC - Process Steam | 8/31/2022
Kiewit Middle School | 15650 Howard St | Omaha | NE | 68118-2127 | Douglas | NE42555 | Active | 17794 | 21-HE163231621 | 2021 | Riello | WT - Water Tube Boiler | HWHT - Hot Water Heat | 8/31/2026
Kiewit Middle School | 15650 Howard St | Omaha | NE | 68118-2127 | Douglas | NE42556 | Active | 17792 | 21-HE163211621 | 2021 | Riello | WT - Water Tube Boiler | HWHT - Hot Water Heat | 8/31/2026
Kiewit Middle School | 15650 Howard St | Omaha | NE | 68118-2127 | Douglas | NE42557 | Active | 17791 | 21-HE163201621 | 2021 | Riello | WT - Water Tube Boiler | HWHT - Hot Water Heat | 8/31/2026
Kiewit Middle School | 15650 Howard St | Omaha | NE | 68118-2127 | Douglas | NE42558 | Active | 17790 | 21-HE163191621 | 2021 | Riello | WT - Water Tube Boiler | HWHT - Hot Water Heat | 8/31/2026
Kiewit Middle School | 15650 Howard St | Omaha | NE | 68118-2127 | Douglas | NE42559 | Active | 16727 | 21-HE153330921 | 2021 | Riello | WT - Water Tube Boiler | HWHT - Hot Water Heat | 8/31/2026
Kiewit Middle School | 15650 Howard St | Omaha | NE | 68118-2127 | Douglas | NE42560 | Active | 16728 | 21-HE153340921 | 2021 | Riello | WT - Water Tube Boiler | HWHT - Hot Water Heat | 8/31/2026
Kiewit Middle School | 15650 Howard St | Omaha | NE | 68118-2127 | Douglas | NE42561 | Active | 16726 | 21-HE153320921 | 2021 | Riello | WT - Water Tube Boiler | HWHT - Hot Water Heat | 8/31/2026
Kiewit Middle School | 15650 Howard St | Omaha | NE | 68118-2127 | Douglas | NE42562 | Active | 16730 | 21-HE153360921 | 2021 | Riello | WT - Water Tube Boiler | HWHT - Hot Water Heat | 8/31/2026
Kiewit Middle School | 15650 Howard St | Omaha | NE | 68118-2127 | Douglas | NE43424 | Active | 74871 | 7926-03 | 2021 | Cleveland | FT - Firetube Boiler | 0021 - Steam Supp Cooker/Kettle | 8/31/2024
Concordia Lutheran High-BMIC#439602 | 15656 Fort St | Omaha | NE | 68116-3201 | Douglas | NE08462 | Scrapped/Junked | 51482 | 23759 | 2001 | Kewanee | FTFB - Firetube-Firebox Boiler | HWHT - Hot Water Heat | 9/30/2020
Concordia Lutheran High-BMIC#439602 | 15656 Fort St | Omaha | NE | 68116-3201 | Douglas | NE23754 | Active | 174517 | 174517 | 2012 | AO SMITH | CHWH - ASME/Fired Water Heater | HWDP - Hotwater Heat & Dom Supply | 9/30/2026
Concordia Lutheran High-BMIC#439602 | 15656 Fort St | Omaha | NE | 68116-3201 | Douglas | NE23755 | Active | 174513 | 174513 | 2012 | AO SMITH | CHWH - ASME/Fired Water Heater | HWDP - Hotwater Heat & Dom Supply | 9/30/2026
Concordia Lutheran High-BMIC#439602 | 15656 Fort St | Omaha | NE | 68116-3201 | Douglas | NE23756 | Active | 174515 | 174515 | 2012 | AO SMITH | CHWH - ASME/Fired Water Heater | HWDP - Hotwater Heat & Dom Supply | 9/30/2026
Concordia Lutheran High-BMIC#439602 | 15656 Fort St | Omaha | NE | 68116-3201 | Douglas | NE28889 | Active | 10416 | FC08P000524 | 2020 | Riello | WT - Water Tube Boiler | HWHT - Hot Water Heat | 9/30/2026
Concordia Lutheran High-BMIC#439602 | 15656 Fort St | Omaha | NE | 68116-3201 | Douglas | NE28890 | Active | 10415 | FC08P000524 | 2020 | Riello | WT - Water Tube Boiler | HWHT - Hot Water Heat | 9/30/2026
Concordia Lutheran High-BMIC#439602 | 15656 Fort St | Omaha | NE | 68116-3201 | Douglas | NE28891 | Active | 10412 | FC08P000524 | 2020 | Riello | WT - Water Tube Boiler | HWHT - Hot Water Heat | 9/30/2026
Concordia Lutheran High-BMIC#439602 | 15656 Fort St | Omaha | NE | 68116-3201 | Douglas | NE28892 | Active | 10414 | FC08P000524 | 2020 | Riello | WT - Water Tube Boiler | HWHT - Hot Water Heat | 9/30/2026
Concordia Lutheran High-BMIC#439602 | 15656 Fort St | Omaha | NE | 68116-3201 | Douglas | NE28893 | Active | 10413 | FC08P000524 | 2020 | Riello | WT - Water Tube Boiler | HWHT - Hot Water Heat | 9/30/2026
Concordia Lutheran High-BMIC#439602 | 15656 Fort St | Omaha | NE | 68116-3201 | Douglas | NE28894 | Active | 10411 | FC08P000524 | 2020 | Riello | WT - Water Tube Boiler | HWHT - Hot Water Heat | 9/30/2026
Concordia Lutheran High-BMIC#439602 | 15656 Fort St | Omaha | NE | 68116-3201 | Douglas | NE43586 | Active | 2809 | 23-HE028170723 | 2023 | Riello | WTSS - Watertube SS Steel | HWHT - Hot Water Heat | 9/30/2026
Concordia Lutheran High-BMIC#439602 | 15656 Fort St | Omaha | NE | 68116-3201 | Douglas | NE43587 | Active | 2803 | 23-HE028110723 | 2023 | Riello | WTSS - Watertube SS Steel | HWHT - Hot Water Heat | 9/30/2026
Concordia Lutheran High-BMIC#439602 | 15656 Fort St | Omaha | NE | 68116-3201 | Douglas | NE43588 | Active | 2819 | 23-HE028270723 | 2023 | Riello | WTSS - Watertube SS Steel | HWHT - Hot Water Heat | 9/30/2026
Concordia Lutheran High-BMIC#439602 | 15656 Fort St | Omaha | NE | 68116-3201 | Douglas | NE43589 | Active | 2804 | 23-HE028120723 | 2023 | Riello | WTSS - Watertube SS Steel | HWHT - Hot Water Heat | 9/30/2026
Concordia Lutheran High-BMIC#439602 | 15656 Fort St | Omaha | NE | 68116-3201 | Douglas | NE43590 | Active | 2812 | 23-HE028200723 | 2023 | Riello | WTSS - Watertube SS Steel | HWHT - Hot Water Heat | 9/30/2026
Concordia Lutheran High-BMIC#439602 | 15656 Fort St | Omaha | NE | 68116-3201 | Douglas | NE43591 | Active | 2811 | 23-HE028190723 | 2023 | Riello | WTSS - Watertube SS Steel | HWHT - Hot Water Heat | 9/30/2026
Gamut Building | 1570 Washington St | Blair | NE | 68008-1602 | Washington | NE15763 | Active | n/a | 581903-200709 | 2008 | Peerless | CI - Cast Iron | STHT - Steam-Heat | 1/31/2025
Gamut Building | 1570 Washington St | Blair | NE | 68008-1602 | Washington | NE21956 | Scrapped/Junked |  | G-1261 | 1971 | Peerless | CI - Cast Iron | STHT - Steam-Heat | 12/31/2008
City of Omaha-Papio Creek Water Plant | 15705 Harlan Lewis Rd | Bellevue | NE | 68123-5728 | Sarpy | NE01360 | Active | 26959 | P-4248 | 1975 | Kewanee | FTWB - FTS Marine Wet Back | PROC - Process Steam | 9/30/2025
City of Omaha-Papio Creek Water Plant | 15705 Harlan Lewis Rd | Bellevue | NE | 68123-5728 | Sarpy | NE01361 | Active | 26960 | P-4249 | 1975 | Kewanee | FTWB - FTS Marine Wet Back | PROC - Process Steam | 9/30/2025
City of Omaha-Papio Creek Water Plant | 15705 Harlan Lewis Rd | Bellevue | NE | 68123-5728 | Sarpy | NE01362 | Inactive | 51782 |  | 1975 | DELTAK | WT - Water Tube Boiler | PROC - Process Steam | 6/30/1996
City of Omaha-Papio Creek Water Plant | 15705 Harlan Lewis Rd | Bellevue | NE | 68123-5728 | Sarpy | NE01363 | Inactive | 58 | 517B | 1975 | DELTAK | WT - Water Tube Boiler | PROC - Process Steam | 6/30/1996
City of Omaha-Papio Creek Water Plant | 15705 Harlan Lewis Rd | Bellevue | NE | 68123-5728 | Sarpy | NE01368 | Active | 33710 | R-1886 | 1980 | Kewanee | FTWB - FTS Marine Wet Back | PROC - Process Steam | 9/30/2026
City of Omaha-Papio Creek Water Plant | 15705 Harlan Lewis Rd | Bellevue | NE | 68123-5728 | Sarpy | NE15383 | Scrapped/Junked | 18595 | M141920 | 2009 | Lochinvar | ELBL - Electric Boiler | HWHT - Hot Water Heat | 9/30/2019
City of Omaha-Papio Creek Water Plant | 15705 Harlan Lewis Rd | Bellevue | NE | 68123-5728 | Sarpy | NE25682 | Active | 19993 | 91500-150-209 | 2014 | Hurst | FTSM - FTS Marine Dry Back | PROC - Process Steam | 9/30/2025
City of Omaha-Papio Creek Water Plant | 15705 Harlan Lewis Rd | Bellevue | NE | 68123-5728 | Sarpy | NE41085 | Active | 22590 | 22590 | 2020 | Lochinvar | ELBL - Electric Boiler | HWHT - Hot Water Heat | 9/30/2026
City of Omaha-Papio Creek Water Plant | 15705 Harlan Lewis Rd | Bellevue | NE | 68123-5728 | Sarpy | NE41086 | Active | 22285 | 22285 | 2019 | Lochinvar | ELBL - Electric Boiler | HWHT - Hot Water Heat | 9/30/2026
First Westroads Bank | 15750 W Dodge Rd | Omaha | NE | 68118-2535 | Douglas | NE02418 | Active | 13581 | 04F-1492 | 2004 | ALES | FTVT - Firetube Vertical TB | HWHT - Hot Water Heat | 3/31/2026
First Westroads Bank | 15750 W Dodge Rd | Omaha | NE | 68118-2535 | Douglas | NE02419 | Active | 13579 | 04F-1490 | 2004 | ALES | FTVT - Firetube Vertical TB | HWHT - Hot Water Heat | 3/31/2026
Overland Ready Mix | 1576 L Rd | Central City | NE | 68826-5202 | Merrick | NE05926 | Active | 3548 | 0 | 2007 | SIOU | COBL - Coil Type Boiler | HWSP - Hot Water Non Potable Supply | 12/31/2026
Overland Ready Mix | 1576 L Rd | Central City | NE | 68826-5202 | Merrick | NE18709 | Active | 3585 | 12-3585 | 1996 | SIOU | COBL - Coil Type Boiler | HWSP - Hot Water Non Potable Supply | 12/31/2026
Overland Ready Mix | 1576 L Rd | Central City | NE | 68826-5202 | Merrick | NE24043 | Active | 152299 | G10152299 | 2010 | Laars/Gianonni | WTSS - Watertube SS Steel | HWHF - Hot Water Heat-Floor | 12/31/2026
Community Memorial Hosp | 1579 Midland St | Syracuse | NE | 68446-9732 | Otoe | NE03670 | Scrapped/Junked | 13133 | SN23133 | 1983 | ELEC | ELBL - Electric Boiler | 0020 - Supp to Sterlizer/Autoclave | 6/30/2013
Community Memorial Hosp | 1579 Midland St | Syracuse | NE | 68446-9732 | Otoe | NE04120 | Scrapped/Junked | 14611 | unk | 1949 | Kewanee | FTLO - Firetube Locomotive Type | STHT - Steam-Heat | 12/31/2020
Community Memorial Hosp | 1579 Midland St | Syracuse | NE | 68446-9732 | Otoe | NE04121 | Scrapped/Junked | 15379 | D3789 | 1950 | Kewanee | FTLO - Firetube Locomotive Type | STHT - Steam-Heat | 12/31/2020
Community Memorial Hosp | 1579 Midland St | Syracuse | NE | 68446-9732 | Otoe | NE21323 | Exempt 1999 LB-66 |  | 4501 | 1990 | AO SMITH | AHWH - ANSI/Fired Water Htr | HWSD - Hot Water Dom/Potable | 6/30/1999
Community Memorial Hosp | 1579 Midland St | Syracuse | NE | 68446-9732 | Otoe | NE24028 | Inactive | 89586 | N4-2065-X12 | 2012 | TDC Manufacturing Co | ELBL - Electric Boiler | STER - Sterilizer | 12/31/2019
Westview High School | 15800 Summit Plz | Bennington | NE | 68007 | Douglas | NE41296 | Active | 363860 | 20363860 | 2020 | Lochinvar | FT - Firetube Boiler | HWHT - Hot Water Heat | 12/31/2026
Westview High School | 15800 Summit Plz | Bennington | NE | 68007 | Douglas | NE41297 | Active | 363862 | 20363862 | 2020 | Lochinvar | FT - Firetube Boiler | HWHT - Hot Water Heat | 12/31/2026
Westview High School | 15800 Summit Plz | Bennington | NE | 68007 | Douglas | NE41298 | Active | 363861 | 20363861 | 2020 | Lochinvar | FT - Firetube Boiler | HWHT - Hot Water Heat | 12/31/2026
Westview High School | 15800 Summit Plz | Bennington | NE | 68007 | Douglas | NE41299 | Active | 142398 | 19.WHTX.188.1306 | 2019 | PVI Industries | WT - Water Tube Boiler | HWSD - Hot Water Dom/Potable | 12/31/2025
Westview High School | 15800 Summit Plz | Bennington | NE | 68007 | Douglas | NE41300 | Active | 142355 | 19.WHTX.188.1263 | 2019 | PVI Industries | WT - Water Tube Boiler | HWSD - Hot Water Dom/Potable | 12/31/2025
Westview High School | 15800 Summit Plz | Bennington | NE | 68007 | Douglas | NE41701 | Active | 124803 | 19.WHTX.188.1064 | 2019 | PVI Industries | WT - Water Tube Boiler | HWSD - Hot Water Dom/Potable | 12/31/2025
Westview High School | 15800 Summit Plz | Bennington | NE | 68007 | Douglas | NE41702 | Active | 317672 | SN18.PGT700.141.0274 | 2018 | Lochinvar | FT - Firetube Boiler | IPHT - Indoor Pool Heater | 12/31/2026
FMC Omaha West | 15801 W Dodge Rd | Omaha | NE | 68118-2048 | Douglas | NE26662 | Active | 143728 | F002726 | 2017 | PVI Industries | CHWH - ASME/Fired Water Heater | HWHT - Hot Water Heat | 3/31/2026
Tagge Rutherford Group | 15808 W Dodge Rd | Omaha | NE | 68118-2047 | Douglas | NE26113 | Active | 141133 | 14PGT700.53.009 | 2014 | Lochinvar | FT - Firetube Boiler | GLYC - Glycol Bldg Heat Sys | 10/31/2025
Tagge Rutherford Group | 15808 W Dodge Rd | Omaha | NE | 68118-2047 | Douglas | NE26114 | Active | 145811 | 14PGT700.53.011 | 2014 | Lochinvar | FT - Firetube Boiler | GLYC - Glycol Bldg Heat Sys | 10/31/2025
Max I Walkers | 15825 W Maple Rd Ste 101 | Omaha | NE | 68116-8252 | Douglas | NE06722 | Active | 100185 | 100185 | 2005 | Fulton | FTNT - FT Vertical Tubeless | PROC - Process Steam | 5/31/2026
Hanover Flats | 15840 Clay Plaza | Bennington | NE | 68007 | Douglas | NE42339 | Active | 260776 | EC02050346220170 | 2022 | Jandy | CPPH - Ansi Cpr Fin Pool Heater | OPHT - Outdoor Pool Heater | 6/30/2023
Kar Wash | 1585 Blue Acres St | Crete | NE | 68333-2066 | Saline | NE24226 | Scrapped/Junked | na | MMR-11234 | 1965 | Peerless | CI - Cast Iron | HWHF - Hot Water Heat-Floor | 2/28/2025
300 Millennium Plaza | 15858 W Dodge Rd | Omaha | NE | 68118-2047 | Douglas | NE15062 | Active | 12549 | 03F0465 | 2003 | Les Inc/Aldrich Co | FTVT - Firetube Vertical TB | HWHT - Hot Water Heat | 3/31/2026
300 Millennium Plaza | 15858 W Dodge Rd | Omaha | NE | 68118-2047 | Douglas | NE15063 | Active | 12548 | 03F0464 | 2003 | Les Inc/Aldrich Co | FTVT - Firetube Vertical TB | HWHT - Hot Water Heat | 3/31/2026
Standing Bear Elementary | 15860 Taylor St | Omaha | NE | 68116-2473 | Douglas | NE06160 | Active | 13538 | 04F-1449 | 2004 | ALES | FTVT - Firetube Vertical TB | HWHT - Hot Water Heat | 12/31/2026
Standing Bear Elementary | 15860 Taylor St | Omaha | NE | 68116-2473 | Douglas | NE06164 | Scrapped/Junked | 84457 | 84457/MB04-012072 | 2005 | AOSM | CHWH - ASME/Fired Water Heater | HWSD - Hot Water Dom/Potable | 12/31/2024
Standing Bear Elementary | 15860 Taylor St | Omaha | NE | 68116-2473 | Douglas | NE06165 | Scrapped/Junked | 84341 | 84341/MB040012073 | 2004 | AOSC | CHWH - ASME/Fired Water Heater | HWSD - Hot Water Dom/Potable | 12/31/2014
Standing Bear Elementary | 15860 Taylor St | Omaha | NE | 68116-2473 | Douglas | NE06174 | Active | 66806 | 218090 | 2005 | MKTF | FT - Firetube Boiler | 0021 - Steam Supp Cooker/Kettle | 12/31/2026
Standing Bear Elementary | 15860 Taylor St | Omaha | NE | 68116-2473 | Douglas | NE06175 | Active | 77566 | 219826 | 2017 | MKTF | FT - Firetube Boiler | 0021 - Steam Supp Cooker/Kettle | 12/31/2026
Blaine Apartments | 159 Bordeaux St | Chadron | NE | 69337-2876 | Dawes | NE04702 | Scrapped/Junked | 6291 | 872H896291 | 1989 | AO SMITH | COBL - Coil Type Boiler | HWHT - Hot Water Heat | 2/28/2015
Blaine Apartments | 159 Bordeaux St | Chadron | NE | 69337-2876 | Dawes | NE25862 | Active | 194913 | G11194913 | 2011 | Laars | WT - Water Tube Boiler | HWHT - Hot Water Heat | 7/31/2026
Martin Marietta Weeping Water (plant # 273) | 15900 Adams Street | Weeping Water | NE | 68463-2423 | Cass | NEW | Exempt | 2495835 | MSHA2495835 | 2023 | Manchester | UFPV - Unfired Pressure Vessel | RCVR - Receiver: Air or Water | 11/3/2024
Martin Marietta Weeping Water (plant # 273) | 15900 Adams Street | Weeping Water | NE | 68463-2423 | Cass | NEW | Exempt | 1081841 | 1081841 | 2023 | Samuel Pressure Vessels | UFPV - Unfired Pressure Vessel | RCVR - Receiver: Air or Water | 11/3/2024
Broken Bow Armory | 160 S 1st Ave | Broken Bow | NE | 68822-2203 | Custer | NE40455 | Active | N/A | 211A-51231289 | 1989 | Peerless | CI - Cast Iron | STHT - Steam-Heat | 4/30/2025
Office Building | 1600 10th St | Gering | NE | 69341-2457 | Scotts Bluff | NE15714 | Out of Service | n/a | 7520651 | 1977 | Burnham | CI - Cast Iron | HWHT - Hot Water Heat | 9/30/2023
Dakota County Jail | 1600 Broadway St | Dakota City | NE | 68731-5065 | Dakota | NE12229 | Scrapped/Junked | 104015 | 104015 | 2006 | AOSM | CHWH - ASME/Fired Water Heater | HWSD - Hot Water Dom/Potable | 3/31/2014
Dakota County Jail | 1600 Broadway St | Dakota City | NE | 68731-5065 | Dakota | NE12230 | Scrapped/Junked | 104017 | 104017 | 2006 | AOSM | CHWH - ASME/Fired Water Heater | HWSD - Hot Water Dom/Potable | 3/31/2014
Dakota County Jail | 1600 Broadway St | Dakota City | NE | 68731-5065 | Dakota | NE12231 | Scrapped/Junked | 104018 | 104018 | 2006 | AOSM | CHWH - ASME/Fired Water Heater | HWSD - Hot Water Dom/Potable | 3/31/2013
Dakota County Jail | 1600 Broadway St | Dakota City | NE | 68731-5065 | Dakota | NE12232 | Exempt | 102962 | 102962 | 2006 | AOSM | CHWH - ASME/Fired Water Heater | HWSD - Hot Water Dom/Potable | 3/31/2011
Dakota County Jail | 1600 Broadway St | Dakota City | NE | 68731-5065 | Dakota | NE22034 | Scrapped/Junked | 134845 | 134845 | 2009 | A O Smith | CHWH - ASME/Fired Water Heater | HWSD - Hot Water Dom/Potable | 3/31/2016
Dakota County Jail | 1600 Broadway St | Dakota City | NE | 68731-5065 | Dakota | NE24140 | Scrapped/Junked | 176991 | 176991 | 2013 | AOSM | CHWH - ASME/Fired Water Heater | HWSD - Hot Water Dom/Potable | 3/31/2019
Dakota County Jail | 1600 Broadway St | Dakota City | NE | 68731-5065 | Dakota | NE24561 | Scrapped/Junked | 184866 | 184866 | 2013 | AO SMITH | CHWH - ASME/Fired Water Heater | HWSD - Hot Water Dom/Potable | 3/31/2020
Apartment Bldg | 1600 C St | Lincoln | NE | 68502-1529 | Lancaster | NE15635 | Scrapped/Junked | N/A | 4941-301-3 | 1965 | Unknown | CI - Cast Iron | HWHT - Hot Water Heat | 1/31/2016
H & S Plumbing and Heating | 1600 Center Park Rd | Lincoln | NE | 68512-1228 | Lancaster | NE03395 | Scrapped/Junked |  | M2649 | 1962 | KEWANEE | FTFB - Firetube-Firebox Boiler | STHT - Steam-Heat | 3/31/2006
H & S Plumbing and Heating | 1600 Center Park Rd | Lincoln | NE | 68512-1228 | Lancaster | NE06737 | Out of Service | 485 | 1105500485 | 2005 | RIVE | COBL - Coil Type Boiler | HWHT - Hot Water Heat | 12/31/2006
H & S Plumbing and Heating | 1600 Center Park Rd | Lincoln | NE | 68512-1228 | Lancaster | NE22587 | Inactive | 566 | 0406500566 | 2006 | RIVERSIDE HYDRONICS | COBL - Coil Type Boiler | HWHT - Hot Water Heat | 5/31/2017
UNL Devaney Center | 1600 Court St | Lincoln | NE | 68508-1098 | Lancaster | NE14672 | Out of Service | 24481 | H95139 | 1988 | YORK SHIPLEY | FTSM - FTS Marine Dry Back | STHT - Steam-Heat | 8/31/2010
UNL Devaney Center | 1600 Court St | Lincoln | NE | 68508-1098 | Lancaster | NE28683 | Active | 332318 | 18332318 | 2018 | Lochinvar | FTVT - Firetube Vertical TB | GLYC - Glycol Bldg Heat Sys | 1/31/2026
UNL Devaney Center | 1600 Court St | Lincoln | NE | 68508-1098 | Lancaster | NE28684 | Active | 332317 | 18332317 | 2018 | Lochinvar | FTVT - Firetube Vertical TB | GLYC - Glycol Bldg Heat Sys | 1/31/2026
Geil Elementary | 1600 D St | Gering | NE | 69341-3900 | Scotts Bluff | NE08202 | Active | 4669 | AGJF-0092 | 2006 | ALLI | WT - Water Tube Boiler | HWHT - Hot Water Heat | 5/31/2026
Geil Elementary | 1600 D St | Gering | NE | 69341-3900 | Scotts Bluff | NE08203 | Active | 4670 | AGJF-0093 | 2006 | ALLIED ENGINEERING | WT - Water Tube Boiler | HWHT - Hot Water Heat | 5/31/2026
Geil Elementary | 1600 D St | Gering | NE | 69341-3900 | Scotts Bluff | NE34445 | Inactive |  | 9439 | 1975 | KEWANEE | FTSM - FTS Marine Dry Back | HWHT - Hot Water Heat | 6/30/2006
OMAHA PERFORMING ARTS CTR | 1600 DOUGLAS ST | OMAHA | NE | 68102 | Douglas | NE06479 | Exempt | 111581 | 1103111581 | 2003 | PVI INDUSTRIES | CHWH - ASME/Fired Water Heater | HWSD - Hot Water Dom/Potable | 1/1/1900
MEMORIAL PARK POOL | 1600 E MILITARY | FREMONT | NE | 68025 | DODGE | NE05573 | Scrapped/Junked |  | 000000000031412 | 1988 | AO SMITH | CHWH - ASME/Fired Water Heater | HWSD - Hot Water Dom/Potable | 6/30/2003
MEMORIAL PARK POOL | 1600 E MILITARY | FREMONT | NE | 68025 | DODGE | NE09899 | Scrapped/Junked | 63920 | LA021453441110 | 2001 | AO SMITH | CHWH - ASME/Fired Water Heater | HWSD - Hot Water Dom/Potable | 9/30/2003
Centennial Terrace | 1600 Grove Ave | Crete | NE | 68333-1763 | SALINE | NE08876 | Active | n/a | 364641 | 2001 | PEER | CI - Cast Iron | HWHT - Hot Water Heat | 10/31/2026
Centennial Terrace | 1600 Grove Ave | Crete | NE | 68333-1763 | SALINE | NE08877 | Active | n/a | 36382 | 2001 | PEER | CI - Cast Iron | HWHT - Hot Water Heat | 10/31/2026
Centennial Terrace | 1600 Grove Ave | Crete | NE | 68333-1763 | SALINE | NE08878 | Active | n/a | 366275 | 2001 | PEER | CI - Cast Iron | HWHT - Hot Water Heat | 10/31/2026
Centennial Terrace | 1600 Grove Ave | Crete | NE | 68333-1763 | SALINE | NE08879 | Active | n/a | 363681 | 2001 | PEER | CI - Cast Iron | HWHT - Hot Water Heat | 10/31/2026
Centennial Terrace | 1600 Grove Ave | Crete | NE | 68333-1763 | SALINE | NE08880 | Active | n/a | 362819 | 2001 | PEER | CI - Cast Iron | HWHT - Hot Water Heat | 10/31/2026
Centennial Terrace | 1600 Grove Ave | Crete | NE | 68333-1763 | SALINE | NE08881 | Active | n/a | 364640 | 2001 | PEER | CI - Cast Iron | HWHT - Hot Water Heat | 10/31/2026
Centennial Terrace | 1600 Grove Ave | Crete | NE | 68333-1763 | SALINE | NE08882 | Active | n/a | 366276 | 2001 | PEER | CI - Cast Iron | HWHT - Hot Water Heat | 10/31/2026
Centennial Terrace | 1600 Grove Ave | Crete | NE | 68333-1763 | SALINE | NE10297 | Scrapped/Junked |  | 0282401929 | 1982 | RHEEM MANUFACTURING CO | AHWH - ANSI/Fired Water Htr | HWSD - Hot Water Dom/Potable | 10/31/2003
Centennial Terrace | 1600 Grove Ave | Crete | NE | 68333-1763 | SALINE | NE24332 | Scrapped/Junked |  | G408 | 1967 | AMERICAN STANDARD |  | HWHT - Hot Water Heat | 1/30/2002
Centennial Terrace | 1600 Grove Ave | Crete | NE | 68333-1763 | SALINE | NE24333 | Scrapped/Junked |  | 1BLNJIG408 | 1967 | AMERICAN STANDARD |  | HWHT - Hot Water Heat | 1/30/2002
Centennial Terrace | 1600 Grove Ave | Crete | NE | 68333-1763 | SALINE | NE24334 | Scrapped/Junked |  | 2BL-J3-G607 | 1967 | AMERICAN STANDARD |  | HWHT - Hot Water Heat | 1/30/2002
Buffalo Elementary School | 1600 N Buffalo Ave | North Platte | NE | 69103 | Lincoln | NE34251 | Scrapped/Junked | n/a | 9480 | 1952 | National Steel | FTFB - Firetube-Firebox Boiler | STHT - Steam-Heat | 12/31/2014
Buffalo Elementary School | 1600 N Buffalo Ave | North Platte | NE | 69103 | Lincoln | NE34449 | Scrapped/Junked | 27491 | P-5905 | 1976 | Kewanee | FTFB - Firetube-Firebox Boiler | STHT - Steam-Heat | 12/31/2014
BUFFALO ELEMENTARY SCHOOL | 1600 N BUFFALO AVE | NORTH PLATTE | NE | 69103-1557 | LINCOLN | NE20208 | Exempt 1999 LB-66 |  | 87284 | 1971 | RHEEM MANUFACTURING CO | AHWH - ANSI/Fired Water Htr | HWSD - Hot Water Dom/Potable | 6/30/2000
Walnut Middle School | 1600 N Custer Ave | Grand Island | NE | 68803-2550 | Hall | NE00686 | Scrapped/Junked | 59757 |  | 2000 | MKTF | FTSO - Ft Shell/No Tubes | 0021 - Steam Supp Cooker/Kettle | 7/31/2008
Walnut Middle School | 1600 N Custer Ave | Grand Island | NE | 68803-2550 | Hall | NE06110 | Active | C04857 | 404857 | 2004 | AOSM | COBL - Coil Type Boiler | HWSD - Hot Water Dom/Potable | 1/31/2027
Walnut Middle School | 1600 N Custer Ave | Grand Island | NE | 68803-2550 | Hall | NE06111 | Active | C04856 | J0404856 | 2004 | AOSM | COBL - Coil Type Boiler | HWSD - Hot Water Dom/Potable | 1/31/2027
Walnut Middle School | 1600 N Custer Ave | Grand Island | NE | 68803-2550 | Hall | NE10468 | Active | 37893 | G-02-996 | 2002 | Aerco International | FTVT - Firetube Vertical TB | HWHT - Hot Water Heat | 1/31/2027
Walnut Middle School | 1600 N Custer Ave | Grand Island | NE | 68803-2550 | Hall | NE10469 | Active | 37191 | G-02-541 | 2002 | Aerco International | FTVT - Firetube Vertical TB | HWHT - Hot Water Heat | 1/31/2026
Walnut Middle School | 1600 N Custer Ave | Grand Island | NE | 68803-2550 | Hall | NE13135 | Scrapped/Junked | 67128 | 67128 | 2005 | MKTF | FTFB - Firetube-Firebox Boiler | 0021 - Steam Supp Cooker/Kettle | 7/31/2010
Walnut Middle School | 1600 N Custer Ave | Grand Island | NE | 68803-2550 | Hall | NE16727 | Scrapped/Junked | 7354 | 751924 | 1975 | LEGION | COOK - Fired Cooker | COOK - Cooker/Kettle | 1/31/2016
Walnut Middle School | 1600 N Custer Ave | Grand Island | NE | 68803-2550 | Hall | NE20086 | Inactive | 79911 |  | 1996 | WELBILT | COOK - Fired Cooker | STHT - Steam-Heat | 7/31/2001
Walnut Middle School | 1600 N Custer Ave | Grand Island | NE | 68803-2550 | Hall | NE34758 | Scrapped/Junked | 28125 | 2111983 | 1983 | ACE BUEHLER | COBL - Coil Type Boiler | HWSD - Hot Water Dom/Potable | 7/31/2005
Walnut Middle School | 1600 N Custer Ave | Grand Island | NE | 68803-2550 | Hall | NE34759 | Scrapped/Junked | 28329 |  | 1983 | ACE BUEHLER | COBL - Coil Type Boiler | HWSD - Hot Water Dom/Potable | 7/31/2005
Walnut Middle School | 1600 N Custer Ave | Grand Island | NE | 68803-2550 | Hall | NE34812 | Scrapped/Junked | 36984 |  | 1983 | KEWANEE | FT - Firetube Boiler | HWHT - Hot Water Heat | 7/31/2003
Walnut Middle School | 1600 N Custer Ave | Grand Island | NE | 68803-2550 | Hall | NE34813 | Scrapped/Junked | 36990 | P5369 | 1983 | Kewanee | FTFB - Firetube-Firebox Boiler | HWHT - Hot Water Heat | 1/31/2019
Walnut Middle School | 1600 N Custer Ave | Grand Island | NE | 68803-2550 | Hall | NE34814 | Scrapped/Junked | 36982 |  | 1983 | KEWANEE | FT - Firetube Boiler | HWHT - Hot Water Heat | 7/31/2003
Walnut Middle School | 1600 N Custer Ave | Grand Island | NE | 68803-2550 | Hall | NE34815 | Scrapped/Junked | 36992 |  | 1983 | KEWANEE | FT - Firetube Boiler | HWHT - Hot Water Heat | 7/31/2003
Department of Transportation | 1600 Nebraska Pkwy | Lincoln | NE | 68502-4101 | Lancaster | NE43861 | Active | 428212 | 24428212 | 2024 | Lochinvar | FTSS - Firetube Stainless Steel | HWHT - Hot Water Heat | 12/31/2025
Department of Transportation | 1600 Nebraska Pkwy | Lincoln | NE | 68502-4101 | Lancaster | NE43863 | Active | 428213 | 24418213 | 2024 | Lochinvar | FTSS - Firetube Stainless Steel | HWHT - Hot Water Heat | 12/31/2025
Bryan Medical Ctr East | 1600 S 48th St | Lincoln | NE | 68506-1283 | Lancaster | NE08046 | Active | 36224 | R-4439 | 1982 | Kewanee | FTSM - FTS Marine Dry Back | BSUP - Bldg Heat & Process | 7/31/2026
Bryan Medical Ctr East | 1600 S 48th St | Lincoln | NE | 68506-1283 | Lancaster | NE08047 | Active | 36214 | R-4441 | 1982 | Kewanee | FTSM - FTS Marine Dry Back | BSUP - Bldg Heat & Process | 9/30/2026
Bryan Medical Ctr East | 1600 S 48th St | Lincoln | NE | 68506-1283 | Lancaster | NE08048 | Active | 36192 | R-4440 | 1982 | Kewanee | FTSM - FTS Marine Dry Back | BSUP - Bldg Heat & Process | 9/30/2026
Bryan Medical Ctr East | 1600 S 48th St | Lincoln | NE | 68506-1283 | Lancaster | NE15574 | Out of Service | 44272 | 10606 | 1992 | Kewanee | FTSM - FTS Marine Dry Back | BSUP - Bldg Heat & Process | 7/31/2013
Bryan Medical Ctr East | 1600 S 48th St | Lincoln | NE | 68506-1283 | Lancaster | NE25289 | Out of Service | 6261 | 46261 | 2014 | Chromalox | ELBL - Electric Boiler | STER - Sterilizer | 10/31/2015
Bryan Medical Ctr East | 1600 S 48th St | Lincoln | NE | 68506-1283 | Lancaster | NE25290 | Out of Service | 5052 | 45052 | 2014 | Chromalox | ELBL - Electric Boiler | STER - Sterilizer | 10/31/2015
Bryan Medical Ctr East | 1600 S 48th St | Lincoln | NE | 68506-1283 | Lancaster | NE41015 | Active | 22801 | 01919129 | 2019 | Steris Corp | ELBL - Electric Boiler | STER - Sterilizer | 9/30/2025
Bryan Medical Ctr East | 1600 S 48th St | Lincoln | NE | 68506-1283 | Lancaster | NE41016 | Active | 22998 | 1019123 | 2019 | Steris Corp | ELBL - Electric Boiler | STER - Sterilizer | 9/30/2026
Bryan Medical Ctr East | 1600 S 48th St | Lincoln | NE | 68506-1283 | Lancaster | NE41017 | Active | 23057 | 1019182 | 2019 | Steris Corp | ELBL - Electric Boiler | STER - Sterilizer | 9/30/2024
Bryan Medical Ctr East | 1600 S 48th St | Lincoln | NE | 68506-1283 | Lancaster | NE41018 | Active | 23066 | 1019191 | 2019 | Steris Corp | ELBL - Electric Boiler | STER - Sterilizer | 9/30/2024
Bryan Medical Ctr East | 1600 S 48th St | Lincoln | NE | 68506-1283 | Lancaster | NE41019 | Active | 24017 | 0320031 | 2020 | Steris Corp | ELBL - Electric Boiler | STER - Sterilizer | 9/30/2025
Bryan Medical Ctr East | 1600 S 48th St | Lincoln | NE | 68506-1283 | Lancaster | NE41020 | Active | 24039 | 0320053 | 2020 | Steris Corp | ELBL - Electric Boiler | STER - Sterilizer | 9/30/2024
Tyson / IBP | 1600 S Pine Industrial Rd | Norfolk | NE | 68701-6572 | Madison | NE04215 | Inactive | 6982 | SN-S-4569 | 1980 | Johnston Boiler Co. | FT - Firetube Boiler | PROC - Process Steam | 6/30/2006
Tyson / IBP | 1600 S Pine Industrial Rd | Norfolk | NE | 68701-6572 | Madison | NE08985 | Inactive | 38367 | 3-37817-1 | 1992 | Vilter | UFPV - Unfired Pressure Vessel | PROC - Process Steam | 6/30/2006
Tyson / IBP | 1600 S Pine Industrial Rd | Norfolk | NE | 68701-6572 | Madison | NE08986 | Inactive | 38368 | 3-37817-2 | 1992 | Vilter | UFPV - Unfired Pressure Vessel | PROC - Process Steam | 6/30/2006
First United Methodist Church | 1600 W E St | North Platte | NE | 69101-4957 | Lincoln | NE14545 | Scrapped/Junked | 25529 | 66032 | 1988 | Bryan | WT - Water Tube Boiler | GLYC - Glycol Bldg Heat Sys | 1/31/2026
First United Methodist Church | 1600 W E St | North Platte | NE | 69101-4957 | Lincoln | NE35203 | Inactive |  | 1 | 1973 | HYDROTHERM/ADV THER HYD |  | HWHT - Hot Water Heat | 1/31/1995
First United Methodist Church | 1600 W E St | North Platte | NE | 69101-4957 | Lincoln | NE43634 | Active | 478449 | 24.PGT850.430.00156 | 2024 | Lochinvar | FTSS - Firetube Stainless Steel | HWHT - Hot Water Heat | 1/31/2026
First United Methodist Church | 1600 W E St | North Platte | NE | 69101-4957 | Lincoln | NE43635 | Active | 478438 | 24.PGT850.430.00145 | 2024 | Lochinvar | FTSS - Firetube Stainless Steel | HWHT - Hot Water Heat | 1/31/2026
Ponca Tribe of NE | 1600 Windhoek Dr | Lincoln | NE | 68512-1272 | Lancaster | NE14273 | Scrapped/Junked | 24596 | 65099 | 1988 | Bryan | WT - Water Tube Boiler | HWHT - Hot Water Heat | 1/31/2020
Ponca Tribe of NE | 1600 Windhoek Dr | Lincoln | NE | 68512-1272 | Lancaster | NE35600 | Scrapped/Junked | 24595 | 65098 | 1988 | Bryan | WT - Water Tube Boiler | HWHT - Hot Water Heat | 1/31/2020
Ponca Tribe of NE | 1600 Windhoek Dr | Lincoln | NE | 68512-1272 | Lancaster | NE41432 | Active | 10181 | 19-HE087675019 | 2019 | Riello | WT - Water Tube Boiler | GLYC - Glycol Bldg Heat Sys | 11/30/2026
Ponca Tribe of NE | 1600 Windhoek Dr | Lincoln | NE | 68512-1272 | Lancaster | NE41433 | Active | 10180 | 19-HE087665019 | 2019 | Riello | WT - Water Tube Boiler | GLYC - Glycol Bldg Heat Sys | 11/30/2026
Ponca Tribe of NE | 1600 Windhoek Dr | Lincoln | NE | 68512-1272 | Lancaster | NE41434 | Active | 10186 | 19-HE087725019 | 2019 | Riello | WT - Water Tube Boiler | GLYC - Glycol Bldg Heat Sys | 11/30/2026
Dakota County Courthouse | 1601 Broadway St | Dakota City | NE | 68731-5065 | Dakota | NE20054 | Scrapped/Junked | n/a | CP2954588 | 1996 | Weil-Mcclain | CI - Cast Iron | HWHT - Hot Water Heat | 3/31/2023
Dakota County Courthouse | 1601 Broadway St | Dakota City | NE | 68731-5065 | Dakota | NE28786 | Active | 211256 | 16.PG120.12.0192 | 2016 | Heat Transfer Products Inc. | FTVT - Firetube Vertical TB | HWHT - Hot Water Heat | 3/31/2026
Dakota County Courthouse | 1601 Broadway St | Dakota City | NE | 68731-5065 | Dakota | NE28787 | Active | 227731 | 16.PG120.12.0337 | 2016 | Heat Transfer Products Inc. | FTVT - Firetube Vertical TB | HWHT - Hot Water Heat | 3/31/2026
Dakota County Courthouse | 1601 Broadway St | Dakota City | NE | 68731-5065 | Dakota | NE35278 | Scrapped/Junked | n/a | 7707676 | 1980 | Burnham | CI - Cast Iron | HWHT - Hot Water Heat | 3/31/2020
Dakota County Courthouse | 1601 Broadway St | Dakota City | NE | 68731-5065 | Dakota | NE35279 | Scrapped/Junked | n/a | 7705488 | 1980 | Burnham | CI - Cast Iron | HWHT - Hot Water Heat | 3/31/2020
Dakota County Courthouse | 1601 Broadway St | Dakota City | NE | 68731-5065 | Dakota | NE35280 | Scrapped/Junked | n/a | 0007707683 | 1980 | Burnham | CI - Cast Iron | HWHT - Hot Water Heat | 3/31/2020
Dakota County Courthouse | 1601 Broadway St | Dakota City | NE | 68731-5065 | Dakota | NE35281 | Inactive | 1733 |  | 1972 | TRIAD BOILER SYSTEMS INC | FT - Firetube Boiler | HWHT - Hot Water Heat | 6/30/2000
Dakota County Courthouse | 1601 Broadway St | Dakota City | NE | 68731-5065 | Dakota | NE35283 | Inactive |  | H6350 | 1955 | KEWANEE | FTFB - Firetube-Firebox Boiler | STHT - Steam-Heat | 6/30/1996
Dakota County Courthouse | 1601 Broadway St | Dakota City | NE | 68731-5065 | Dakota | NE42172 | Active | 198566 | 16.PG24.33.0004 | 2016 | AIC Tuchon | FTVT - Firetube Vertical TB | HWHT - Hot Water Heat | 3/31/2026
Western NE Community College | 1601 E 27th St | Scottsbluff | NE | 69361-1815 | Scotts Bluff | NE09226 | Active | 85786 | FY48-06-30358 | 2006 | PATK | WT - Water Tube Boiler | HWHT - Hot Water Heat | 5/31/2026
Western NE Community College | 1601 E 27th St | Scottsbluff | NE | 69361-1815 | Scotts Bluff | NE09227 | Active | 85803 | FY48-0630365 | 2007 | PATK | WT - Water Tube Boiler | HWHT - Hot Water Heat | 5/31/2026
Western NE Community College | 1601 E 27th St | Scottsbluff | NE | 69361-1815 | Scotts Bluff | NE09228 | Scrapped/Junked | 85883 | FY01-07-30407 | 2007 | PATK | WT - Water Tube Boiler | HWHT - Hot Water Heat | 5/31/2019
Western NE Community College | 1601 E 27th St | Scottsbluff | NE | 69361-1815 | Scotts Bluff | NE09229 | Inactive | 85919 | FY02-07-30432 | 2007 | PATK | WT - Water Tube Boiler | HWHT - Hot Water Heat | 5/31/2022
Western NE Community College | 1601 E 27th St | Scottsbluff | NE | 69361-1815 | Scotts Bluff | NE09230 | Scrapped/Junked | 85805 | FY48-06-30367 | 2007 | PATK | WT - Water Tube Boiler | HWHT - Hot Water Heat | 5/31/2017
Western NE Community College | 1601 E 27th St | Scottsbluff | NE | 69361-1815 | Scotts Bluff | NE09236 | Active | 16482 | 07F-4389 | 2007 | ALES | FTVT - Firetube Vertical TB | HWHT - Hot Water Heat | 5/31/2026
Western NE Community College | 1601 E 27th St | Scottsbluff | NE | 69361-1815 | Scotts Bluff | NE09237 | Active | 16483 | 07F-4390 | 2007 | ALES | FTVT - Firetube Vertical TB | HWHT - Hot Water Heat | 5/31/2026
Western NE Community College | 1601 E 27th St | Scottsbluff | NE | 69361-1815 | Scotts Bluff | NE14660 | Scrapped/Junked | 132173 | 132173 | 2008 | AO SMITH | CHWH - ASME/Fired Water Heater | HWSD - Hot Water Dom/Potable | 5/31/2018
Western NE Community College | 1601 E 27th St | Scottsbluff | NE | 69361-1815 | Scotts Bluff | NE18466 | Active | 1 | 211A-10423-1294 | 1995 | Peerless | CI - Cast Iron | HWHT - Hot Water Heat | 5/31/2026
Western NE Community College | 1601 E 27th St | Scottsbluff | NE | 69361-1815 | Scotts Bluff | NE18467 | Active | 1 | 211A10376-1294 | 1995 | Peerless | CI - Cast Iron | HWHT - Hot Water Heat | 5/31/2026
Western NE Community College | 1601 E 27th St | Scottsbluff | NE | 69361-1815 | Scotts Bluff | NE20047 | Scrapped/Junked | 88676 |  | 1996 | PVI INDUSTRIES | CHWH - ASME/Fired Water Heater | HWSD - Hot Water Dom/Potable | 6/30/2002
Western NE Community College | 1601 E 27th St | Scottsbluff | NE | 69361-1815 | Scotts Bluff | NE20242 | Active | 64913 | C96C01658 | 1996 | TELE | CPFT - Horiz Cpr Fin Boiler | HWSD - Hot Water Dom/Potable | 5/31/2026
Western NE Community College | 1601 E 27th St | Scottsbluff | NE | 69361-1815 | Scotts Bluff | NE20243 | Scrapped/Junked | 64912 | C96C01657 | 1996 | TELE | CPFT - Horiz Cpr Fin Boiler | HWSD - Hot Water Dom/Potable | 5/31/2014
Western NE Community College | 1601 E 27th St | Scottsbluff | NE | 69361-1815 | Scotts Bluff | NE21029 | Scrapped/Junked |  | 118402 | 2001 | AOSM | CHWH - ASME/Fired Water Heater | HWSD - Hot Water Dom/Potable | 6/30/2009
Western NE Community College | 1601 E 27th St | Scottsbluff | NE | 69361-1815 | Scotts Bluff | NE24665 | Active | 256645 | 014256645 | 2014 | Laars | CPFH - Copper Fin Water Heater | HWSD - Hot Water Dom/Potable | 5/31/2026
Western NE Community College | 1601 E 27th St | Scottsbluff | NE | 69361-1815 | Scotts Bluff | NE26881 | Active | 98892 | FY01-17-39597 | 2017 | PATK | WT - Water Tube Boiler | HWHT - Hot Water Heat | 5/31/2026
Western NE Community College | 1601 E 27th St | Scottsbluff | NE | 69361-1815 | Scotts Bluff | NE27347 | Scrapped/Junked | 2335223 | 233523 | 2017 | A O Smith | CHWH - ASME/Fired Water Heater | HWSD - Hot Water Dom/Potable | 5/31/2021
Western NE Community College | 1601 E 27th St | Scottsbluff | NE | 69361-1815 | Scotts Bluff | NE27847 | Active | 101037 | FY03-19-40872 | 2019 | Patterson Kelley | WT - Water Tube Boiler | HWHT - Hot Water Heat | 5/31/2026
Western NE Community College | 1601 E 27th St | Scottsbluff | NE | 69361-1815 | Scotts Bluff | NE27848 | Active | 4908 | 18-HE035432218 | 2018 | Riello | WT - Water Tube Boiler | HWHT - Hot Water Heat | 5/31/2026
Western NE Community College | 1601 E 27th St | Scottsbluff | NE | 69361-1815 | Scotts Bluff | NE27849 | Active | 4909 | 18-HE035442218 | 2018 | Riello | WT - Water Tube Boiler | HWHT - Hot Water Heat | 5/31/2026
Western NE Community College | 1601 E 27th St | Scottsbluff | NE | 69361-1815 | Scotts Bluff | NE27850 | Active | 4930 | 18-HE035652218 | 2018 | Riello | WT - Water Tube Boiler | HWHT - Hot Water Heat | 5/31/2026
Western NE Community College | 1601 E 27th St | Scottsbluff | NE | 69361-1815 | Scotts Bluff | NE28101 | Active | 4906 | 18-HE035412218 | 2018 | Riello | WT - Water Tube Boiler | HWHT - Hot Water Heat | 5/31/2026
Western NE Community College | 1601 E 27th St | Scottsbluff | NE | 69361-1815 | Scotts Bluff | NE28102 | Active | 4921 | 18-HE035562218 | 2018 | Riello | WT - Water Tube Boiler | HWHT - Hot Water Heat | 5/31/2026
Western NE Community College | 1601 E 27th St | Scottsbluff | NE | 69361-1815 | Scotts Bluff | NE28103 | Active | 4923 | 18-HE035582218 | 2018 | Riello | WT - Water Tube Boiler | HWHT - Hot Water Heat | 5/31/2026
Western NE Community College | 1601 E 27th St | Scottsbluff | NE | 69361-1815 | Scotts Bluff | NE29151 | Scrapped/Junked | 275891 | 275891 | 2020 | A O Smith | FT - Firetube Boiler | HWSD - Hot Water Dom/Potable | 5/31/2023
Western NE Community College | 1601 E 27th St | Scottsbluff | NE | 69361-1815 | Scotts Bluff | NE34424 | Scrapped/Junked |  | N087 | 1969 | KEWANEE | FTFB - Firetube-Firebox Boiler | GLYC - Glycol Bldg Heat Sys | 6/30/2006
Western NE Community College | 1601 E 27th St | Scottsbluff | NE | 69361-1815 | Scotts Bluff | NE34425 | Scrapped/Junked | 7062 | N8067 | 1969 | KEWANEE | FTFB - Firetube-Firebox Boiler | GLYC - Glycol Bldg Heat Sys | 6/30/2007
Western NE Community College | 1601 E 27th St | Scottsbluff | NE | 69361-1815 | Scotts Bluff | NE41690 | Scrapped/Junked | 291752 | 291752 | 2022 | AO SMITH | UNK - Unknown | HWSD - Hot Water Dom/Potable | 4/14/2025
Western NE Community College | 1601 E 27th St | Scottsbluff | NE | 69361-1815 | Scotts Bluff | NE43327 | Active | 172764 | 172764 | 2024 | RHEEM | AHWH - ANSI/Fired Water Htr | HWSD - Hot Water Dom/Potable | 5/31/2026
Western NE Community College | 1601 E 27th St | Scottsbluff | NE | 69361-1815 | Scotts Bluff | NE43657 | Active | 8278 | 24-He082862824 | 2024 | Riello | WTSS - Watertube SS Steel | HWHT - Hot Water Heat | 5/31/2026
Western NE Community College | 1601 E 27th St | Scottsbluff | NE | 69361-1815 | Scotts Bluff | NE43658 | Active | 8283 | 24-He0829122824 | 2024 | Riello | WTSS - Watertube SS Steel | HWHT - Hot Water Heat | 5/31/2026
Western NE Community College | 1601 E 27th St | Scottsbluff | NE | 69361-1815 | Scotts Bluff | NE43659 | Active | 8304 | 24-He083122824 | 2024 | Riello | WTSS - Watertube SS Steel | HWHT - Hot Water Heat | 5/31/2026
Western NE Community College | 1601 E 27th St | Scottsbluff | NE | 69361-1815 | Scotts Bluff | NE43660 | Active | 8303 | 24-He083112824 | 2024 | Riello | WTSS - Watertube SS Steel | HWHT - Hot Water Heat | 5/31/2026
Western NE Community College | 1601 E 27th St | Scottsbluff | NE | 69361-1815 | Scotts Bluff | NE43891 | Active | 612735 | N1.24.20.00153 | 2024 | Raypak | CPFH - Copper Fin Water Heater | HWHP - Hot Water Heat & Nonpotable | 5/31/2025
Western NE Community College | 1601 E 27th St | Scottsbluff | NE | 69361-1815 | Scotts Bluff | NE43892 | Active | 611987 | N1.24.17.00025 | 2024 | Raypak | CPFH - Copper Fin Water Heater | HWHP - Hot Water Heat & Nonpotable | 5/31/2025
Iron Mountain | 1601 Leavenworth St | Omaha | NE | 68102-3143 | Douglas | NE01435 | Scrapped/Junked | NA | 211-14582-1199 | 1999 | Peerless | CI - Cast Iron | STHT - Steam-Heat | 1/31/2025
Iron Mountain | 1601 Leavenworth St | Omaha | NE | 68102-3143 | Douglas | NE12799 | Scrapped/Junked |  | G-6013 | 1967 | American Standard | CI - Cast Iron | STHT - Steam-Heat | 2/28/2001
Iron Mountain | 1601 Leavenworth St | Omaha | NE | 68102-3143 | Douglas | NE43091 | Active | 21688 | 24F-9596 | 2024 | Aldrich | FTFB - Firetube-Firebox Boiler | STHT - Steam-Heat | 3/31/2025
Cintas Corp | 1601 N 24th St | Omaha | NE | 68110-2324 | Douglas | NE12007 | Inactive | 11055 | S750-150-104 | 2003 | HURST BOILER & WELDING CO | FTSM - FTS Marine Dry Back | PROC - Process Steam | 10/31/2004
Cintas Corp | 1601 N 24th St | Omaha | NE | 68110-2324 | Douglas | NE12023 | Scrapped/Junked | 11275 | S358-150-30 | 2003 | Hurst Boiler & Welding | FTSM - FTS Marine Dry Back | PROC - Process Steam | 3/31/2021
Cintas Corp | 1601 N 24th St | Omaha | NE | 68110-2324 | Douglas | NE28878 | Active | 24452 | S358-150-89 | 2020 | Hurst | FT - Firetube Boiler | PROC - Process Steam | 3/31/2026
Cody Park City Pool | 1601 N Jeffers St | North Platte | NE | 69101 | Lincoln | NE40598 | Active | 1526 | 1820482 | 1982 | Teledyne & Laars | CPFT - Horiz Cpr Fin Boiler | OPHT - Outdoor Pool Heater | 6/30/2026
Cody Park City Pool | 1601 N Jeffers St | North Platte | NE | 69101 | Lincoln | NE40599 | Scrapped/Junked | 22988 | J58F7422988 | 1974 | AO SMITH | COBL - Coil Type Boiler | HWSD - Hot Water Dom/Potable | 6/30/2024
Bob Bennie Wealth Mgmt | 1601 Old Cheney Rd | Lincoln | NE | 68512-1402 | Lancaster | NE40797 | Active | 8809 | 96E-5752 | 1996 | ALES | FTVT - Firetube Vertical TB | GLYC - Glycol Bldg Heat Sys | 2/28/2026
OHA/Park Tower South | 1601 Park Ave | Omaha | NE | 68105-2551 | Douglas | NE07611 | Scrapped/Junked | 90263 | HM4M017652 | 2004 | AOSM | CHWH - ASME/Fired Water Heater | HWSD - Hot Water Dom/Potable | 3/31/2016
OHA/Park Tower South | 1601 Park Ave | Omaha | NE | 68105-2551 | Douglas | NE17235 | Active | n/a | 0000007913 | 1992 | Peerless | CI - Cast Iron | HWHT - Hot Water Heat | 3/31/2026
OHA/Park Tower South | 1601 Park Ave | Omaha | NE | 68105-2551 | Douglas | NE17236 | Active | n/a | 0000007912 | 1992 | Peerless | CI - Cast Iron | HWHT - Hot Water Heat | 3/31/2026
OHA/Park Tower South | 1601 Park Ave | Omaha | NE | 68105-2551 | Douglas | NE26284 | Scrapped/Junked | 201174 | 201174 | 2015 | A O Smith | CHWH - ASME/Fired Water Heater | HWSD - Hot Water Dom/Potable | 3/31/2021
OHA/Park Tower South | 1601 Park Ave | Omaha | NE | 68105-2551 | Douglas | NE43527 | Active | 319659 | 319659 | 2024 | AO SMITH | CHWH - ASME/Fired Water Heater | HWSD - Hot Water Dom/Potable | 3/31/2025
Universal Pure | 1601 Pioneers Blvd | Lincoln | NE | 68502-5402 | Lancaster | NE15334 | Inactive |  | M4478 | 1963 | KEWA | FTFB - Firetube-Firebox Boiler | HWHT - Hot Water Heat | 5/31/2004
Universal Pure | 1601 Pioneers Blvd | Lincoln | NE | 68502-5402 | Lancaster | NE15335 | Inactive |  | M4486 | 1963 | KEWA | FTFB - Firetube-Firebox Boiler | HWHT - Hot Water Heat | 5/31/2004
Universal Pure | 1601 Pioneers Blvd | Lincoln | NE | 68502-5402 | Lancaster | NE23896 | Scrapped/Junked | 303 | 101508 | 2011 | Avure | HTNK - Horizontal UFPV | PROV - Process Vessel | 6/30/2024
Universal Pure | 1601 Pioneers Blvd | Lincoln | NE | 68502-5402 | Lancaster | NE23897 | Scrapped/Junked | 179 | 100502 | 2009 | Avure | HTNK - Horizontal UFPV | PROV - Process Vessel | 6/30/2024
Universal Pure | 1601 Pioneers Blvd | Lincoln | NE | 68502-5402 | Lancaster | NE23898 | Scrapped/Junked | 233 | 101306 | 2010 | Avure | HTNK - Horizontal UFPV | PROV - Process Vessel | 6/30/2024
Universal Pure | 1601 Pioneers Blvd | Lincoln | NE | 68502-5402 | Lancaster | NE23899 | Scrapped/Junked | 290 | 101484 | 2011 | Avure | HTNK - Horizontal UFPV | PROV - Process Vessel | 6/30/2024
Universal Pure | 1601 Pioneers Blvd | Lincoln | NE | 68502-5402 | Lancaster | NE24027 | Out of Service | 365 | 101729 | 2012 | Avure | HTNK - Horizontal UFPV | PROV - Process Vessel | 6/30/2018
Universal Pure | 1601 Pioneers Blvd | Lincoln | NE | 68502-5402 | Lancaster | NE27864 | Active | 136 | 80085 | 2017 | Avure | UFPV - Unfired Pressure Vessel | 0052 - Process Cooler | 6/30/2026
Universal Pure | 1601 Pioneers Blvd | Lincoln | NE | 68502-5402 | Lancaster | NE28806 | Active | 30 | 102656-C | 2015 | Avure | HTNK - Horizontal UFPV | PROV - Process Vessel | 6/30/2026
Universal Pure | 1601 Pioneers Blvd | Lincoln | NE | 68502-5402 | Lancaster | NE43409 | Active | 167 | 80126 | 2017 | Avure | HTNK - Horizontal UFPV | PROV - Process Vessel | 6/30/2026
Universal Pure | 1601 Pioneers Blvd | Lincoln | NE | 68502-5402 | Lancaster | NE43410 | Active | 396 | 80369 | 2022 | Avure | HTNK - Horizontal UFPV | PROV - Process Vessel | 6/30/2026
Universal Pure | 1601 Pioneers Blvd | Lincoln | NE | 68502-5402 | Lancaster | NE43411 | Active | 355 | 80326 | 2021 | Avure | HTNK - Horizontal UFPV | PROV - Process Vessel | 6/30/2026
Universal Pure | 1601 Pioneers Blvd | Lincoln | NE | 68502-5402 | Lancaster | NE43412 | Active | 305 | 101508-C | 2011 | Avure | HTNK - Horizontal UFPV | PROV - Process Vessel | 6/30/2026
Delta Delta Delta | 1601 R St | Lincoln | NE | 68508-1691 | Lancaster | NE00181 | Scrapped/Junked | none | 211-14484-1099 | 1999 | PEER | CI - Cast Iron | HWHT - Hot Water Heat | 11/30/2017
Delta Delta Delta | 1601 R St | Lincoln | NE | 68508-1691 | Lancaster | NE16389 | Scrapped/Junked |  | G106 | 1974 | AMERICAN STANDARD |  | HWHT - Hot Water Heat | 9/30/2000
Delta Delta Delta | 1601 R St | Lincoln | NE | 68508-1691 | Lancaster | NE16390 | Scrapped/Junked |  | RN0985900036 | 1985 | Rheem Manufacturing Co | AHWH - ANSI/Fired Water Htr | HWSD - Hot Water Dom/Potable | 1/31/2006
Delta Delta Delta | 1601 R St | Lincoln | NE | 68508-1691 | Lancaster | NE16391 | Scrapped/Junked |  | RN0985900037 | 1985 | Rheem Manufacturing Co | AHWH - ANSI/Fired Water Htr | HWSD - Hot Water Dom/Potable | 1/31/2006
Antique Coop | 1601 S 17th St | Lincoln | NE | 68502-2602 | Lancaster | NE23302 | Inactive | N/A | 6212 | 1997 | Peerless | CI - Cast Iron | STHT - Steam-Heat | 4/30/2021
UN of Kearney/Residence North | 1601 University Dr | Kearney | NE | 68845-4258 | Buffalo | NE00907 | Scrapped/Junked | 98602 | G02900 | 2001 | RHEEM-RUUD | CHWH - ASME/Fired Water Heater | HWSD - Hot Water Dom/Potable | 8/31/2008
UN of Kearney/Residence North | 1601 University Dr | Kearney | NE | 68845-4258 | Buffalo | NE13127 | Scrapped/Junked | 116604 | 116604 | 2008 | RHEEM | CHWH - ASME/Fired Water Heater | HWSD - Hot Water Dom/Potable | 1/31/2018
UN of Kearney/Residence North | 1601 University Dr | Kearney | NE | 68845-4258 | Buffalo | NE15860 | Scrapped/Junked | 6876 | 91-2673 | 1991 | ALDR | FTVT - Firetube Vertical TB | HWHT - Hot Water Heat | 8/31/2010
UN of Kearney/Residence North | 1601 University Dr | Kearney | NE | 68845-4258 | Buffalo | NE15861 | Scrapped/Junked | 6879 | 91-2682 | 1991 | Aldrich | FTVT - Firetube Vertical TB | HWHT - Hot Water Heat | 1/31/2024
UN of Kearney/Residence North | 1601 University Dr | Kearney | NE | 68845-4258 | Buffalo | NE15862 | Scrapped/Junked | 6880 | 91-2684 | 1991 | Aldrich | FTVT - Firetube Vertical TB | HWHT - Hot Water Heat | 1/31/2024
UN of Kearney/Residence North | 1601 University Dr | Kearney | NE | 68845-4258 | Buffalo | NE15863 | Inactive |  | MF91-199401880 | 1991 | AO SMITH | AHWH - ANSI/Fired Water Htr | HWSD - Hot Water Dom/Potable | 8/31/2001
UN of Kearney/Residence North | 1601 University Dr | Kearney | NE | 68845-4258 | Buffalo | NE17058 | Scrapped/Junked | 118006 | 118006 | 2008 | RHEEM | CHWH - ASME/Fired Water Heater | HWSD - Hot Water Dom/Potable | 1/31/2014
UN of Kearney/Residence North | 1601 University Dr | Kearney | NE | 68845-4258 | Buffalo | NE24512 | Scrapped/Junked | 135431 | 135431 | 2013 | RHEEM | CHWH - ASME/Fired Water Heater | HWSD - Hot Water Dom/Potable | 1/31/2017
UN of Kearney/Residence North | 1601 University Dr | Kearney | NE | 68845-4258 | Buffalo | NE25037 | Scrapped/Junked | 18613 | na | 1991 | DUNH | SHTB - Shell/Tube Htexchngr | COND - Condenser | 2/28/2020
UN of Kearney/Residence North | 1601 University Dr | Kearney | NE | 68845-4258 | Buffalo | NE26444 | Scrapped/Junked | 116612 | URNG0308G00243 | 2008 | A O Smith | CHWH - ASME/Fired Water Heater | HWSD - Hot Water Dom/Potable | 1/31/2019
UN of Kearney/Residence North | 1601 University Dr | Kearney | NE | 68845-4258 | Buffalo | NE27320 | Scrapped/Junked | 148028 | A511613117 | 2016 | RHEEM | CHWH - ASME/Fired Water Heater | HWSD - Hot Water Dom/Potable | 1/31/2025
UN of Kearney/Residence North | 1601 University Dr | Kearney | NE | 68845-4258 | Buffalo | NE27819 | Scrapped/Junked | 237542 | 237542 | 2018 | American Water Heater | CHWH - ASME/Fired Water Heater | HWSD - Hot Water Dom/Potable | 1/31/2023
Dutton Lainson Co | 1601 W 2nd St | Hastings | NE | 68901-4837 | Adams | NE14331 | Inactive |  | 6690 | 1928 | HEGG | FT - Firetube Boiler | STHT - Steam-Heat | 7/31/2008
Dutton Lainson Co | 1601 W 2nd St | Hastings | NE | 68901-4837 | Adams | NE14360 | Scrapped/Junked | 42024 | HP2OLMC | 1979 | Eclipse | FT - Firetube Boiler | PROC - Process Steam | 5/31/2015
Dutton Lainson Co | 1601 W 2nd St | Hastings | NE | 68901-4837 | Adams | NE25872 | Active | 19458 | 15F-7366 | 2015 | Aldrich | FT - Firetube Boiler | PROC - Process Steam | 8/30/2026
Vulcraft Nebraska | 1601 W Omaha Ave | Norfolk | NE | 68701-4596 | Madison | NE17690 | Scrapped/Junked | 26702 | 932A9526702 | 1995 | AOSM | COBL - Coil Type Boiler | HWSD - Hot Water Dom/Potable | 1/31/2023
Vulcraft Nebraska | 1601 W Omaha Ave | Norfolk | NE | 68701-4596 | Madison | NE18801 | Inactive | 472 |  | 1976 | Kelcon | WT - Water Tube Boiler | HWSP - Hot Water Non Potable Supply | 1/31/1999
Vulcraft Nebraska | 1601 W Omaha Ave | Norfolk | NE | 68701-4596 | Madison | NE42028 | Active | C55377 | 2213128946251 | 2022 | AOSM | COBL - Coil Type Boiler | HWSD - Hot Water Dom/Potable | 11/30/2026
Parkview Pool | 1602 13th St | Aurora | NE | 68818 | Hamilton | NE08406 | Scrapped/Junked | 174571 | 0009174571 | 2000 | Raypak | CPFT - Horiz Cpr Fin Boiler | OPHT - Outdoor Pool Heater | 6/30/2014
Parkview Pool | 1602 13th St | Aurora | NE | 68818 | Hamilton | NE08407 | Scrapped/Junked | 174572 | 0009174572 | 2000 | Raypak | CPFT - Horiz Cpr Fin Boiler | OPHT - Outdoor Pool Heater | 6/30/2014
PARKVIEW POOL | 1602 13TH ST | AURORA | NE | 68818 | HAMILTON | NE40631 | Scrapped/Junked |  | 0179100266 | 1979 | RAYPAK INC, CALIFORNIA | CPFT - Horiz Cpr Fin Boiler | OPHT - Outdoor Pool Heater | 6/30/2000
PARKVIEW POOL | 1602 13TH ST | AURORA | NE | 68818 | HAMILTON | NE40633 | Scrapped/Junked |  | 1278103843 | 1978 | RAYPAK INC, CALIFORNIA | CPFT - Horiz Cpr Fin Boiler | OPHT - Outdoor Pool Heater | 6/30/2000
FESTIVAL FOODS | 1602 W 2nd St | Grand Island | NE | 68801-5766 | HALL | NE05637 | Exempt 1999 LB-66 |  | 0262289 | 1993 | AO SMITH | AHWH - ANSI/Fired Water Htr | HWSD - Hot Water Dom/Potable | 12/31/1999
FESTIVAL FOODS | 1602 W 2nd St | Grand Island | NE | 68801-5766 | HALL | NE05761 | Exempt 1999 LB-66 |  | 00434 | 1997 | RHEEM MANUFACTURING CO | AHWH - ANSI/Fired Water Htr | HWSD - Hot Water Dom/Potable | 12/31/1999
Avera Health Creighton Nursing Home | 1603 Main St | Creighton | NE | 68729-2999 | Knox | NE02179 | Scrapped/Junked | o/n 1 | 8J33 | 1965 | Thermo-Pak | WT - Water Tube Boiler | HWHT - Hot Water Heat | 4/30/2022
Avera Health Creighton Nursing Home | 1603 Main St | Creighton | NE | 68729-2999 | Knox | NE18536 | Exempt 1999 LB-66 |  | AH8401709830 | 1984 | AO SMITH | AHWH - ANSI/Fired Water Htr | HWSD - Hot Water Dom/Potable | 8/31/1999
Avera Health Creighton Nursing Home | 1603 Main St | Creighton | NE | 68729-2999 | Knox | NE21577 | Scrapped/Junked | 8917 | 96-E5882 | 1996 | Aldrich | FTVT - Firetube Vertical TB | HWHT - Hot Water Heat | 4/30/2021
Avera Health Creighton Nursing Home | 1603 Main St | Creighton | NE | 68729-2999 | Knox | NE21578 | Exempt 1999 LB-66 |  | MK96-0592123 | 1996 | AO SMITH | AHWH - ANSI/Fired Water Htr | HWSD - Hot Water Dom/Potable | 8/31/1999
Avera Health Creighton Nursing Home | 1603 Main St | Creighton | NE | 68729-2999 | Knox | NE42180 | Active | 121507 | 19.PG120.45.0626 | 2019 | WEIL MCLAIN | FTVT - Firetube Vertical TB | HWHT - Hot Water Heat | 3/31/2026
Avera Health Creighton Nursing Home | 1603 Main St | Creighton | NE | 68729-2999 | Knox | NE42181 | Active | 121506 | 19.PG120.44.0625 | 2019 | WEIL MCLAIN | FTVT - Firetube Vertical TB | HWHT - Hot Water Heat | 3/31/2026
LUNDBERG MEMORIAL HOSP | 1603 Main St | Creighton | NE | 68729-2999 | KNOX | NE13041 | Inactive | 16213 | 0-7507 | 1958 | KEWANEE | FTSM - FTS Marine Dry Back | BSUP - Bldg Heat & Process | 3/31/2007
LUNDBERG MEMORIAL HOSP | 1603 Main St | Creighton | NE | 68729-2999 | KNOX | NE13042 | Scrapped/Junked | 16213 |  | 1958 | KEWANEE | FTSM - FTS Marine Dry Back | BSUP - Bldg Heat & Process | 4/30/2005
La Mexicana Abarrotes | 1603 Vinton St | Omaha | NE | 68108-1430 | Douglas | NE12785 | Scrapped/Junked | n/a | 61-16149 | 1980 | Peerless | CI - Cast Iron | STHT - Steam-Heat | 12/31/2012
St Bonaventure School | 1604 15th St | Columbus | NE | 68601-5229 | Platte | NE08043 | Inactive |  | 74903 | 1973 | CHROMALOX PRECISION HEAT | ELBL - Electric Boiler | STHT - Steam-Heat | 6/30/1992
St Bonaventure School | 1604 15th St | Columbus | NE | 68601-5229 | Platte | NE32598 | Scrapped/Junked | n/a | 0-8933 | 1950 | Cleaver Brooks | FTSM - FTS Marine Dry Back | STHT - Steam-Heat | 6/30/2013
St Bonaventure School | 1604 15th St | Columbus | NE | 68601-5229 | Platte | NE32599 | Scrapped/Junked |  | H5318099 | 1950 | CLEA | FTSM - FTS Marine Dry Back | STHT - Steam-Heat | 6/30/2007
American Broadband Communications, LLC | 1605 Washington St | Blair | NE | 68008-1655 | Washington | NE14796 | Active | N/A | 5-66 | 1970 | NATR | CI - Cast Iron | HWHT - Hot Water Heat | 12/31/2026
Metro Omaha Softball Llc | 1606 S 50th St | Omaha | NE | 68106-2441 | Douglas | NE15713 | Inactive |  | BJ1331 | 1992 | HYDR | CI - Cast Iron | STHT - Steam-Heat | 11/30/2008
JAMISON APARTMENTS | 1607 Burdette St | Omaha | NE | 68110-2410 | Douglas | NE04839 | Scrapped/Junked |  | 2B52 | 1960 | AMERICAN STANDARD |  | STHT - Steam-Heat | 12/31/1997
Aero Motel | 1607 Cuming St | Omaha | NE | 68102-4410 | Douglas | NE07060 | Inactive |  | 500151200411 | 2005 | PEER | CI - Cast Iron | STHT - Steam-Heat | 11/30/2008
Aero Motel | 1607 Cuming St | Omaha | NE | 68102-4410 | Douglas | NE12852 | Scrapped/Junked |  | 8141020785 | 1985 | PEERLESS HEATER COMPANY |  | STHT - Steam-Heat | 11/30/2005
Colonial Pointe Apartment | 1607 Independence Ln Bldg 4 | Bellevue | NE | 68123-4706 | Sarpy | NE20568 | Scrapped/Junked | 232313 | D11H00232313 | 2011 | Lochinvar | CPFH - Copper Fin Water Heater | HWSD - Hot Water Dom/Potable | 9/30/2025
BELAIR APARTMENTS | 1607 N 73rd St | Omaha | NE | 68114-1996 | Douglas | NE22925 | Exempt 1999 LB-66 |  | ME90-0169885880 | 1990 | AO SMITH | AHWH - ANSI/Fired Water Htr | HWSD - Hot Water Dom/Potable | 2/29/2000
BELAIR APARTMENTS | 1607 N 73rd St | Omaha | NE | 68114-1996 | Douglas | NE22926 | Exempt 1999 LB-66 |  | 0796535 | 1996 | BRADFORD-WHITE | AHWH - ANSI/Fired Water Htr | HWSD - Hot Water Dom/Potable | 2/29/2000
BELAIR APARTMENTS | 1607 N 73rd St | Omaha | NE | 68114-1996 | Douglas | NE22927 | Exempt 1999 LB-66 |  | MB90-0160308880 | 1990 | AO SMITH | AHWH - ANSI/Fired Water Htr | HWSD - Hot Water Dom/Potable | 2/29/2000
BELAIR APARTMENTS | 1607 N 73rd St | Omaha | NE | 68114-1996 | Douglas | NE22928 | Exempt 1999 LB-66 |  | 773-93789 | 1977 | RUUD | AHWH - ANSI/Fired Water Htr | HWSD - Hot Water Dom/Potable | 2/29/2000
BELAIR APARTMENTS | 1607 N 73rd St | Omaha | NE | 68114-1996 | Douglas | NE22929 | Exempt 1999 LB-66 |  | 0820548 | 1997 | BRADFORD-WHITE | AHWH - ANSI/Fired Water Htr | HWSD - Hot Water Dom/Potable | 2/29/2000
BELAIR APARTMENTS | 1607 N 73rd St | Omaha | NE | 68114-1996 | Douglas | NE22930 | Exempt 1999 LB-66 |  | 094429996 | 1994 | STATE INDUSTRIES | AHWH - ANSI/Fired Water Htr | HWSD - Hot Water Dom/Potable | 2/29/2000
BELAIR APARTMENTS | 1607 N 73rd St | Omaha | NE | 68114-1996 | Douglas | NE22931 | Exempt 1999 LB-66 |  | 0795451 | 1997 | BRADFORD-WHITE | AHWH - ANSI/Fired Water Htr | HWSD - Hot Water Dom/Potable | 2/29/2000
BELAIR APARTMENTS | 1607 N 73rd St | Omaha | NE | 68114-1996 | Douglas | NE22932 | Exempt 1999 LB-66 |  | 0750678 | 1997 | BRADFORD-WHITE | AHWH - ANSI/Fired Water Htr | HWSD - Hot Water Dom/Potable | 2/29/2000
BELAIR APARTMENTS | 1607 N 73rd St | Omaha | NE | 68114-1996 | Douglas | NE22933 | Exempt 1999 LB-66 |  | 0807385 | 1997 | BRADFORD-WHITE | AHWH - ANSI/Fired Water Htr | HWSD - Hot Water Dom/Potable | 2/29/2000
Hi-Gain Feed Lot | 1608 E 8th St | Cozad | NE | 69130-2350 | Dawson | NE13979 | Out of Service | 2738 | 4360 | 1968 | Superior Boilerworks | FT - Firetube Boiler | PROC - Process Steam | 7/31/2011
ORD CHEESE COMPANY | 1608 K St | Ord | NE | 68862-1420 | VALLEY | NE02693 | Inactive | 590 |  | 1958 | KEWANEE | FTSM - FTS Marine Dry Back | PROC - Process Steam | 9/30/1986
Mitchell City Pool | 1609 21st Ave | Mitchell | NE | 69357-1216 | Scotts Bluff | NE01901 | Active | 144945 | C04F0391 | 2004 | Teledyne Laars | CPFT - Horiz Cpr Fin Boiler | OPHT - Outdoor Pool Heater | 7/31/2026
Mitchell City Pool | 1609 21st Ave | Mitchell | NE | 69357-1216 | Scotts Bluff | NE18164 | Scrapped/Junked | 45655 | 85532 | 1994 | ACE | WT - Water Tube Boiler | OPHT - Outdoor Pool Heater | 6/30/2004
Stoltenberg Apartments | 1609 Binney St | Omaha | NE | 68110-2095 | Douglas | NE04838 | Out of Service |  | 05195 | 1920 | CAPI | CI - Cast Iron | STHT - Steam-Heat | 12/31/2001
Creighton Elementary School | 1609 Redick Ave | Creighton | NE | 68729-2967 | Knox | NE17269 | Scrapped/Junked | 8465 | 22691 | 1991 | Rite | FT - Firetube Boiler | HWHT - Hot Water Heat | 10/31/2024
Creighton Elementary School | 1609 Redick Ave | Creighton | NE | 68729-2967 | Knox | NE27059 | Active | 382344 | 1635103397400 | 2016 | Lochinvar | SSCO - SS Coil Boiler | HWHT - Hot Water Heat | 10/31/2026
Creighton Elementary School | 1609 Redick Ave | Creighton | NE | 68729-2967 | Knox | NE27060 | Active | 367967 | 1644103757103 | 2016 | Lochinvar | SSCO - SS Coil Boiler | HWHT - Hot Water Heat | 10/31/2026
Creighton Elementary School | 1609 Redick Ave | Creighton | NE | 68729-2967 | Knox | NE27061 | Active | 382340 | 1635103397405 | 2016 | Lochinvar | SSCO - SS Coil Boiler | HWHT - Hot Water Heat | 10/31/2026
Creighton Elementary School | 1609 Redick Ave | Creighton | NE | 68729-2967 | Knox | NE43285 | Active | 589164 | N1.23.15.00087 | 2023 | Lochinvar | SSCO - SS Coil Boiler | HWHT - Hot Water Heat | 10/31/2026
Creighton Elementary School | 1609 Redick Ave | Creighton | NE | 68729-2967 | Knox | NE43286 | Active | 593865 | NI. 23.23.00109 | 2023 | Lochinvar | SSCO - SS Coil Boiler | HWHT - Hot Water Heat | 10/31/2026
Wahoo Temple Craft Assoc | 161 E 5th St | Wahoo | NE | 68066-1922 | Saunders | NE02302 | Active | n/a | P340300302 | 2004 | DUNK | CI - Cast Iron | HWHT - Hot Water Heat | 10/31/2026
Wahoo Temple Craft Assoc | 161 E 5th St | Wahoo | NE | 68066-1922 | Saunders | NE02303 | Active | n/a | P100400079 | 2004 | DUNK | CI - Cast Iron | HWHT - Hot Water Heat | 10/31/2026
Wahoo Temple Craft Assoc | 161 E 5th St | Wahoo | NE | 68066-1922 | Saunders | NE02304 | Active | n/a | P160400029 | 2004 | DUNK | CI - Cast Iron | HWHT - Hot Water Heat | 10/31/2026
Wahoo Temple Craft Assoc | 161 E 5th St | Wahoo | NE | 68066-1922 | Saunders | NE04051 | Scrapped/Junked | 13594 | 2718 | 1938 | PACIFIC | FT - Firetube Boiler | HWHT - Hot Water Heat | 10/31/2004
OLD FIELD SCHOOL | 1610 9th St | Columbus | NE | 68601-5926 | PLATTE | NE33454 | Inactive |  | 104-262 | 1947 | PACIFIC | FT - Firetube Boiler | STHT - Steam-Heat | 7/31/2002
Interstate Apartments | 1610 C St | South Sioux City | NE | 68776-2547 | Dakota | NE09453 | Active | n/a | n/a | 1968 | Crane | CI - Cast Iron | HWHT - Hot Water Heat | 2/28/2026
Interstate Apartments | 1610 C St | South Sioux City | NE | 68776-2547 | Dakota | NE09454 | Scrapped/Junked |  |  | 1968 | CRAN | CI - Cast Iron | HWHT - Hot Water Heat | 11/30/2004
Interstate Apartments | 1610 C St | South Sioux City | NE | 68776-2547 | Dakota | NE09455 | Active | n/a | n/a | 1968 | Crane | CI - Cast Iron | HWHT - Hot Water Heat | 2/28/2026
Interstate Apartments | 1610 C St | South Sioux City | NE | 68776-2547 | Dakota | NE12656 | Active | N/A | 472775-200403 | 2006 | Peerless | CI - Cast Iron | HWHT - Hot Water Heat | 2/28/2026
Interstate Apartments | 1610 C St | South Sioux City | NE | 68776-2547 | Dakota | NE18510 | Scrapped/Junked |  | 0276051880 | 1993 | AO SMITH | AHWH - ANSI/Fired Water Htr | HWSD - Hot Water Dom/Potable | 10/31/2001
Interstate Apartments | 1610 C St | South Sioux City | NE | 68776-2547 | Dakota | NE20639 | Exempt 1999 LB-66 |  | 1004 | 1996 | RHEEM MANUFACTURING CO | AHWH - ANSI/Fired Water Htr | HWSD - Hot Water Dom/Potable | 10/31/1999
Interstate Apartments | 1610 C St | South Sioux City | NE | 68776-2547 | Dakota | NE20640 | Scrapped/Junked |  | 288995 | 1993 | AO SMITH | AHWH - ANSI/Fired Water Htr | HWSD - Hot Water Dom/Potable | 10/31/1999
1600 Building | 1610 N 10th St | Lincoln | NE | 68508-1004 | Lancaster | NE02088 | Inactive | 13242 | 04F1158 | 2004 | Aldrich | FTVT - Firetube Vertical TB | HWHT - Hot Water Heat | 4/30/2020
Jon Strong Washers | 1610 N Platte Ave | York | NE | 68467-1448 | York | NE12377 | Active | 110048 | A001389/00110048 | 2000 | Lochinvar | CPFT - Horiz Cpr Fin Boiler | HWSP - Hot Water Non Potable Supply | 3/31/2026
Jon Strong Washers | 1610 N Platte Ave | York | NE | 68467-1448 | York | NE21085 | Active | 325509 | 1106325509 | 2011 | Raypak | CPFT - Horiz Cpr Fin Boiler | HWFS - HW Heat - Floor & Sidewalk | 3/31/2026
Jon Strong Washers | 1610 N Platte Ave | York | NE | 68467-1448 | York | NE23573 | Active | 11440 | 0 | 1979 | Raypak | COBL - Coil Type Boiler | HWFG - Hotwater Heat Floor-Glycl | 3/31/2026
WEL-Life at Ogallala | 1610 N Spruce St | Ogallala | NE | 69153-3321 | Keith | NE10637 | Scrapped/Junked | 47480 | K98-47480 | 1998 | AOSM | COBL - Coil Type Boiler | HWSD - Hot Water Dom/Potable | 1/31/2024
vacant building | 1610 N Washington St | Lexington | NE | 68850-1342 | Dawson | NE15106 | Inactive | 12571 | 12571 | 1980 | Burnham | FHRT - FT Horiz Return Tube | HWHT - Hot Water Heat | 11/30/2014
LEXINGTON ADMIN BLDG | 1610 N Washington St | Lexington | NE | 68850-1342 | DAWSON | NE21145 | Exempt 1999 LB-66 |  | 6285 | 1996 | STATE INDUSTRIES | AHWH - ANSI/Fired Water Htr | HWSD - Hot Water Dom/Potable | 7/31/2000
New Visions UMC | 1610 S 11th St | Lincoln | NE | 68502-2206 | Lancaster | NE21276 | Active | n/a | CP-3384222 | 1997 | Weil-Mcclain | CI - Cast Iron | HWHT - Hot Water Heat | 11/30/2026
New Visions UMC | 1610 S 11th St | Lincoln | NE | 68502-2206 | Lancaster | NE21277 | Active | n/a | CP-3349531 | 1997 | Weil-Mcclain | CI - Cast Iron | HWHT - Hot Water Heat | 11/30/2026
New Visions UMC | 1610 S 11th St | Lincoln | NE | 68502-2206 | Lancaster | NE21278 | Active | n/a | CP-3349536 | 1997 | Weil-Mcclain | CI - Cast Iron | HWHT - Hot Water Heat | 11/30/2026
CHI-Alegent Creighton Health | 16101 Evans St | Omaha | NE | 68116-6447 | Douglas | NE24884 | Active | 138258 | 138528 | 2014 | Centurion | COND - Condenser | HWHT - Hot Water Heat | 12/31/2024
BRYANT ELEMENTARY SCHOOL | 1611 AVE C | KEARNEY | NE | 68847-6142 | BUFFALO | NE20491 | Exempt 1999 LB-66 |  | 404053 | 1989 | RHEEM MANUFACTURING CO | AHWH - ANSI/Fired Water Htr | HWSD - Hot Water Dom/Potable | 6/30/1999
Bryant Elementary School | 1611 C Ave | Kearney | NE | 68847-6142 | Buffalo | NE32583 | Scrapped/Junked | n/a | D-8158 | 1951 | Kewanee | FTFB - Firetube-Firebox Boiler | STHT - Steam-Heat | 12/31/2011
Bryant Elementary School | 1611 C Ave | Kearney | NE | 68847-6142 | Buffalo | NE32584 | Scrapped/Junked | n/a | D-8164 | 1951 | Kewanee | FTFB - Firetube-Firebox Boiler | STHT - Steam-Heat | 12/31/2011
Rasmussen Mechanical Service | 16120 W Dodge Rd | Omaha | NE | 68118-2049 | Douglas | NE21730 | Out of Service | 46883 | 82518 | 1996 | Lattner Boiler Co | FT - Firetube Boiler | PROC - Process Steam | 3/31/2015
Methodist West Health Center | 16120 W Dodge Rd | Omaha | NE | 68118-2049 | Douglas | NE00101 | Scrapped/Junked | 10187 | 99E-7710 | 1999 | ALES | FTVT - Firetube Vertical TB | HWHT - Hot Water Heat | 3/31/2015
Methodist West Health Center | 16120 W Dodge Rd | Omaha | NE | 68118-2049 | Douglas | NE00102 | Active | 10188 | 99E-7711 | 1999 | ALES | FTVT - Firetube Vertical TB | HWHT - Hot Water Heat | 3/31/2026
Methodist West Health Center | 16120 W Dodge Rd | Omaha | NE | 68118-2049 | Douglas | NE00103 | Active | 10194 | 99E-7717 | 1999 | ALES | FTVT - Firetube Vertical TB | HWHT - Hot Water Heat | 3/31/2026
Methodist West Health Center | 16120 W Dodge Rd | Omaha | NE | 68118-2049 | Douglas | NE00104 | Active | 10193 | 99E-7716 | 1999 | ALES | FTVT - Firetube Vertical TB | HWHT - Hot Water Heat | 3/31/2026
Methodist West Health Center | 16120 W Dodge Rd | Omaha | NE | 68118-2049 | Douglas | NE00105 | Scrapped/Junked | 10319 | B990016 | 1999 | PREC | FT - Firetube Boiler | PROC - Process Steam | 3/31/2013
Methodist West Health Center | 16120 W Dodge Rd | Omaha | NE | 68118-2049 | Douglas | NE00106 | Scrapped/Junked | 98888 | 089998888 | 1999 | Pvi | CHWH - ASME/Fired Water Heater | HWSD - Hot Water Dom/Potable | 3/31/2015
Methodist West Health Center | 16120 W Dodge Rd | Omaha | NE | 68118-2049 | Douglas | NE00107 | Out of Service | 98889 | 089998889 | 1999 | Pvi | CHWH - ASME/Fired Water Heater | HWSD - Hot Water Dom/Potable | 3/31/2013
Methodist West Health Center | 16120 W Dodge Rd | Omaha | NE | 68118-2049 | Douglas | NE22216 | Scrapped/Junked | 19818 | 19818 | 2012 | Precision | FTVT - Firetube Vertical TB | STER - Sterilizer | 3/31/2015
Methodist West Health Center | 16120 W Dodge Rd | Omaha | NE | 68118-2049 | Douglas | NE24843 | Scrapped/Junked | 135989 | 0413135989 | 1900 | PVI Industries | CHWH - ASME/Fired Water Heater | HWSD - Hot Water Dom/Potable | 4/30/2014
Methodist West Health Center | 16120 W Dodge Rd | Omaha | NE | 68118-2049 | Douglas | NE24875 | Active | 59632 | 100241 | 2014 | Bryan | WT - Water Tube Boiler | STER - Sterilizer | 4/30/2026
Methodist West Health Center | 16120 W Dodge Rd | Omaha | NE | 68118-2049 | Douglas | NE24876 | Active | 59633 | 100242 | 2014 | Bryan | WT - Water Tube Boiler | STER - Sterilizer | 4/30/2026
Methodist West Health Center | 16120 W Dodge Rd | Omaha | NE | 68118-2049 | Douglas | NE24877 | Active | 19280 | 14F-7188 | 2014 | Aldrich | FTVT - Firetube Vertical TB | HWHT - Hot Water Heat | 4/30/2026
FOWLER DRY CLEANER | 1614 16th Ave | Central City | NE | 68826-1818 | MERRICK | NE16723 | Inactive | 2276 |  | 1950 | BRYAN STEAM LLC | WT - Water Tube Boiler | PROC - Process Steam | 5/31/2000
SCOTTSBLUFF LODGE #1367 | 1614 1st Ave | Scottsbluff | NE | 69361-3107 | SCOTTS BLUFF | NE18038 | Inactive | 6645 |  | 1960 | KEWANEE | FT - Firetube Boiler | HWHT - Hot Water Heat | 5/31/2001
SCOTTSBLUFF LODGE #1367 | 1614 1st Ave | Scottsbluff | NE | 69361-3107 | SCOTTS BLUFF | NE20256 | Exempt 1999 LB-66 |  | 000000000001307 | 1984 | AMERICAN STANDARD | AHWH - ANSI/Fired Water Htr | HWSD - Hot Water Dom/Potable | 5/31/2000
SCOTTSBLUFF LODGE #1367 | 1614 1st Ave | Scottsbluff | NE | 69361-3107 | SCOTTS BLUFF | NE20257 | Exempt 1999 LB-66 |  | 000000000000169 | 1996 | RHEEM MANUFACTURING CO | AHWH - ANSI/Fired Water Htr | HWSD - Hot Water Dom/Potable | 5/31/2000
Single Family Residence | 1614 County Road 4 | North Bend | NE | 68649-3026 | Dodge | NE32441 | Exempt |  | 1BJ-J1 | 1968 | American Standard | CI - Cast Iron | HWHT - Hot Water Heat | 8/31/2002
CITY OF SOUTH SIOUX CITY | 1615 1st Ave | South Sioux City | NE | 68776-2236 | DAKOTA | NE02174 | Inactive |  | 2526 | 1980 | AO SMITH | CHWH - ASME/Fired Water Heater | HWSD - Hot Water Dom/Potable | 10/31/1992
Hinns Home Furnishings | 1615 Broadway | Scottsbluff | NE | 69361-3153 | Scotts Bluff | NE30423 | Inactive |  |  | 1980 | GAFFERS/SATLER | AHWH - ANSI/Fired Water Htr | HWSD - Hot Water Dom/Potable | 10/31/1993
Hinns Home Furnishings | 1615 Broadway | Scottsbluff | NE | 69361-3153 | Scotts Bluff | NE40050 | Inactive | 85 |  | 1997 | ALLI | WT - Water Tube Boiler | HWHT - Hot Water Heat | 2/28/2009
Hinns Home Furnishings | 1615 Broadway | Scottsbluff | NE | 69361-3153 | Scotts Bluff | NE40051 | Inactive | 84 |  | 1997 | ALLI | WT - Water Tube Boiler | HWHT - Hot Water Heat | 2/28/2010
Magnolia Hotel | 1615 Howard St | Omaha | NE | 68102-2705 | Douglas | NE18375 | Active | 122980 | 9504122980 | 1995 | Raypak | CPFT - Horiz Cpr Fin Boiler | HWHT - Hot Water Heat | 11/30/2025
Magnolia Hotel | 1615 Howard St | Omaha | NE | 68102-2705 | Douglas | NE18376 | Active | 122981 | 9504122981 | 1995 | Raypak | CPFT - Horiz Cpr Fin Boiler | HWHT - Hot Water Heat | 11/30/2025
Magnolia Hotel | 1615 Howard St | Omaha | NE | 68102-2705 | Douglas | NE22178 | Scrapped/Junked | 1920 | G-10-1077 | 2010 | Aerco International | COWH - Coil Type Water Heater | HWHT - Hot Water Heat | 11/30/2021
Magnolia Hotel | 1615 Howard St | Omaha | NE | 68102-2705 | Douglas | NE23270 | Scrapped/Junked | 32025 |  | 1999 | Aerco International | CHWH - ASME/Fired Water Heater | HWSD - Hot Water Dom/Potable | 6/30/2007
Magnolia Hotel | 1615 Howard St | Omaha | NE | 68102-2705 | Douglas | NE25904 | Active | 242690 | 112339 | 2012 | Lochinvar | COWH - Coil Type Water Heater | HWDP - Hotwater Heat & Dom Supply | 11/30/2025
Magnolia Hotel | 1615 Howard St | Omaha | NE | 68102-2705 | Douglas | NE42381 | Active | 565767 | N1.22.30.00021 | 2022 | Lochinvar | WT - Water Tube Boiler | HWDP - Hotwater Heat & Dom Supply | 11/30/2025
Magnolia Hotel | 1615 Howard St | Omaha | NE | 68102-2705 | Douglas | NEW | Scrapped/Junked | 32008 | n/a | 1999 | Aerco International | CHWH - ASME/Fired Water Heater | HWFP - Floor Heat & Nonpotable | 11/30/2013
JetSplash Car Wash | 1615 Pine Lake Rd | Lincoln | NE | 68512-3606 | Lancaster | NE41053 | Active | 502522 | D1.20.32.00118 | 2020 | Lochinvar | WTSS - Watertube SS Steel | HWSP - Hot Water Non Potable Supply | 7/31/2026
JetSplash Car Wash | 1615 Pine Lake Rd | Lincoln | NE | 68512-3606 | Lancaster | NE41094 | Active | 164870 | 164870 | 2020 | Lochinvar | FTVT - Firetube Vertical TB | GLFH - Glycol Floor Heat System | 7/31/2026
JetSplash Car Wash | 1615 Pine Lake Rd | Lincoln | NE | 68512-3606 | Lancaster | NE41095 | Active | 164869 | 20.PGT550. 151.0512 | 2020 | Lochinvar | FTVT - Firetube Vertical TB | GLFH - Glycol Floor Heat System | 7/31/2026
RAMBLE INVESTMENTS APTS | 1615 S 20th St | Lincoln | NE | 68502-2608 | LANCASTER | NE03384 | Inactive |  |  | 1985 | PEERLESS HEATER COMPANY |  | HWHT - Hot Water Heat | 4/30/1993
South Elementary School | 1616 Butler St | Blair | NE | 68008-2274 | Washington | NE27956 | Active | N/A | 708403201409 | 2014 | Peerless | CI - Cast Iron | HWHT - Hot Water Heat | 2/28/2026
South Elementary School | 1616 Butler St | Blair | NE | 68008-2274 | Washington | NE32813 | Scrapped/Junked | 14698 | 14698 | 1983 | Burnham | FTFB - Firetube-Firebox Boiler | HWHT - Hot Water Heat | 2/28/2019
Doubletree Hotel | 1616 Dodge St | Omaha | NE | 68102-1502 | Douglas | NE06469 | Out of Service | 106217 | 106217 | 2005 | CLVR | FTRS - Ftube Rectangular Sh | 0021 - Steam Supp Cooker/Kettle | 9/30/2010
Doubletree Hotel | 1616 Dodge St | Omaha | NE | 68102-1502 | Douglas | NE09618 | Scrapped/Junked | 13486 | 8620 | 2001 | PMI FOOD EQUIPMENT GROUP | FTSO - Ft Shell/No Tubes | 0021 - Steam Supp Cooker/Kettle | 4/30/2005
Doubletree Hotel | 1616 Dodge St | Omaha | NE | 68102-1502 | Douglas | NE15826 | Scrapped/Junked | 21236 |  | 1989 | VULCAN-HART | FT - Firetube Boiler | PROC - Process Steam | 12/31/1997
Doubletree Hotel | 1616 Dodge St | Omaha | NE | 68102-1502 | Douglas | NE22208 | Out of Service | 115398 | 1007230000792 | 2010 | Cleveland | FTVT - Firetube Vertical TB | COOK - Cooker/Kettle | 6/30/2019
Doubletree Hotel | 1616 Dodge St | Omaha | NE | 68102-1502 | Douglas | NE23222 | Scrapped/Junked | 7654 | 5365 | 1997 | VULCAN-HART | FTNF - Firetube Flueless | 0021 - Steam Supp Cooker/Kettle | 1/31/2002
Apartment Building - JSSB LLC | 1616 E St | Lincoln | NE | 68508-3395 | Lancaster | NE26294 | Active | 134216 | 134216 | 2009 | AO SMITH | CHWH - ASME/Fired Water Heater | HWSD - Hot Water Dom/Potable | 5/31/2025
Apartment Building - JSSB LLC | 1616 E St | Lincoln | NE | 68508-3395 | Lancaster | NE26295 | Active | 201624 | 1614102796048 | 2016 | Lochinvar | FTVT - Firetube Vertical TB | HWHT - Hot Water Heat | 5/31/2025
Frontier Bank | 1616 Harlan St | Falls City | NE | 68355-2655 | Richardson | NE13358 | Active | 16491 | J11M13750 | 2006 | Giannoni | COWH - Coil Type Water Heater | HWHT - Hot Water Heat | 2/28/2026
Frontier Bank | 1616 Harlan St | Falls City | NE | 68355-2655 | Richardson | NE13359 | Active | 22968 | J07L17652 | 2005 | HTPI | COWH - Coil Type Water Heater | HWHT - Hot Water Heat | 2/28/2026
Beveridge Magnet Center | 1616 S 120th St | Omaha | NE | 68144-1630 | Douglas | NE27109 | Active | 294279 | 1631103271140 | 2016 | Lochinvar | COND - Condenser | HWHT - Hot Water Heat | 12/31/2026
Beveridge Magnet Center | 1616 S 120th St | Omaha | NE | 68144-1630 | Douglas | NE27110 | Active | 294715 | 1631103271139 | 2016 | Lochinvar | COND - Condenser | HWHT - Hot Water Heat | 12/31/2026
Beveridge Magnet Center | 1616 S 120th St | Omaha | NE | 68144-1630 | Douglas | NE31145 | Scrapped/Junked | n/a | M3467 | 1962 | Kewanee | FTFB - Firetube-Firebox Boiler | STHT - Steam-Heat | 12/31/2017
Beveridge Magnet Center | 1616 S 120th St | Omaha | NE | 68144-1630 | Douglas | NE31146 | Scrapped/Junked | n/a | M-3466 | 1962 | Kewanee | FTFB - Firetube-Firebox Boiler | STHT - Steam-Heat | 12/31/2016
Beveridge Magnet Center | 1616 S 120th St | Omaha | NE | 68144-1630 | Douglas | NE31147 | Scrapped/Junked | n/a | M1614 | 1962 | Kewanee | FTFB - Firetube-Firebox Boiler | STHT - Steam-Heat | 12/31/2015
Beveridge Magnet Center | 1616 S 120th St | Omaha | NE | 68144-1630 | Douglas | NE31227 | Scrapped/Junked | 27965 |  | 1983 | CLEVELAND | FT - Firetube Boiler | PROC - Process Steam | 6/30/1999
Oxbow Living Center | 1617 Bills Dr | Ashland | NE | 68003-1273 | Saunders | NE14167 | Scrapped/Junked | 130950 | 130950 | 2009 | AO SMITH | CHWH - ASME/Fired Water Heater | HWSD - Hot Water Dom/Potable | 5/31/2022
Oxbow Living Center | 1617 Bills Dr | Ashland | NE | 68003-1273 | Saunders | NE14168 | Scrapped/Junked | 129344 | 129344 | 2009 | AO SMITH | CHWH - ASME/Fired Water Heater | HWSD - Hot Water Dom/Potable | 5/31/2020
Oxbow Living Center | 1617 Bills Dr | Ashland | NE | 68003-1273 | Saunders | NE14169 | Scrapped/Junked | 129322 | 129322 | 2009 | AO SMITH | CHWH - ASME/Fired Water Heater | HWSD - Hot Water Dom/Potable | 5/31/2022
Oxbow Living Center | 1617 Bills Dr | Ashland | NE | 68003-1273 | Saunders | NE14170 | Scrapped/Junked | 129318 | 129318 | 2009 | AO SMITH | CHWH - ASME/Fired Water Heater | HWSD - Hot Water Dom/Potable | 5/31/2016
Oxbow Living Center | 1617 Bills Dr | Ashland | NE | 68003-1273 | Saunders | NE28712 | Active | 256585 | 256585 | 2019 | AO SMITH | CHWH - ASME/Fired Water Heater | HWSD - Hot Water Dom/Potable | 5/31/2026
Oxbow Living Center | 1617 Bills Dr | Ashland | NE | 68003-1273 | Saunders | NE29042 | Active | 271888 | 271888 | 2020 | State Industries | CHWH - ASME/Fired Water Heater | HWSD - Hot Water Dom/Potable | 5/31/2026
Oxbow Living Center | 1617 Bills Dr | Ashland | NE | 68003-1273 | Saunders | NE41036 | Active | 272975 | 272975 | 2020 | AO SMITH | CHWH - ASME/Fired Water Heater | HWSD - Hot Water Dom/Potable | 5/31/2026
TRINITY LUTHERAN CHURCH | 1617 Colfax St | Schuyler | NE | 68661-1439 | COLFAX | NE02294 | Inactive |  | SERIES 2 | 1960 | WEIL MCLAIN |  | HWHT - Hot Water Heat | 1/31/2008
Tidal Wave Auto Spa | 16170 Stevens Point Cir | Gretna | NE | 68028-6978 | Sarpy | NE42155 | Active | 343997 | 22.PG80.95.01353 | 2022 | Lochinvar | FTVT - Firetube Vertical TB | GLFH - Glycol Floor Heat System | 3/31/2026
Tidal Wave Auto Spa | 16170 Stevens Point Cir | Gretna | NE | 68028-6978 | Sarpy | NE42156 | Active | 343892 | 22.PG80.95.01248 | 2022 | Lochinvar | FTVT - Firetube Vertical TB | GLFH - Glycol Floor Heat System | 3/31/2026
Alpha Xi Delta Sorority | 1619 R St | Lincoln | NE | 68508-1690 | Lancaster | NE04741 | Scrapped/Junked | 50622 | 0688402388 | 1988 | RHEEM | CHWH - ASME/Fired Water Heater | HWSD - Hot Water Dom/Potable | 12/31/2013
Alpha Xi Delta Sorority | 1619 R St | Lincoln | NE | 68508-1690 | Lancaster | NE19670 | Inactive |  | 07874015 | 1990 | RHEEM MANUFACTURING CO | AHWH - ANSI/Fired Water Htr | HWSD - Hot Water Dom/Potable | 4/30/1998
Alpha Xi Delta Sorority | 1619 R St | Lincoln | NE | 68508-1690 | Lancaster | NE19671 | Exempt 1999 LB-66 |  | 0790D035 | 1990 | RUUD | AHWH - ANSI/Fired Water Htr | HWSD - Hot Water Dom/Potable | 4/30/1999
Alpha Xi Delta Sorority | 1619 R St | Lincoln | NE | 68508-1690 | Lancaster | NE22090 | Scrapped/Junked | 239999 | D12H00239999 | 2012 | Lochinvar | CPFH - Copper Fin Water Heater | HWSD - Hot Water Dom/Potable | 3/31/2022
Alpha Xi Delta Sorority | 1619 R St | Lincoln | NE | 68508-1690 | Lancaster | NE40363 | Scrapped/Junked | n/a | 211-12522-0497 | 1997 | Peerless | CI - Cast Iron | STHT - Steam-Heat | 3/31/2022
US Bank Corp | 1620 Broadway | Scottsbluff | NE | 69361-3193 | Scotts Bluff | NE16816 | Inactive |  | 211A-43471288 | 1988 | PEERLESS HEATER COMPANY |  | HWHT - Hot Water Heat | 11/30/2007
US Bank Corp | 1620 Broadway | Scottsbluff | NE | 69361-3193 | Scotts Bluff | NE16817 | Inactive |  | 866A | 1966 | NATU | CI - Cast Iron | HWHT - Hot Water Heat | 11/30/2007
Verizon Building | 1620 M St | Lincoln | NE | 68508-2514 | Lancaster | NE22407 | Active | 9131 | 97-E6157 | 1997 | ALES | FTVT - Firetube Vertical TB | HWHT - Hot Water Heat | 1/31/2026
Costco #1285 | 1620 Pine Lake Rd | Lincoln | NE | 68512 | Lancaster | NE27025 | Active | 209261 | 062016F1031988 | 2016 | Heat Transfer Products Inc. | WTSS - Watertube SS Steel | HWFG - Hotwater Heat Floor-Glycl | 12/31/2025
Henderson Community Hospital | 1621 Front St | Henderson | NE | 68371-8902 | YORK | NE08541 | Scrapped/Junked | 89563 | URNG0501G04556 | 2001 | RHEEM | CHWH - ASME/Fired Water Heater | HWSD - Hot Water Dom/Potable | 12/31/2012
Henderson Community Hospital | 1621 Front St | Henderson | NE | 68371-8902 | YORK | NE14109 | Scrapped/Junked | 6531 | 35008 | 2009 | Chromalox | ELBL - Electric Boiler | STER - Sterilizer | 12/31/2024
Henderson Community Hospital | 1621 Front St | Henderson | NE | 68371-8902 | YORK | NE15561 | Scrapped/Junked | N/A | N573342 | 1973 | Kewanee | FTFB - Firetube-Firebox Boiler | HWHT - Hot Water Heat | 12/31/2021
Henderson Community Hospital | 1621 Front St | Henderson | NE | 68371-8902 | YORK | NE15562 | Out of Service | N/A | N573343 | 1973 | Kewanee | FTFB - Firetube-Firebox Boiler | HWHT - Hot Water Heat | 12/31/2021
Henderson Community Hospital | 1621 Front St | Henderson | NE | 68371-8902 | YORK | NE15563 | Scrapped/Junked | N/A | 2709 | 1974 | AMSC | ELBL - Electric Boiler | PROC - Process Steam | 4/30/2009
Henderson Community Hospital | 1621 Front St | Henderson | NE | 68371-8902 | YORK | NE15565 | Scrapped/Junked | N/A | L-3086 | 1960 | Kewanee | FT - Firetube Boiler | HWHT - Hot Water Heat | 12/31/2021
Henderson Community Hospital | 1621 Front St | Henderson | NE | 68371-8902 | YORK | NE15587 | Scrapped/Junked |  | 0293F00023 | 1993 | RUUD | CHWH - ASME/Fired Water Heater | HWSD - Hot Water Dom/Potable | 4/30/2001
Henderson Community Hospital | 1621 Front St | Henderson | NE | 68371-8902 | YORK | NE17026 | Active | 103060 | F09H10103060 | 2009 | Lochinvar | COWH - Coil Type Water Heater | HWHS - Hotwater Heat Sidewalks | 12/31/2026
Henderson Community Hospital | 1621 Front St | Henderson | NE | 68371-8902 | YORK | NE20655 | Exempt 1999 LB-66 |  | 0574-00475 | 1974 | RUUD | AHWH - ANSI/Fired Water Htr | HWSD - Hot Water Dom/Potable | 4/30/1999
Henderson Community Hospital | 1621 Front St | Henderson | NE | 68371-8902 | YORK | NE22271 | Scrapped/Junked | 124502 | URN0G10G00206 | 2010 | RHEEM | CHWH - ASME/Fired Water Heater | HWSD - Hot Water Dom/Potable | 12/31/2021
Henderson Community Hospital | 1621 Front St | Henderson | NE | 68371-8902 | YORK | NE41806 | Active | 372948 | 21372948 | 2021 | Lochinvar | FTVT - Firetube Vertical TB | HWHT - Hot Water Heat | 12/31/2026
Henderson Community Hospital | 1621 Front St | Henderson | NE | 68371-8902 | YORK | NE41807 | Active | 374293 | 21374293 | 2021 | Lochinvar | FTVT - Firetube Vertical TB | HWHT - Hot Water Heat | 12/31/2026
Henderson Community Hospital | 1621 Front St | Henderson | NE | 68371-8902 | YORK | NE41808 | Active | 153169 | F017520 | 2021 | PVI Industries | CHWH - ASME/Fired Water Heater | HWSD - Hot Water Dom/Potable | 12/31/2026
Henderson Community Hospital | 1621 Front St | Henderson | NE | 68371-8902 | YORK | NE41809 | Active | 153154 | F017519 | 2021 | PVI Industries | CHWH - ASME/Fired Water Heater | HWSD - Hot Water Dom/Potable | 12/31/2026
Henderson Community Hospital | 1621 Front St | Henderson | NE | 68371-8902 | YORK | NE42477 | Active | 32966 | 0423134 | 2023 | Steris Corp | ELBL - Electric Boiler | STER - Sterilizer | 12/31/2026
Henderson Community Hospital | 1621 Front St | Henderson | NE | 68371-8902 | YORK | NE42478 | Active | 33588 | 0623164 | 2023 | Steris Corp | ELBL - Electric Boiler | STER - Sterilizer | 12/31/2026
CENTRAL ELEMENTARY | 1621 KING ST | SIDNEY | NE | 69162 | CHEYENNE | NE33603 | Scrapped/Junked |  | 211 4466 | 1979 | PEERLESS HEATER COMPANY |  | STHT - Steam-Heat | 6/30/2002
MISTER MONEY | 1621 M St | Lincoln | NE | 68508-2515 | LANCASTER | NE39136 | Inactive |  | 1777/154212 | 1950 | YORK SHIPLEY | FT - Firetube Boiler | STHT - Steam-Heat | 12/31/2008
Ash Grove Cement | 16215 Highway 50 | Louisville | NE | 68037-2881 | Cass | NE17905 | Scrapped/Junked | 801 | SN92-72-11 | 1993 | LOCKPORT | ELBL - Electric Boiler | PROC - Process Steam | 6/30/2004
Ash Grove Cement | 16215 Highway 50 | Louisville | NE | 68037-2881 | Cass | NE19595 | Scrapped/Junked | 3156 | 7316-15 | 2009 | Apex Piping Systems | ELBL - Electric Boiler | PROC - Process Steam | 9/30/2013
Ash Grove Cement | 16215 Highway 50 | Louisville | NE | 68037-2881 | Cass | NE25126 | Scrapped/Junked | 2737 | 1535-12 | 2002 | Apex Piping Systems | ELBL - Electric Boiler | PROC - Process Steam | 6/30/2011
Ash Grove Cement | 16215 Highway 50 | Louisville | NE | 68037-2881 | Cass | NE26283 | Scrapped/Junked | 3392 | 15654-15 | 2015 | Apex Piping Systems | ELBL - Electric Boiler | PROD - Product Testing | 4/30/2023
Ash Grove Cement | 16215 Highway 50 | Louisville | NE | 68037-2881 | Cass | NE37426 | Scrapped/Junked | 62948 | H5-381-U72 | 1972 | Chromalox | ELBL - Electric Boiler | STHT - Steam-Heat | 6/30/2012
Ash Grove Cement | 16215 Highway 50 | Louisville | NE | 68037-2881 | Cass | NE37427 | Scrapped/Junked | 533 | S#: | 1984 | Lock | ELBL - Electric Boiler | PROC - Process Steam | 6/30/1994
Ash Grove Cement | 16215 Highway 50 | Louisville | NE | 68037-2881 | Cass | NE37428 | Scrapped/Junked | 34951 | 34951 | 1981 | Cemline Corp | ELWH - Electric Water Heater | HWHT - Hot Water Heat | 6/30/2009
Ash Grove Cement | 16215 Highway 50 | Louisville | NE | 68037-2881 | Cass | NE72196 | Inactive |  | Entity # 26-233#2 |  | Bernstrom |  |  | 11/13/2001
Ash Grove Cement | 16215 Highway 50 | Louisville | NE | 68037-2881 | Cass | NE84793 | Scrapped |  |  |  | Bradford |  |  | 5/13/2002
Good Samaritan Society Syracuse | 1622 Walnut St | Syracuse | NE | 68446-7017 | Otoe | NE06745 | Scrapped/Junked | 105936 | 105936/0805G00408 | 2005 | RHEEM | CHWH - ASME/Fired Water Heater | HWSD - Hot Water Dom/Potable | 10/31/2014
Good Samaritan Society Syracuse | 1622 Walnut St | Syracuse | NE | 68446-7017 | Otoe | NE07571 | Active | 14469 | E06H10014469 | 2006 | Lochinvar | SSCO - SS Coil Boiler | HWHT - Hot Water Heat | 10/31/2026
Good Samaritan Society Syracuse | 1622 Walnut St | Syracuse | NE | 68446-7017 | Otoe | NE07572 | Active | 14491 | E06H10014491 | 2006 | Lochinvar | SSCO - SS Coil Boiler | HWHT - Hot Water Heat | 10/31/2026
Good Samaritan Society Syracuse | 1622 Walnut St | Syracuse | NE | 68446-7017 | Otoe | NE07660 | Scrapped/Junked | 111551 | A07M003673 | 2007 | AOSM | CHWH - ASME/Fired Water Heater | HWSD - Hot Water Dom/Potable | 10/31/2011
Good Samaritan Society Syracuse | 1622 Walnut St | Syracuse | NE | 68446-7017 | Otoe | NE13352 | Scrapped/Junked | 122235 | 122235 | 2008 | AOSM | CHWH - ASME/Fired Water Heater | HWSD - Hot Water Dom/Potable | 10/31/2011
Good Samaritan Society Syracuse | 1622 Walnut St | Syracuse | NE | 68446-7017 | Otoe | NE15917 | Scrapped/Junked | 88087 | 1090116087 | 1990 | Raypak | CPFT - Horiz Cpr Fin Boiler | HWHT - Hot Water Heat | 10/31/2015
Good Samaritan Society Syracuse | 1622 Walnut St | Syracuse | NE | 68446-7017 | Otoe | NE17139 | Scrapped/Junked | 74296 | 74296 | 1995 | WBLT | FT - Firetube Boiler | 0021 - Steam Supp Cooker/Kettle | 10/31/2025
Good Samaritan Society Syracuse | 1622 Walnut St | Syracuse | NE | 68446-7017 | Otoe | NE26040 | Active | 4469,4471 | 14601816 | 2014 | Aerco | WTSS - Watertube SS Steel | HWHT - Hot Water Heat | 10/31/2026
Good Samaritan Society Syracuse | 1622 Walnut St | Syracuse | NE | 68446-7017 | Otoe | NE26041 | Active | 4348,4347 | 14601695 | 2014 | Aerco | WTSS - Watertube SS Steel | HWHT - Hot Water Heat | 10/31/2026
GOOD SAMARITAN SOCIETY SYRACUSE | 1622 Walnut St PO BOX F1 | Syracuse | NE | 68446-0646 | OTOE | NE05153 | Scrapped/Junked |  | 1192D06742 | 1992 | RUUD | AHWH - ANSI/Fired Water Htr | HWSD - Hot Water Dom/Potable | 10/31/2006
GOOD SAMARITAN SOCIETY SYRACUSE | 1622 Walnut St PO BOX F1 | Syracuse | NE | 68446-0646 | OTOE | NE06630 | Scrapped/Junked | 97057 | 97057/E05M005707 | 2005 | AO SMITH-SC PLANT | CHWH - ASME/Fired Water Heater | HWSD - Hot Water Dom/Potable | 10/31/2008
GOOD SAMARITAN SOCIETY SYRACUSE | 1622 Walnut St PO BOX F1 | Syracuse | NE | 68446-0646 | OTOE | NE06744 | Scrapped/Junked | 98188 | 98188/G05M009343 | 2005 | AO SMITH-SC PLANT | CHWH - ASME/Fired Water Heater | HWSD - Hot Water Dom/Potable | 10/31/2007
GOOD SAMARITAN SOCIETY SYRACUSE | 1622 Walnut St PO BOX F1 | Syracuse | NE | 68446-0646 | OTOE | NE15916 | Scrapped/Junked |  | 4M424 | 1970 | THERMO PAK | WT - Water Tube Boiler | HWHT - Hot Water Heat | 10/31/2006
GOOD SAMARITAN SOCIETY SYRACUSE | 1622 Walnut St PO BOX F1 | Syracuse | NE | 68446-0646 | OTOE | NE15919 | Inactive |  | SN78522 | 1978 | AO SMITH | AHWH - ANSI/Fired Water Htr | HWSD - Hot Water Dom/Potable | 10/31/1998
GOOD SAMARITAN SOCIETY SYRACUSE | 1622 Walnut St PO BOX F1 | Syracuse | NE | 68446-0646 | OTOE | NE15920 | Inactive |  | 48410 | 1970 | AO SMITH | AHWH - ANSI/Fired Water Htr | HWSD - Hot Water Dom/Potable | 10/31/1998
GOOD SAMARITAN SOCIETY SYRACUSE | 1622 Walnut St PO BOX F1 | Syracuse | NE | 68446-0646 | OTOE | NE20084 | Exempt 1999 LB-66 |  | 0692D04939 | 1992 | RUUD | AHWH - ANSI/Fired Water Htr | HWSD - Hot Water Dom/Potable | 10/31/1999
GOOD SAMARITAN SOCIETY SYRACUSE | 1622 Walnut St PO BOX F1 | Syracuse | NE | 68446-0646 | OTOE | NE20085 | Exempt 1999 LB-66 |  | 0793G00264 | 1993 | RUUD | AHWH - ANSI/Fired Water Htr | HWSD - Hot Water Dom/Potable | 10/31/1999
GOOD SAMARITAN SOCIETY SYRACUSE | 1622 Walnut St PO BOX F1 | Syracuse | NE | 68446-0646 | OTOE | NE23824 | Scrapped/Junked | 43154 | 0715851 | 1998 | AO SMITH | CHWH - ASME/Fired Water Heater | HWSD - Hot Water Dom/Potable | 10/31/2006
GOOD SAMARITAN SOCIETY SYRACUSE | 1622 Walnut St PO BOX F1 | Syracuse | NE | 68446-0646 | OTOE | NE23825 | Scrapped/Junked | 43164 | LB98-0715844 | 1998 | AO SMITH | CHWH - ASME/Fired Water Heater | HWSD - Hot Water Dom/Potable | 10/31/2005
CHURCH OF JESUS CHRIST | 1623 4th Ave | Scottsbluff | NE | 69361-3204 | SCOTTS BLUFF | NE37690 | Scrapped/Junked |  | 03850168 | 1985 | BRYANT |  | STHT - Steam-Heat | 2/29/2000
Faith United Methodist Church-BMIC#490390 | 1623 Central Ave | Kearney | NE | 68847-6021 | BUFFALO | NE11960 | Scrapped/Junked |  | 10BJ10 | 1965 | AMERICAN STANDARD |  | HWHT - Hot Water Heat | 11/30/2008
Faith United Methodist Church-BMIC#490390 | 1623 Central Ave | Kearney | NE | 68847-6021 | BUFFALO | NE13174 | Active | n/a | 760327 | 2007 | Slant Fin | CIMD - Cast Iron/Modular Ins | HWHT - Hot Water Heat | 11/30/2026
Faith United Methodist Church-BMIC#490390 | 1623 Central Ave | Kearney | NE | 68847-6021 | BUFFALO | NE13175 | Active | n/a | 760328 | 2007 | Slant Fin | CIMD - Cast Iron/Modular Ins | HWHT - Hot Water Heat | 11/30/2026
Faith United Methodist Church-BMIC#490390 | 1623 Central Ave | Kearney | NE | 68847-6021 | BUFFALO | NE13177 | Active | n/a | 760325 | 2007 | Slant Fin | CIMD - Cast Iron/Modular Ins | HWHT - Hot Water Heat | 11/30/2026
Faith United Methodist Church-BMIC#490390 | 1623 Central Ave | Kearney | NE | 68847-6021 | BUFFALO | NE13376 | Active | n/a | 760326 | 2007 | Slant Fin | CIMD - Cast Iron/Modular Ins | HWHT - Hot Water Heat | 11/30/2026
Soap Opera Laundry | 1623 Court St | Beatrice | NE | 68310-3202 | GAGE | NE09784 | Scrapped/Junked | 46340 | H948682 | 1994 | HAMI | CPFT - Horiz Cpr Fin Boiler | HWSD - Hot Water Dom/Potable | 10/31/2015
Soap Opera Laundry | 1623 Court St | Beatrice | NE | 68310-3202 | GAGE | NE09785 | Inactive | 46342 | H948684 | 1994 | HAMILTON ENG/LOCHINVAR | CPFT - Horiz Cpr Fin Boiler | HWSD - Hot Water Dom/Potable | 5/31/2005
Soap Opera Laundry | 1623 Court St | Beatrice | NE | 68310-3202 | GAGE | NE26016 | Inactive | 202051 | 202051 | 2015 | A O Smith | CHWH - ASME/Fired Water Heater | HWSD - Hot Water Dom/Potable | 9/30/2025
ROLFE ENTERPRISES | 1624 Clark St | Omaha | NE | 68110-2426 | Douglas | NE14529 | Inactive |  |  | 1970 | PEERLESS HEATER COMPANY |  | STHT - Steam-Heat | 11/30/1991
FITZGERALD APARTMENTS | 1624 Cuming St | Omaha | NE | 68102-4411 | Douglas | NE12827 | Inactive |  | S-3613-S | 1955 | AMERICAN RADIATOR |  | HWHT - Hot Water Heat | 11/30/2006
Wareham Building | 1624 Mike Fahey St | Omaha | NE | 68102-4607 | Douglas | NE09279 | Active | 44198 | G07H10044198 | 2007 | Lochinvar | WT - Water Tube Boiler | HWHT - Hot Water Heat | 4/30/2026
Wareham Building | 1624 Mike Fahey St | Omaha | NE | 68102-4607 | Douglas | NE09280 | Active | 44120 | G07H1004420 | 2007 | Lochinvar | WT - Water Tube Boiler | HWHT - Hot Water Heat | 4/30/2026
Wareham Building | 1624 Mike Fahey St | Omaha | NE | 68102-4607 | Douglas | NE09281 | Active | 44195 | G07H10044195 | 2007 | Lochinvar | WT - Water Tube Boiler | HWHT - Hot Water Heat | 4/30/2026
DOERINGS | 1625 Broadway | Scottsbluff | NE | 69361-3153 | SCOTTS BLUFF | NE16321 | Inactive |  | 1BJ | 1965 | AMERICAN RADIATOR |  | HWHT - Hot Water Heat | 2/28/2003
CHI Health Elkhorn | 1625 N 205th St | Omaha | NE | 68154 | Douglas | NE42391 | Active | 353588 | 22.PGT700.431.00327 | 2022 | Lochinvar | FTVT - Firetube Vertical TB | HWHT - Hot Water Heat | 8/31/2026
CHI Health Elkhorn | 1625 N 205th St | Omaha | NE | 68154 | Douglas | NE42392 | Active | 347699 | 22.PGT700.431.00192 | 2022 | Lochinvar | FTVT - Firetube Vertical TB | HWHT - Hot Water Heat | 8/31/2026
Courtyard Omaha Aksarben Village | 1625 S 67th St | Omaha | NE | 68106-1147 | Douglas | NE13828 | Scrapped/Junked | 206830 | C08H00206830 | 2008 | LOCHINVAR | CPFH - Copper Fin Water Heater | HWSD - Hot Water Dom/Potable | 2/28/2020
Courtyard Omaha Aksarben Village | 1625 S 67th St | Omaha | NE | 68106-1147 | Douglas | NE13829 | Active | 206259 | B08H00206259 | 2008 | LOCHINVAR | CPFH - Copper Fin Water Heater | HWSD - Hot Water Dom/Potable | 2/28/2026
Courtyard Omaha Aksarben Village | 1625 S 67th St | Omaha | NE | 68106-1147 | Douglas | NE13830 | Scrapped/Junked | 81063 | EC10353371 | 2008 | LOCHINVAR | CHWH - ASME/Fired Water Heater | HWSD - Hot Water Dom/Potable | 2/28/2014
Courtyard Omaha Aksarben Village | 1625 S 67th St | Omaha | NE | 68106-1147 | Douglas | NE13831 | Scrapped/Junked | 280868 | 0811280868 | 2008 | RAYPAK INC, CALIFORNIA | CPFH - Copper Fin Water Heater | SPAJ - Spa/Jacuzzi Heater | 2/28/2019
Courtyard Omaha Aksarben Village | 1625 S 67th St | Omaha | NE | 68106-1147 | Douglas | NE25913 | Scrapped/Junked | 180940 | 1321M000824 | 2013 | A O Smith | CHWH - ASME/Fired Water Heater | HWSD - Hot Water Dom/Potable | 2/28/2019
Courtyard Omaha Aksarben Village | 1625 S 67th St | Omaha | NE | 68106-1147 | Douglas | NE28069 | Active | 243019 | 1828111089564 | 2018 | A O Smith | CHWH - ASME/Fired Water Heater | HWSD - Hot Water Dom/Potable | 2/28/2026
Courtyard Omaha Aksarben Village | 1625 S 67th St | Omaha | NE | 68106-1147 | Douglas | NE42109 | Active | 380299 | 21380299 | 2021 | LOCHINVAR | CPFH - Copper Fin Water Heater | HWSD - Hot Water Dom/Potable | 2/28/2026
Heather Ridge Apartments | 1626 D St | Lincoln | NE | 68502-1554 | LANCASTER | NE06096 | Scrapped/Junked | 95273 | C05M007608/95273 | 2005 | A O Smith | CHWH - ASME/Fired Water Heater | HWSD - Hot Water Dom/Potable | 5/31/2012
Heather Ridge Apartments | 1626 D St | Lincoln | NE | 68502-1554 | LANCASTER | NE20623 | Inactive |  | 211-11816-0796 | 1996 | PEERLESS HEATER COMPANY |  | STHT - Steam-Heat | 12/31/2003
Heather Ridge Apartments | 1626 D St | Lincoln | NE | 68502-1554 | LANCASTER | NE22575 | Scrapped/Junked | 154838 | 154838 | 2011 | A O Smith | CHWH - ASME/Fired Water Heater | HWSD - Hot Water Dom/Potable | 12/31/2023
Heather Ridge Apartments | 1626 D St | Lincoln | NE | 68502-1554 | LANCASTER | NE24257 | Scrapped/Junked | 49541 | MD990832703 | 1999 | AO SMITH | CHWH - ASME/Fired Water Heater | HWSD - Hot Water Dom/Potable | 12/31/2005
Heather Ridge Apartments | 1626 D St | Lincoln | NE | 68502-1554 | LANCASTER | NE40328 | Scrapped/Junked |  | MC91-0192574880 | 1991 | AO SMITH | AHWH - ANSI/Fired Water Htr | HWSD - Hot Water Dom/Potable | 12/31/1999
Kenard House | 1627 H St | Lincoln | NE | 68508 | Lancaster | NE24388 | Scrapped/Junked | N/A | 64121822 | 1999 | Burnham | CI - Cast Iron | STHT - Steam-Heat | 9/30/2019
KENARD HOUSE | 1627 H ST | LINCOLN | NE | 68508 | LANCASTER | NE30718 | Scrapped/Junked |  | G210 | 1965 | AMERICAN STANDARD |  | STHT - Steam-Heat | 12/31/2000
So. Sioux City Water Treatment | 1630 C Ave | South Sioux City | NE | 68776-2524 | Dakota | NE42316 | Active | 32912 | 80081-2 | 2022 | Burnham | FTFB - Firetube-Firebox Boiler | HWCA - Hotwater to Coil Htexchgr | 5/31/2026
So. Sioux City Water Treatment | 1630 C Ave | South Sioux City | NE | 68776-2524 | Dakota | NE42317 | Active | 32911 | 80081-1 | 2022 | Burnham | FTFB - Firetube-Firebox Boiler | HWCA - Hotwater to Coil Htexchgr | 5/31/2026
Apartments | 1630 G St | Lincoln | NE | 68508-3727 | Lancaster | NE19679 | Inactive |  | W208 | 1945 | AMST | CI - Cast Iron | HWHT - Hot Water Heat | 4/30/2005
Apartments | 1630 G St | Lincoln | NE | 68508-3727 | Lancaster | NE19680 | Scrapped/Junked |  |  | 1982 | AO SMITH | AHWH - ANSI/Fired Water Htr | HWSD - Hot Water Dom/Potable | 5/31/2001
Senator Condominiums | 1630 H St | Lincoln | NE | 68508-3775 | Lancaster | NE02374 | Scrapped/Junked | 18417 | L92-18417 | 1992 | AO SMITH | COBL - Coil Type Boiler | HWSD - Hot Water Dom/Potable | 10/31/2006
Senator Condominiums | 1630 H St | Lincoln | NE | 68508-3775 | Lancaster | NE04728 | Active | NA | 2BJ3 | 1978 | AMST | CI - Cast Iron | HWHT - Hot Water Heat | 10/31/2026
Senator Condominiums | 1630 H St | Lincoln | NE | 68508-3775 | Lancaster | NE07234 | Active | 13178 | G0613178 | 2006 | AO SMITH | COBL - Coil Type Boiler | HWSD - Hot Water Dom/Potable | 10/31/2026
Apartment Building - Meadowlark 1 - FC | 1630 N 56th St | Lincoln | NE | 68504-3156 | Lancaster | NE10554 | Scrapped/Junked | 73132 | LK022027058110 | 2002 | AOSM | CHWH - ASME/Fired Water Heater | HWSD - Hot Water Dom/Potable | 3/31/2012
Apartment Building - Meadowlark 1 - FC | 1630 N 56th St | Lincoln | NE | 68504-3156 | Lancaster | NE21497 | Scrapped/Junked | 160649 | 160649 | 2011 | AOSM | CHWH - ASME/Fired Water Heater | HWSD - Hot Water Dom/Potable | 3/31/2022
Apartment Building - Meadowlark 1 - FC | 1630 N 56th St | Lincoln | NE | 68504-3156 | Lancaster | NE41047 | Active | 272244 | 272244 | 2020 | AOSM | CHWH - ASME/Fired Water Heater | HWSD - Hot Water Dom/Potable | 6/30/2023
Classic Car Wash | 1630 N Lincoln Ave | York | NE | 68467-1442 | York | NE00741 | Scrapped/Junked | 171729 | 0006171729 | 2000 | Raypak | WT - Water Tube Boiler | HWHT - Hot Water Heat | 2/28/2012
Classic Car Wash | 1630 N Lincoln Ave | York | NE | 68467-1442 | York | NE00742 | Scrapped/Junked | 170579 | 005170579 | 2000 | Raypak | WT - Water Tube Boiler | HWSP - Hot Water Non Potable Supply | 2/28/2012
Sideshow Spirits Distillery | 1630 P St | Lincoln | NE | 68508-1644 | Lancaster | NE25333 | Active | N/A | 665908-201109 | 2014 | Peerless | CI - Cast Iron | PROC - Process Steam | 4/30/2026
Tower View Apartments | 1631 J St # 1641 | Lincoln | NE | 68508-2638 | Lancaster | NE06532 | Out of Service | C06804 | B0506804 | 2005 | A O Smith | COBL - Coil Type Boiler | HWSD - Hot Water Dom/Potable | 1/31/2020
Tower View Apartments | 1631 J St # 1641 | Lincoln | NE | 68508-2638 | Lancaster | NE19601 | Inactive | N/A | 000PFA-511 | 1970 | AMST | CI - Cast Iron | HWHT - Hot Water Heat | 1/31/2016
TOWER VIEW APARTMENTS | 1631-1641 J ST | LINCOLN | NE | 68508-2638 | LANCASTER | NE19602 | Scrapped/Junked | 15325 | L91-15325 | 1991 | AO SMITH | COBL - Coil Type Boiler | HWSD - Hot Water Dom/Potable | 1/31/2006
Highland Park Care Center | 1633 Sweetwater Ave | Alliance | NE | 69301-2610 | Box Butte | NE05188 | Scrapped/Junked | 112147 | 0008892882 | 1989 | TELEDYNE LAARS | CPFT - Horiz Cpr Fin Boiler | HWSD - Hot Water Dom/Potable | 4/30/2008
Highland Park Care Center | 1633 Sweetwater Ave | Alliance | NE | 69301-2610 | Box Butte | NE10177 | Active | 72808 | 72808 | 2007 | WEBJ | CPFH - Copper Fin Water Heater | HWSD - Hot Water Dom/Potable | 4/30/2026
Highland Park Care Center | 1633 Sweetwater Ave | Alliance | NE | 69301-2610 | Box Butte | NE15165 | Scrapped/Junked | 113242 | 8893070 | 1989 | Teledyne Laars | CPFT - Horiz Cpr Fin Boiler | HWHT - Hot Water Heat | 4/30/2019
Highland Park Care Center | 1633 Sweetwater Ave | Alliance | NE | 69301-2610 | Box Butte | NE15166 | Scrapped/Junked | 112678 | n/a | 1989 | Teledyne Laars | CPFT - Horiz Cpr Fin Boiler | HWHT - Hot Water Heat | 4/30/2019
Highland Park Care Center | 1633 Sweetwater Ave | Alliance | NE | 69301-2610 | Box Butte | NE18169 | Active | 20451 | 3946 | 1994 | WEBJ | COBL - Coil Type Boiler | HWSD - Hot Water Dom/Potable | 4/30/2026
Highland Park Care Center | 1633 Sweetwater Ave | Alliance | NE | 69301-2610 | Box Butte | NE28111 | Active | 8701 | AHAG-2581 | 2017 | Allied engineering | CI - Cast Iron | HWHT - Hot Water Heat | 4/30/2026
Highland Park Care Center | 1633 Sweetwater Ave | Alliance | NE | 69301-2610 | Box Butte | NE28112 | Active | 8947 | AJAH-2927 | 2017 | Allied engineering | CI - Cast Iron | HWHT - Hot Water Heat | 4/30/2026
Apartment Building - Plaza IV | 1635 E St | Lincoln | NE | 68508 | Lancaster | NE07665 | Scrapped/Junked | 108580 | J06M005359 | 2006 | AOSM | CHWH - ASME/Fired Water Heater | HWSD - Hot Water Dom/Potable | 3/31/2009
Apartment Building - Plaza IV | 1635 E St | Lincoln | NE | 68508 | Lancaster | NE10395 | Scrapped/Junked | 19439 | 59786 | 1984 | BRYA | WT - Water Tube Boiler | HWHT - Hot Water Heat | 4/30/2009
Apartment Building - Plaza IV | 1635 E St | Lincoln | NE | 68508 | Lancaster | NE15668 | Inactive |  | 1780VOO368 | 1985 | BRYANT |  | HWHT - Hot Water Heat | 10/31/2003
Apartment Building - Plaza IV | 1635 E St | Lincoln | NE | 68508 | Lancaster | NE15669 | Scrapped/Junked |  | 1780V00368 | 1985 | BRYANT |  | HWHT - Hot Water Heat | 10/31/2003
Apartment Building - Plaza IV | 1635 E St | Lincoln | NE | 68508 | Lancaster | NE22571 | Active | 216872 | B09-H00216872 | 2009 | Lochinvar | CPFT - Horiz Cpr Fin Boiler | HWHT - Hot Water Heat | 4/30/2024
Apartment Building - Plaza IV | 1635 E St | Lincoln | NE | 68508 | Lancaster | NE22572 | Scrapped/Junked | 134361 | 134361 | 2009 | A O Smith | CHWH - ASME/Fired Water Heater | HWSD - Hot Water Dom/Potable | 4/30/2014
Apartment Building - Plaza IV | 1635 E St | Lincoln | NE | 68508 | Lancaster | NE23336 | Scrapped/Junked | 46876 | LA980710492970 | 1998 | AO SMITH | CHWH - ASME/Fired Water Heater | HWSD - Hot Water Dom/Potable | 4/30/2007
Apartment Building - Plaza IV | 1635 E St | Lincoln | NE | 68508 | Lancaster | NE25155 | Active | 187437 | 187437 | 2013 | AO SMITH | CHWH - ASME/Fired Water Heater | HWSD - Hot Water Dom/Potable | 4/30/2024
New Masonic Temple | 1635 L St | Lincoln | NE | 68508-2510 | Lancaster | NE15572 | Active | N/A | 211A-07-N | 1992 | Peerless | CI - Cast Iron | STHT - Steam-Heat | 10/31/2026
New Masonic Temple | 1635 L St | Lincoln | NE | 68508-2510 | Lancaster | NE15573 | Active | N/A | 211A79400492 | 1992 | Peerless | CI - Cast Iron | STHT - Steam-Heat | 10/31/2026
Hilltop Car Wash | 1638 Idaho St | Superior | NE | 68978-9568 | Nuckolls | NE01512 | Out of Service | 61378 | C963075 | 1996 | Lochinvar | WT - Water Tube Boiler | HWHT - Hot Water Heat | 2/28/2013
American Broadband Communications, LLC | 1638 Lincoln St | Blair | NE | 68008-2052 | WASHINGTON | NE14794 | Active | N/A | CP-1676836 | 1983 | Weil-Mcclain | CI - Cast Iron | HWHT - Hot Water Heat | 12/31/2026
American Broadband Communications, LLC | 1638 Lincoln St | Blair | NE | 68008-2052 | WASHINGTON | NE14795 | Inactive |  |  | 1989 | WEIL MCLAIN |  | STHT - Steam-Heat | 12/31/2002
Alliance Berean Church | 1639 Emerson Ave | Alliance | NE | 69301-2260 | Box Butte | NE30773 | Scrapped/Junked | na | CP2821817 | 1997 | Weil-Mcclain | CI - Cast Iron | HWHT - Hot Water Heat | 4/30/2011
Capitol View 7th Day Church | 1640 A St | Lincoln | NE | 68502-1515 | Lancaster | NE30716 | Scrapped/Junked | n/a | 211A6013111190 | 1990 | Peerless | CI - Cast Iron | STHT - Steam-Heat | 12/31/2020
Capitol View 7th Day Church | 1640 A St | Lincoln | NE | 68502-1515 | Lancaster | NE41445 | Active | N/A | 776973-201908 | 2019 | Peerless | CI - Cast Iron | STHT - Steam-Heat | 11/30/2025
Meadowlark Apartments 2 | 1640 N 56th St | Lincoln | NE | 68504-3157 | Lancaster | NE10555 | Scrapped/Junked | 74484 | LA032167175110 | 2003 | A O Smith | CHWH - ASME/Fired Water Heater | HWSD - Hot Water Dom/Potable | 3/31/2012
Meadowlark Apartments 2 | 1640 N 56th St | Lincoln | NE | 68504-3157 | Lancaster | NE21498 | Scrapped/Junked | 156256 | 156256 | 2011 | AO Smith | CHWH - ASME/Fired Water Heater | HWSD - Hot Water Dom/Potable | 3/31/2020
Meadowlark Apartments 2 | 1640 N 56th St | Lincoln | NE | 68504-3157 | Lancaster | NE27997 | Scrapped/Junked | 250013 | 250013 | 2018 | AO Smith | CHWH - ASME/Fired Water Heater | HWSD - Hot Water Dom/Potable | 5/31/2023
Cornerstone Christian School | 16405 Clay St | Bellevue | NE | 68123-3640 | Sarpy | NE31557 | Active | n/a | 04021 | 1953 | Kewanee | FTFB - Firetube-Firebox Boiler | HWHT - Hot Water Heat | 1/31/2026
Christ Apartments | 1641 Jackson St | Sidney | NE | 69162-1559 | Cheyenne | NE07460 | Scrapped/Junked |  | CH8127933-D/N 823 | 2007 | Bradford White | AHWH - ANSI/Fired Water Htr | HWSD - Hot Water Dom/Potable | 4/24/2007
Christ Apartments | 1641 Jackson St | Sidney | NE | 69162-1559 | Cheyenne | NE16317 | Active | NA | 5-66A | 1965 | Crane Co. | CI - Cast Iron | HWHT - Hot Water Heat | 3/31/2026
Christ Apartments | 1641 Jackson St | Sidney | NE | 69162-1559 | Cheyenne | NE21113 | Scrapped/Junked | 23008 | 23008-23 | 1993 | A. O. Smith | CHWH - ASME/Fired Water Heater | HWDP - Hotwater Heat & Dom Supply | 3/31/2007
JetSplash Car Wash | 1641 N 86th St | Lincoln | NE | 68505-3711 | Lancaster | NE42669 | Active | 73517 | 031-133-212-35-08 | 2008 | HEAT CELL TECHNOLOGIES | WTSS - Watertube SS Steel | GLFH - Glycol Floor Heat System | 5/31/2026
JetSplash Car Wash | 1641 N 86th St | Lincoln | NE | 68505-3711 | Lancaster | NE42670 | Active | 463945 | 1929 115562741 | 2019 | Lochinvar | WTSS - Watertube SS Steel | HWSP - Hot Water Non Potable Supply | 5/31/2026
Bethany Christian Church #DNE0090 | 1645 N Cotner Blvd | Lincoln | NE | 68505-1629 | Lancaster | NE37197 | Active | n/a | 211A15401285 | 1985 | Peerless | CI - Cast Iron | STHT - Steam-Heat | 3/31/2026
WORLD MOTORS | 1645 N St | Lincoln | NE | 68508-1824 | LANCASTER | NE14740 | Inactive |  | 3R10 | 1955 | KEWANEE | FTFB - Firetube-Firebox Boiler | STHT - Steam-Heat | 6/30/1997
Lambda Chi Alpha Frat | 1645 R St | Lincoln | NE | 68508-1654 | Lancaster | NE40403 | Scrapped/Junked |  | 85-280 | 1993 | PEER | CI - Cast Iron | HWHT - Hot Water Heat | 4/30/2008
Meadowlark Apartments 3 | 1648 N 56th St | Lincoln | NE | 68504-3158 | Lancaster | NE24658 | Scrapped/Junked | 177519 | 177519 | 2013 | AO SMITH | CHWH - ASME/Fired Water Heater | HWSD - Hot Water Dom/Potable | 4/30/2020
Meadowlark Apartments 3 | 1648 N 56th St | Lincoln | NE | 68504-3158 | Lancaster | NE28499 | Active | 227655 | 227655 | 2017 | A O Smith | CHWH - ASME/Fired Water Heater | HWSD - Hot Water Dom/Potable | 6/30/2023
Luxury Inn & Suites | 1649 E 23rd St | Fremont | NE | 68025-2435 | Dodge | NE09717 | Inactive | n/a | CP3833133 | 2000 | Weil-Mcclain | CI - Cast Iron | IPHT - Indoor Pool Heater | 3/31/2011
LUXURY INN & SUITES | 1649 E 23rd St | Fremont | NE | 68025-2435 | DODGE | NE40388 | Scrapped/Junked | 44390 |  | 1994 | LOCHINVAR | WT - Water Tube Boiler | HWHT - Hot Water Heat | 3/31/2002
LUXURY INN & SUITES | 1649 E 23rd St | Fremont | NE | 68025-2435 | DODGE | NE40389 | Exempt 1999 LB-66 |  | RN0693G01891 | 1993 | RHEEM MANUFACTURING CO | AHWH - ANSI/Fired Water Htr | HWSD - Hot Water Dom/Potable | 3/31/2000
LUXURY INN & SUITES | 1649 E 23rd St | Fremont | NE | 68025-2435 | DODGE | NE40390 | Exempt 1999 LB-66 |  | RN0693G01877 | 1993 | RHEEM MANUFACTURING CO | AHWH - ANSI/Fired Water Htr | HWSD - Hot Water Dom/Potable | 3/31/2000
Crete High School (New) | 1650 Iris Ave | Crete | NE | 68333 | Saline | NE26037 | Active | 139363 | 139363 | 2015 | PVI Industries | CHWH - ASME/Fired Water Heater | HWSD - Hot Water Dom/Potable | 6/30/2026
Madison County Bank | 1650 N 13th St | Norfolk | NE | 68702 | Madison | NE28765 | Active | 472197 | D1.19.27.00149 | 2019 | Lochinvar | WTSS - Watertube SS Steel | HWHT - Hot Water Heat | 4/30/2026
Madison County Bank | 1650 N 13th St | Norfolk | NE | 68702 | Madison | NE28766 | Active | 459660 | D1.19.27.00053 | 2019 | Lochinvar | WTSS - Watertube SS Steel | HWHT - Hot Water Heat | 4/30/2026
Zion Lutheran Church-BMIC#540277 | 1653 Worms Rd | Saint Libory | NE | 68872-2906 | Merrick | NE28274 | Active | N/A | 631656-200912 | 2009 | Peerless | CI - Cast Iron | HWHT - Hot Water Heat | 12/31/2026
Adams Industries | 1655 Industrial Ave | Sidney | NE | 69162-3239 | Cheyenne | NE41614 | Active | 5789 | 2208003 | 2021 | Sioux Steam Cleaner | FT - Firetube Boiler | PROC - Process Steam | 1/31/2026
Adams Industries | 1655 Industrial Ave | Sidney | NE | 69162-3239 | Cheyenne | NE43389 | Active | 5411 | 2103014 | 2021 | SIOUX | FTHT - Firetube Horizontal | PROC - Process Steam | 1/31/2026
Adams Industries | 1655 Industrial Ave | Sidney | NE | 69162-3239 | Cheyenne | NE43394 | Active | 5993 | 23-5993 | 2023 | SIOUX | CPFT - Horiz Cpr Fin Boiler | PROW - Process Hot Water | 1/31/2026
Nebraska City Super Suds | 1655 S 11th St | Nebraska City | NE | 68410-3456 | Otoe | NE40734 | Scrapped/Junked | 87903 | E989907 | 1998 | Lochinvar | CPFT - Horiz Cpr Fin Boiler | HWSP - Hot Water Non Potable Supply | 12/31/2023
Nebraska City Super Suds | 1655 S 11th St | Nebraska City | NE | 68410-3456 | Otoe | NE40735 | Active | 86909 | D988717 | 1998 | Lochinvar | CPFT - Horiz Cpr Fin Boiler | HWHF - Hot Water Heat-Floor | 12/31/2025
Gorilla Wash | 16550 Harrison St | Omaha | NE | 68136 | Sarpy | NE12042 | Active | 213991 | 0311213991 | 2003 | Raypak | CPFT - Horiz Cpr Fin Boiler | HWHT - Hot Water Heat | 3/31/2025
Vacant Building | 1660 N Grant St | Fremont | NE | 68025-3282 | Dodge | NE24562 | Scrapped/Junked | CO9341 | K0509341 | 2005 | AO SMITH | COBL - Coil Type Boiler | HWSD - Hot Water Dom/Potable | 1/31/2020
Bioiberica Nebraska Inc | 1660 R St | Geneva | NE | 68361-3171 | Fillmore | NE10023 | Active | 58513 | 85413 | 1984 | Cleaver Brooks | FTSM - FTS Marine Dry Back | PROC - Process Steam | 8/31/2026
Bioiberica Nebraska Inc | 1660 R St | Geneva | NE | 68361-3171 | Fillmore | NE14103 | Active | 10816 | 10791-01 | 2009 | JOHNSTON BOILER COMP | FTSM - FTS Marine Dry Back | PROC - Process Steam | 3/31/2026
Quarry Oaks Golf Club | 16600 Quarry Oaks Dr | Ashland | NE | 68003-3820 | Cass | NE43444 | Active | 69363 | 1265 | 2024 | Laars / Electro Industries | ELBL - Electric Boiler | HWBS - HWHT Building & Sidewalks | 7/31/2026
Quarry Oaks Golf Club | 16600 Quarry Oaks Dr | Ashland | NE | 68003-3820 | Cass | NE43445 | Active | 69364 | 1264 | 2024 | Laars / Electro Industries | ELBL - Electric Boiler | HWBS - HWHT Building & Sidewalks | 7/31/2026
Bennington High School | 16610 Bennington Rd | Bennington | NE | 68007-5552 | Douglas | NE06407 | Scrapped/Junked | 41515 | G-04-1190 | 2004 | Aerco International | FTVT - Firetube Vertical TB | HWHT - Hot Water Heat | 10/31/2017
Bennington High School | 16610 Bennington Rd | Bennington | NE | 68007-5552 | Douglas | NE06408 | Scrapped/Junked | 41516 | G-04-1191 | 2004 | Aerco International | FTVT - Firetube Vertical TB | HWHT - Hot Water Heat | 10/31/2017
Bennington High School | 16610 Bennington Rd | Bennington | NE | 68007-5552 | Douglas | NE06409 | Scrapped/Junked | 41507 | G-04-1187 | 2004 | Aerco International | FTVT - Firetube Vertical TB | HWHT - Hot Water Heat | 10/31/2024
Bennington High School | 16610 Bennington Rd | Bennington | NE | 68007-5552 | Douglas | NE06410 | Scrapped/Junked | 41514 | G-04-1189 | 2004 | Aerco International | FTVT - Firetube Vertical TB | HWHT - Hot Water Heat | 10/31/2017
Bennington High School | 16610 Bennington Rd | Bennington | NE | 68007-5552 | Douglas | NE06411 | Scrapped/Junked | 41508 | G-04-1188 | 2004 | Aerco International | FTVT - Firetube Vertical TB | HWHT - Hot Water Heat | 10/31/2024
Bennington High School | 16610 Bennington Rd | Bennington | NE | 68007-5552 | Douglas | NE06412 | Scrapped/Junked | 41506 | G-04-1186 | 2004 | Aerco International | FTVT - Firetube Vertical TB | HWHT - Hot Water Heat | 10/31/2021
Bennington High School | 16610 Bennington Rd | Bennington | NE | 68007-5552 | Douglas | NE06413 | Scrapped/Junked | 41517 | G-04-1192 | 2004 | Aerco International | FTVT - Firetube Vertical TB | HWSD - Hot Water Dom/Potable | 10/31/2016
Bennington High School | 16610 Bennington Rd | Bennington | NE | 68007-5552 | Douglas | NE06414 | Active | 46701 | 68049-12Z-5915 | 2005 | CRNF | COOK - Fired Cooker | COOK - Cooker/Kettle | 10/31/2026
Bennington High School | 16610 Bennington Rd | Bennington | NE | 68007-5552 | Douglas | NE26514 | Active | 74737 | G-16-1274 | 2016 | Aerco International | FTVT - Firetube Vertical TB | HWHT - Hot Water Heat | 10/31/2026
Bennington High School | 16610 Bennington Rd | Bennington | NE | 68007-5552 | Douglas | NE26963 | Active | 76817 | G-17-0020 | 2017 | Aerco International | FTVT - Firetube Vertical TB | HWHT - Hot Water Heat | 10/31/2026
Bennington High School | 16610 Bennington Rd | Bennington | NE | 68007-5552 | Douglas | NE26964 | Active | 76764 | G-16-3084 | 2016 | Aerco International | FTVT - Firetube Vertical TB | HWHT - Hot Water Heat | 10/31/2026
Bennington High School | 16610 Bennington Rd | Bennington | NE | 68007-5552 | Douglas | NE26965 | Active | 76765 | G-16-3085 | 2016 | Aerco International | FTVT - Firetube Vertical TB | HWHT - Hot Water Heat | 10/31/2026
Bennington High School | 16610 Bennington Rd | Bennington | NE | 68007-5552 | Douglas | NE41573 | Active | 91296 | G-21-2318 | 2021 | Aerco International | FTVT - Firetube Vertical TB | HWHT - Hot Water Heat | 10/31/2026
Bennington High School | 16610 Bennington Rd | Bennington | NE | 68007-5552 | Douglas | NE42736 | Active | 96667 | G-23-1880 | 2023 | Aerco International | FTVT - Firetube Vertical TB | HWHT - Hot Water Heat | 10/31/2026
Bennington High School | 16610 Bennington Rd | Bennington | NE | 68007-5552 | Douglas | NE42737 | Active | 96604 | G-23-1800 | 2023 | Aerco International | FTVT - Firetube Vertical TB | HWHT - Hot Water Heat | 10/31/2026
Erdkamp Motors/G Erdkamp | 167 E Seneca | Exeter | NE | 68351-4215 | Fillmore | NE04920 | Inactive |  | G406 | 1980 | American Standard | CI - Cast Iron | HWHT - Hot Water Heat | 9/30/1997
Dowding Pool | 167 N 14th St | Seward | NE | 68434 | Seward | NE01774 | Scrapped/Junked | 1867 | 040357448 | 2004 | Raypak | CPFH - Copper Fin Water Heater | OPHT - Outdoor Pool Heater | 6/30/2021
Dowding Pool | 167 N 14th St | Seward | NE | 68434 | Seward | NE01775 | Inactive | 83302 | MA040011956/83302 | 2004 | AOSM | CHWH - ASME/Fired Water Heater | HWSD - Hot Water Dom/Potable | 6/30/2024
Dowding Pool | 167 N 14th St | Seward | NE | 68434 | Seward | NE01951 | Scrapped/Junked | 83303 | MA040019535/83303 | 2004 | AOSM | CHWH - ASME/Fired Water Heater | HWSD - Hot Water Dom/Potable | 6/30/2024
Dowding Pool | 167 N 14th St | Seward | NE | 68434 | Seward | NE40632 | Scrapped/Junked | 23205 | LK93-0023205 | 1993 | AOSM | CHWH - ASME/Fired Water Heater | HWSD - Hot Water Dom/Potable | 6/30/2004
Dowding Pool | 167 N 14th St | Seward | NE | 68434 | Seward | NE41049 | Active | 499959 | 1912499959 | 2019 | Raypak | CPFH - Copper Fin Water Heater | OPHT - Outdoor Pool Heater | 6/30/2026
St Stephen the Martyr Parish | 16701 S St | Omaha | NE | 68135-2309 | Douglas | NE08562 | Scrapped/Junked | 100760 | 0400100760 | 2000 | Pvi | CHWH - ASME/Fired Water Heater | HWSD - Hot Water Dom/Potable | 9/30/2022
St Stephen the Martyr Parish | 16701 S St | Omaha | NE | 68135-2309 | Douglas | NE14618 | Active | 106843 | 106843 | 2005 | CLEVELAND | FT - Firetube Boiler | COOK - Cooker/Kettle | 9/30/2026
St Stephen the Martyr Parish | 16701 S St | Omaha | NE | 68135-2309 | Douglas | NE24442 | Active | 6901 | 91-2748 | 1991 | ALES | FTVT - Firetube Vertical TB | HWHT - Hot Water Heat | 9/30/2026
St Stephen the Martyr Parish | 16701 S St | Omaha | NE | 68135-2309 | Douglas | NE24443 | Active | 6900 | 91-2747 | 1991 | Aldrich | FTVT - Firetube Vertical TB | HWHT - Hot Water Heat | 9/30/2026
St Stephen the Martyr Parish | 16701 S St | Omaha | NE | 68135-2309 | Douglas | NE24444 | Active | 6895 | 91-2732 | 1991 | ALES | FTVT - Firetube Vertical TB | HWHT - Hot Water Heat | 9/30/2026
St Stephen the Martyr Parish | 16701 S St | Omaha | NE | 68135-2309 | Douglas | NE24445 | Active | 9538 | 97-E6803 | 1997 | ALES | FTVT - Firetube Vertical TB | HWHT - Hot Water Heat | 9/30/2026
St Stephen the Martyr Parish | 16701 S St | Omaha | NE | 68135-2309 | Douglas | NE24446 | Scrapped/Junked | 39505 |  | 1991 | AO SMITH | CHWH - ASME/Fired Water Heater | HWSD - Hot Water Dom/Potable | 9/30/2001
St Stephen the Martyr Parish | 16701 S St | Omaha | NE | 68135-2309 | Douglas | NE24450 | Scrapped/Junked | 85970 |  | 1997 | WELBILT | FT - Firetube Boiler | STHT - Steam-Heat | 9/30/2005
Shell Creek Elementary | 16786 280th St | Columbus | NE | 68601-9637 | Platte | NE25729 | Active | 71831 | 73808 | 2014 | Reimers | ELBL - Electric Boiler | HWHT - Hot Water Heat | 4/30/2026
MegaSaver | 16808 Audrey St | Omaha | NE | 68136-3109 | Sarpy | NE06068 | Inactive | 220407 | 0404220407 | 2004 | Raypak | CPFT - Horiz Cpr Fin Boiler | HWHF - Hot Water Heat-Floor | 1/31/2019
Palisades Elementary School | 16820 Chutney Dr | Gretna | NE | 68028 | Sarpy | NE02582 | Active | 45676 | G-06-1445 | 2006 | Aerco International | FTVT - Firetube Vertical TB | HWHT - Hot Water Heat | 7/31/2026
Palisades Elementary School | 16820 Chutney Dr | Gretna | NE | 68028 | Sarpy | NE02583 | Scrapped/Junked | 45677 | G06-1446 | 2006 | Aerco International | FTVT - Firetube Vertical TB | HWHT - Hot Water Heat | 7/31/2019
Palisades Elementary School | 16820 Chutney Dr | Gretna | NE | 68028 | Sarpy | NE02592 | Active | 120190 | 1106120190 | 2006 | Pvi | CHWH - ASME/Fired Water Heater | HWSD - Hot Water Dom/Potable | 7/31/2026
Palisades Elementary School | 16820 Chutney Dr | Gretna | NE | 68028 | Sarpy | NE02593 | Scrapped/Junked | 110504 | 110504 | 2007 | Cleveland Range | FTVT - Firetube Vertical TB | 0021 - Steam Supp Cooker/Kettle | 7/31/2012
Palisades Elementary School | 16820 Chutney Dr | Gretna | NE | 68028 | Sarpy | NE02594 | Active | 84844 | WT7361-07C-01 | 2007 | Cleveland Range | FTVT - Firetube Vertical TB | 0021 - Steam Supp Cooker/Kettle | 7/31/2026
Palisades Elementary School | 16820 Chutney Dr | Gretna | NE | 68028 | Sarpy | NE27863 | Active | 80817 | G-18-1007 | 2018 | Aerco International | FTVT - Firetube Vertical TB | HWHT - Hot Water Heat | 7/31/2026
Millard Family Chiropractic | 16831 Lakeside Hills Plz | Omaha | NE | 68130-2322 | Douglas | NE08466 | Scrapped/Junked | 60789 | MD01002208 | 2001 | A. O. Smith | CHWH - ASME/Fired Water Heater | HWSD - Hot Water Dom/Potable | 12/31/2014
Millard Family Chiropractic | 16831 Lakeside Hills Plz | Omaha | NE | 68130-2322 | Douglas | NE25919 | Scrapped/Junked | 169042 | 169042 | 2012 | AO SMITH | CHWH - ASME/Fired Water Heater | HWSD - Hot Water Dom/Potable | 1/31/2015
Vacant Building | 16869 Audrey St | Omaha | NE | 68136-3178 | Sarpy | NE27656 | Scrapped/Junked | 63168 | 63168 | 2017 | Parker Ind | WT - Water Tube Boiler | PROC - Process Steam | 5/31/2019
Tecumseh Aquatic Center | 169 S 8th St | Tecumseh | NE | 68450 | Johnson | NE41044 | Active | 502296 | 2002502296 | 2020 | Raypak | CPPH - Ansi Cpr Fin Pool Heater | OPHT - Outdoor Pool Heater | 6/30/2026
CHI Lakeside Hospital | 16901 Lakeside Hills Ct | Omaha | NE | 68130-2318 | Douglas | NE01676 | Active | 1204 | 3129 | 2003 | UNIL | WT - Water Tube Boiler | BSUP - Bldg Heat & Process | 4/30/2026
CHI Lakeside Hospital | 16901 Lakeside Hills Ct | Omaha | NE | 68130-2318 | Douglas | NE01677 | Active | 1206 | 3131 | 2003 | UNIL | WT - Water Tube Boiler | BSUP - Bldg Heat & Process | 5/31/2026
CHI Lakeside Hospital | 16901 Lakeside Hills Ct | Omaha | NE | 68130-2318 | Douglas | NE01678 | Active | 1205 | 3130 | 2003 | UNIL | WT - Water Tube Boiler | BSUP - Bldg Heat & Process | 6/30/2026
CHI Lakeside Hospital | 16901 Lakeside Hills Ct | Omaha | NE | 68130-2318 | Douglas | NE14628 | Active | 749 | A1749 | 2008 | UNILUX BOILER CORP | WT - Water Tube Boiler | PROC - Process Steam | 8/31/2026
CHI Lakeside Hospital | 16901 Lakeside Hills Ct | Omaha | NE | 68130-2318 | Douglas | NE14629 | Active | 746 | A1746 | 2008 | UNILUX BOILER CORP | WT - Water Tube Boiler | PROC - Process Steam | 8/31/2026
Willowdale Elementary School | 16901 P St | Omaha | NE | 68135-1465 | Douglas | NE17365 | Scrapped/Junked | 7175 | 92-3175 | 1992 | Aldrich | FTVT - Firetube Vertical TB | HWHT - Hot Water Heat | 8/31/2016
Willowdale Elementary School | 16901 P St | Omaha | NE | 68135-1465 | Douglas | NE17366 | Scrapped/Junked | 7174 | 92-3174 | 1992 | Aldrich | FTVT - Firetube Vertical TB | HWHT - Hot Water Heat | 8/31/2017
Willowdale Elementary School | 16901 P St | Omaha | NE | 68135-1465 | Douglas | NE17367 | Scrapped/Junked | 7176 | 92-3176 | 1992 | Aldrich | FTVT - Firetube Vertical TB | HWHT - Hot Water Heat | 8/31/2017
Willowdale Elementary School | 16901 P St | Omaha | NE | 68135-1465 | Douglas | NE17368 | Active | 21940 | 1921682 | 1992 | Teledyne Laars | CPFT - Horiz Cpr Fin Boiler | HWSD - Hot Water Dom/Potable | 8/31/2026
Willowdale Elementary School | 16901 P St | Omaha | NE | 68135-1465 | Douglas | NE19785 | Exempt 1999 LB-66 |  | 000000000004480 | 1992 | AO SMITH | AHWH - ANSI/Fired Water Htr | HWSD - Hot Water Dom/Potable | 8/31/2000
Willowdale Elementary School | 16901 P St | Omaha | NE | 68135-1465 | Douglas | NE26624 | Scrapped/Junked | 19644 | 16F-7552 | 2016 | Aldrich | FTVT - Firetube Vertical TB | HWHT - Hot Water Heat | 8/31/2016
Willowdale Elementary School | 16901 P St | Omaha | NE | 68135-1465 | Douglas | NE26949 | Active | 397289 | G17397289 | 2017 | Laars | WTSS - Watertube SS Steel | HWHT - Hot Water Heat | 8/31/2026
Willowdale Elementary School | 16901 P St | Omaha | NE | 68135-1465 | Douglas | NE26950 | Active | 397288 | G17 397288 | 2017 | Laars | WTSS - Watertube SS Steel | HWHT - Hot Water Heat | 8/31/2026
Century Development Building | 16910 Marcy St | Omaha | NE | 68118 | Douglas | NE28570 | Active | 329117 | 329117 | 2018 | Lochinvar | WT - Water Tube Boiler | HWHT - Hot Water Heat | 12/31/2025
Century Development Building | 16910 Marcy St | Omaha | NE | 68118 | Douglas | NE28571 | Active | 329115 | 329115 | 2018 | Lochinvar | WT - Water Tube Boiler | HWHT - Hot Water Heat | 12/31/2025
Olive Garden #1586 | 16929 Lakeside Hills Ct | Omaha | NE | 68130-2318 | Douglas | NE07034 | Scrapped/Junked | 102429 | 102429 | 2006 | A O Smith | CHWH - ASME/Fired Water Heater | HWSD - Hot Water Dom/Potable | 9/30/2012
Olive Garden #1586 | 16929 Lakeside Hills Ct | Omaha | NE | 68130-2318 | Douglas | NE08137 | Scrapped/Junked | 106825 | 106825 | 2006 | A O Smith | CHWH - ASME/Fired Water Heater | HWSD - Hot Water Dom/Potable | 10/31/2012
Olive Garden #1586 | 16929 Lakeside Hills Ct | Omaha | NE | 68130-2318 | Douglas | NE09891 | Scrapped/Junked | 69043 | LE021702740970 | 2002 | AO SMITH | CHWH - ASME/Fired Water Heater | HWSD - Hot Water Dom/Potable | 9/30/2007
Olive Garden #1586 | 16929 Lakeside Hills Ct | Omaha | NE | 68130-2318 | Douglas | NE09892 | Scrapped/Junked | 68312 | LE021701262970 | 2002 | AO SMITH | CHWH - ASME/Fired Water Heater | HWSD - Hot Water Dom/Potable | 9/30/2006
Olive Garden #1586 | 16929 Lakeside Hills Ct | Omaha | NE | 68130-2318 | Douglas | NE20732 | Scrapped/Junked | 156554 | 156554 | 2011 | A O Smith | CHWH - ASME/Fired Water Heater | HWSD - Hot Water Dom/Potable | 7/31/2016
Olive Garden #1586 | 16929 Lakeside Hills Ct | Omaha | NE | 68130-2318 | Douglas | NE20734 | Scrapped/Junked | 149665 | 149665 | 2011 | A O Smith | CHWH - ASME/Fired Water Heater | HWSD - Hot Water Dom/Potable | 7/31/2016
CHI-Lakeside Wellness Center | 16940 Lakeside Hills Plz | Omaha | NE | 68130-2431 | Douglas | NE01659 | Inactive | 50737 | N317839R2002 | 2002 | Mr. Steam | ELBL - Electric Boiler | SPAJ - Spa/Jacuzzi Heater | 10/31/2020
CHI-Lakeside Wellness Center | 16940 Lakeside Hills Plz | Omaha | NE | 68130-2431 | Douglas | NE01661 | Inactive | 183086 | A99PA2009 | 1999 | laars | CPFT - Horiz Cpr Fin Boiler | SPAJ - Spa/Jacuzzi Heater | 10/31/2023
CHI-Lakeside Wellness Center | 16940 Lakeside Hills Plz | Omaha | NE | 68130-2431 | Douglas | NE01662 | Inactive | N/A | A99PA2010 | 1999 | Laars | CPFT - Horiz Cpr Fin Boiler | HOTS - Hot Tub Water Supply | 10/31/2020
CHI-Lakeside Wellness Center | 16940 Lakeside Hills Plz | Omaha | NE | 68130-2431 | Douglas | NE01663 | Inactive | 484706 | 1903484706 | 2018 | Raypak | CPFT - Horiz Cpr Fin Boiler | HOTS - Hot Tub Water Supply | 10/31/2020
CHI-Lakeside Wellness Center | 16940 Lakeside Hills Plz | Omaha | NE | 68130-2431 | Douglas | NE01664 | Inactive | 163083 | A99PA2007 | 1999 | Laars | CPFT - Horiz Cpr Fin Boiler | IPHT - Indoor Pool Heater | 10/31/2020
CHI-Lakeside Wellness Center | 16940 Lakeside Hills Plz | Omaha | NE | 68130-2431 | Douglas | NE07275 | Scrapped/Junked | 16700 | 07F-4607 | 2007 | ALES | FTVT - Firetube Vertical TB | HWSD - Hot Water Dom/Potable | 10/31/2024
CHI-Lakeside Wellness Center | 16940 Lakeside Hills Plz | Omaha | NE | 68130-2431 | Douglas | NE43741 | Active | 366707 | 22.PGT700.431.00538 | 2022 | AIC GDYNIA | FTVT - Firetube Vertical TB | HWHT - Hot Water Heat | 10/31/2026
CHI-Lakeside Wellness Center | 16940 Lakeside Hills Plz | Omaha | NE | 68130-2431 | Douglas | NE43742 | Active | 303415 | 21.PGT700.141.0381 | 2021 | AIC GDYNIA | FTVT - Firetube Vertical TB | HWHT - Hot Water Heat | 10/31/2026
CHI-Lakeside Wellness Center | 16940 Lakeside Hills Plz | Omaha | NE | 68130-2431 | Douglas | NE43743 | Active | 590713 | D1.23.18.00427 | 2023 | Sermeta | WTSS - Watertube SS Steel | HWSD - Hot Water Dom/Potable | 10/31/2025
CHI-Lakeside Wellness Center | 16940 Lakeside Hills Plz | Omaha | NE | 68130-2431 | Douglas | NE43744 | Active | 594893 | D1.23.25.00186 | 2022 | Sermeta | WTSS - Watertube SS Steel | HWSD - Hot Water Dom/Potable | 10/31/2025
LAKESIDE WELLNESS CENTER | 16940 Lakeside Hills Plz | Omaha | NE | 68130-2431 | Douglas | NE01660 | Scrapped/Junked | 97525 | B992943 | 1999 | LOCHINVAR | CPFT - Horiz Cpr Fin Boiler | HWSD - Hot Water Dom/Potable | 10/31/2007
Casey's General Store | 16960 Evans Plz | Omaha | NE | 68116-2315 | Douglas | NE02393 | Scrapped/Junked | 1002 | 04L154 | 2004 | axeman anderson | FTHT - Firetube Horizontal | HWFP - Floor Heat & Nonpotable | 2/28/2020
Casey's General Store | 16960 Evans Plz | Omaha | NE | 68116-2315 | Douglas | NE02394 | Scrapped/Junked | 988 | 04L149 | 2004 | axeman-anderson | FTHT - Firetube Horizontal | HWFP - Floor Heat & Nonpotable | 2/28/2020
Casey's General Store | 16960 Evans Plz | Omaha | NE | 68116-2315 | Douglas | NE02395 | Scrapped/Junked | 999 | 04L151 | 2004 | axeman-anderson | FTHT - Firetube Horizontal | HWFP - Floor Heat & Nonpotable | 2/28/2020
Casey's General Store | 16960 Evans Plz | Omaha | NE | 68116-2315 | Douglas | NE02396 | Scrapped/Junked | 1000 | 04L152 | 2004 | axeman-anderson | FTHT - Firetube Horizontal | HWFP - Floor Heat & Nonpotable | 2/28/2020
Casey's General Store | 16960 Evans Plz | Omaha | NE | 68116-2315 | Douglas | NE02397 | Scrapped/Junked | 989 | 04L150 | 2004 | axeman-anderson | FTHT - Firetube Horizontal | HWFP - Floor Heat & Nonpotable | 2/28/2020
Casey's General Store | 16960 Evans Plz | Omaha | NE | 68116-2315 | Douglas | NE02398 | Scrapped/Junked | 1001 | 04L153 | 2004 | axeman-anderson | FTHT - Firetube Horizontal | HWFP - Floor Heat & Nonpotable | 2/28/2020
Casey's General Store | 16960 Evans Plz | Omaha | NE | 68116-2315 | Douglas | NE43036 | Active | 593010 | N1.23.22.00143 | 2023 | Lochinvar / Sermeta | WTSS - Watertube SS Steel | HWHP - Hot Water Heat & Nonpotable | 1/31/2026
Casey's General Store | 16960 Evans Plz | Omaha | NE | 68116-2315 | Douglas | NE43037 | Active | 583596 | N123.07.00043 | 2023 | Lochinvar / Sermeta | WTSS - Watertube SS Steel | HWHP - Hot Water Heat & Nonpotable | 1/31/2026
Casey's General Store | 16960 Evans Plz | Omaha | NE | 68116-2315 | Douglas | NE43038 | Active | 560820 | N1.22.23.00047 | 2022 | Lochinvar / Sermeta | WTSS - Watertube SS Steel | HWHP - Hot Water Heat & Nonpotable | 1/31/2026
WALMART | 16960 W Maple Rd | Omaha | NE | 68116-2237 | Douglas | NE06451 | Exempt | 59173 | 59173 | 2005 | STANDARD REFRIGERATION | HTNK - Horizontal UFPV | REFR - Refrigerant Storage/Supp | 1/1/1900
WALMART | 16960 W Maple Rd | Omaha | NE | 68116-2237 | Douglas | NE06452 | Exempt | 59213 | 59213 | 2005 | STANDARD REFRIGERATION | HTNK - Horizontal UFPV | REFR - Refrigerant Storage/Supp | 1/1/1900
WALMART | 16960 W Maple Rd | Omaha | NE | 68116-2237 | Douglas | NE06453 | Exempt | 59345 | 59345 | 2005 | STANDARD REFRIGERATION | HTNK - Horizontal UFPV | REFR - Refrigerant Storage/Supp | 1/1/1900
WALMART | 16960 W Maple Rd | Omaha | NE | 68116-2237 | Douglas | NE06454 | Exempt | 59344 | 59344 | 2005 | STANDARD REFRIGERATION | HTNK - Horizontal UFPV | REFR - Refrigerant Storage/Supp | 1/1/1900
Calvary Lutheran Church | 17 E 27th St | Scottsbluff | NE | 69361-4352 | Scotts Bluff | NE14352 | Active | n/a | n/a | 1962 | Crane | CI - Cast Iron | HWHT - Hot Water Heat | 11/30/2026
Express Car Wash | 1700 23rd St | Columbus | NE | 68601-3522 | Platte | NE26516 | Active | 274985 | C16-274985 | 2016 | Teledyne Laars | CPFT - Horiz Cpr Fin Boiler | HWSP - Hot Water Non Potable Supply | 11/30/2026
Express Car Wash | 1700 23rd St | Columbus | NE | 68601-3522 | Platte | NE40070 | Active | 123597 | 9091561 | 1990 | Teledyne Laars | CPFT - Horiz Cpr Fin Boiler | HWHT - Hot Water Heat | 11/30/2026
Express Car Wash | 1700 23rd St | Columbus | NE | 68601-3522 | Platte | NE40071 | Scrapped/Junked | 126146 | 91110032C | 1991 | Teledyne Laars | CPFT - Horiz Cpr Fin Boiler | HWSP - Hot Water Non Potable Supply | 11/30/2015
BECTON DICKINSON | 1700 23rd St | Columbus | NE | 68601-3522 | PLATTE | NE02809 | Inactive | 19546 |  | 1957 | KEWANEE | FT - Firetube Boiler | PROC - Process Steam | 7/31/2001
BECTON DICKINSON | 1700 23rd St | Columbus | NE | 68601-3522 | PLATTE | NE13871 | Inactive | 22759 |  | 1966 | KEWANEE | FT - Firetube Boiler | PROC - Process Steam | 7/31/2001
BECTON DICKINSON | 1700 23rd St | Columbus | NE | 68601-3522 | PLATTE | NE35547 | Inactive | 40191 |  | 1965 | CLEAVER BROOKS | FTSM - FTS Marine Dry Back | HWHT - Hot Water Heat | 7/31/1994
Holdrege Elementary School | 1700 Broadway St | Holdrege | NE | 68949-1204 | Phelps | NE25867 | Active | 138526 | 238526 | 2014 | PVI Industries | CHWH - ASME/Fired Water Heater | HWHT - Hot Water Heat | 3/31/2026
Holdrege Elementary School | 1700 Broadway St | Holdrege | NE | 68949-1204 | Phelps | NE25868 | Active | 138527 | 138527 | 2014 | PVI Industries | CHWH - ASME/Fired Water Heater | HWHT - Hot Water Heat | 3/31/2026
Holdrege Elementary School | 1700 Broadway St | Holdrege | NE | 68949-1204 | Phelps | NE25869 | Active | 10663 | 24034 | 2014 | HSI | ELBL - Electric Boiler | HWSD - Hot Water Dom/Potable | 3/31/2026
UNL Department of Entomology | 1700 E Campus Mall | Lincoln | NE | 68583-1528 | Lancaster | NE42361 | Active | 130514 | MBA1243283-Z21 | 2021 | Sussman / TDC | ELBL - Electric Boiler | STER - Sterilizer | 5/31/2026
Meadows at Ashland | 1700 Furnas St | Ashland | NE | 68003-1254 | Saunders | NE00083 | Scrapped/Junked | 45081 | LF980748220970 | 1998 | AO SMITH | CHWH - ASME/Fired Water Heater | HWSD - Hot Water Dom/Potable | 9/30/2006
Meadows at Ashland | 1700 Furnas St | Ashland | NE | 68003-1254 | Saunders | NE09055 | Scrapped/Junked | 108666 | J06M006654 | 2006 | AOSM | CHWH - ASME/Fired Water Heater | HWSD - Hot Water Dom/Potable | 9/30/2017
Meadows at Ashland | 1700 Furnas St | Ashland | NE | 68003-1254 | Saunders | NE09056 | Scrapped/Junked | 101115 | M05M000080 | 2005 | AOSM | CHWH - ASME/Fired Water Heater | HWSD - Hot Water Dom/Potable | 9/30/2017
Meadows at Ashland | 1700 Furnas St | Ashland | NE | 68003-1254 | Saunders | NE18706 | Scrapped/Junked | 27193 | LK940381951920 | 1994 | AO SMITH | CHWH - ASME/Fired Water Heater | HWSD - Hot Water Dom/Potable | 9/30/2007
Meadows at Ashland | 1700 Furnas St | Ashland | NE | 68003-1254 | Saunders | NE22796 | Scrapped/Junked | 149503 | 149503 | 2010 | A O Smith | CHWH - ASME/Fired Water Heater | HWSD - Hot Water Dom/Potable | 9/30/2022
Meadows at Ashland | 1700 Furnas St | Ashland | NE | 68003-1254 | Saunders | NE23835 | Scrapped/Junked | 47403 | LM980792961970 | 1998 | AOSM | CHWH - ASME/Fired Water Heater | HWSD - Hot Water Dom/Potable | 9/30/2012
Meadows at Ashland | 1700 Furnas St | Ashland | NE | 68003-1254 | Saunders | NE37391 | Scrapped/Junked |  | 210-10203 | 1971 | PEERLESS HEATER COMPANY |  | HWHT - Hot Water Heat | 9/30/2006
Meadows at Ashland | 1700 Furnas St | Ashland | NE | 68003-1254 | Saunders | NE37392 | Scrapped/Junked |  | 11684 | 1983 | AO SMITH | AHWH - ANSI/Fired Water Htr | HWSD - Hot Water Dom/Potable | 3/31/2000
Meadows at Ashland | 1700 Furnas St | Ashland | NE | 68003-1254 | Saunders | NE37463 | Inactive |  | MA89-00113 | 1989 | AO SMITH | AHWH - ANSI/Fired Water Htr | HWSD - Hot Water Dom/Potable | 3/31/1999
Meadows at Ashland | 1700 Furnas St | Ashland | NE | 68003-1254 | Saunders | NE41867 | Active | 292899 | 292899 | 2022 | A O Smith | CHWH - ASME/Fired Water Heater | HWSD - Hot Water Dom/Potable | 1/31/2027
Crete Intermediate School | 1700 Glenwood Ave | Crete | NE | 68333-1869 | Saline | NE01647 | Active | 111315 | 1003111315 | 2003 | Pvi | CHWH - ASME/Fired Water Heater | HWSD - Hot Water Dom/Potable | 6/30/2026
Crete Intermediate School | 1700 Glenwood Ave | Crete | NE | 68333-1869 | Saline | NE01648 | Active | 39434 | G-03-1015 | 2003 | Aerco International | FTVT - Firetube Vertical TB | HWHT - Hot Water Heat | 6/30/2025
Crete Intermediate School | 1700 Glenwood Ave | Crete | NE | 68333-1869 | Saline | NE01649 | Active | 39433 | G-03-1014 | 2003 | Aerco International | FTVT - Firetube Vertical TB | HWHT - Hot Water Heat | 6/30/2026
Crete Intermediate School | 1700 Glenwood Ave | Crete | NE | 68333-1869 | Saline | NE01956 | Scrapped/Junked | 44256 | 4577-12Y-5689 | 2004 | Crown | COOK - Fired Cooker | COOK - Cooker/Kettle | 6/30/2016
1st United Methodist Church-BMIC #474730 | 1700 Harlan St | Falls City | NE | 68355-2124 | Richardson | NE06185 | Active | n/a | cp4898772 | 2004 | Weil-Mcclain | CALU - Cast Aluminum | HWHT - Hot Water Heat | 11/30/2026
1st United Methodist Church-BMIC #474730 | 1700 Harlan St | Falls City | NE | 68355-2124 | Richardson | NE17107 | Scrapped/Junked |  |  | 1960 | KEWANEE | FTFB - Firetube-Firebox Boiler | HWHT - Hot Water Heat | 11/30/2005
Herbergers | 1700 Market Ln | Norfolk | NE | 68701-7309 | Madison | NE05128 | Inactive | 79086 |  | 1975 | Auto Steam | ELBL - Electric Boiler | PROC - Process Steam | 2/28/1995
The Glass Edge Inc | 1700 N 13th St | Norfolk | NE | 68701-2380 | Madison | NE06027 | Scrapped/Junked | 259 | 04TI-10248 | 2004 | Giannoni France SAS/NTI | COBL - Coil Type Boiler | HWHF - Hot Water Heat-Floor | 2/28/2022
The Glass Edge Inc | 1700 N 13th St | Norfolk | NE | 68701-2380 | Madison | NE06028 | Active | 261 | 04TI-10246 | 2004 | Giannoni France SAS | COBL - Coil Type Boiler | HWHF - Hot Water Heat-Floor | 2/28/2026
The Glass Edge Inc | 1700 N 13th St | Norfolk | NE | 68701-2380 | Madison | NE41487 | Active | 102443 | 19.VC60.182.0465 | 2019 | Lochinvar | FTVT - Firetube Vertical TB | HWHT - Hot Water Heat | 2/28/2026
The Glass Edge Inc | 1700 N 13th St | Norfolk | NE | 68701-2380 | Madison | NE41488 | Active | 138098 | 19.VC45.181.4691 | 2019 | Lochinvar | FTVT - Firetube Vertical TB | HWHT - Hot Water Heat | 2/28/2026
The Glass Edge Inc | 1700 N 13th St | Norfolk | NE | 68701-2380 | Madison | NE41489 | Active | 339423 | 18.VC45.127.4017 | 2018 | Lochinvar | FTVT - Firetube Vertical TB | HWHT - Hot Water Heat | 2/28/2026
O'Neill Elementary School | 1700 N 4th St | O'Neill | NE | 68763-1179 | Holt | NE21591 | Scrapped/Junked | 8633 | 96-E5567 | 1996 | ALES | FTVT - Firetube Vertical TB | HWHT - Hot Water Heat | 2/28/2023
O'Neill Elementary School | 1700 N 4th St | O'Neill | NE | 68763-1179 | Holt | NE21592 | Scrapped/Junked | 6831 | 96-F5565 | 1996 | ALES | FTVT - Firetube Vertical TB | HWSD - Hot Water Dom/Potable | 2/28/2020
O'Neill Elementary School | 1700 N 4th St | O'Neill | NE | 68763-1179 | Holt | NE21593 | Scrapped/Junked | 6542 |  | 1996 | VULCAN-HART | FT - Firetube Boiler | 0021 - Steam Supp Cooker/Kettle | 8/31/2008
O'Neill Elementary School | 1700 N 4th St | O'Neill | NE | 68763-1179 | Holt | NE22594 | Active | 185066 | G11H10185066 | 2011 | Lochinvar | WTSS - Watertube SS Steel | HWHT - Hot Water Heat | 2/28/2026
O'Neill Elementary School | 1700 N 4th St | O'Neill | NE | 68763-1179 | Holt | NE22595 | Active | 185067 | G11H10185067 | 2011 | Lochinvar | WTSS - Watertube SS Steel | HWHT - Hot Water Heat | 2/28/2026
O'Neill Elementary School | 1700 N 4th St | O'Neill | NE | 68763-1179 | Holt | NE26759 | Active | 1958 | ITG 1958 | 2015 | Intellihot | WT - Water Tube Boiler | HWSD - Hot Water Dom/Potable | 2/28/2026
O'Neill Elementary School | 1700 N 4th St | O'Neill | NE | 68763-1179 | Holt | NE26760 | Active | 1946 | ITG 1946 | 2015 | Intellihot | WT - Water Tube Boiler | HWSD - Hot Water Dom/Potable | 2/28/2026
O'Neill Elementary School | 1700 N 4th St | O'Neill | NE | 68763-1179 | Holt | NE28250 | Active | 108759 | 193311597270 | 2019 | Lochinvar | WTSS - Watertube SS Steel | HWHT - Hot Water Heat | 2/28/2026
O'Neill Elementary School | 1700 N 4th St | O'Neill | NE | 68763-1179 | Holt | NE28251 | Active | 108749 | 1932115876557 | 2019 | Lochinvar | WTSS - Watertube SS Steel | HWHT - Hot Water Heat | 2/28/2026
O'Neill Elementary School | 1700 N 4th St | O'Neill | NE | 68763-1179 | Holt | NE32475 | Scrapped/Junked |  | 2288 | 1965 | Market Forge Industries | FT - Firetube Boiler | 0021 - Steam Supp Cooker/Kettle | 8/31/1997
O'Neill Elementary School | 1700 N 4th St | O'Neill | NE | 68763-1179 | Holt | NE41601 | Active | 552531 | 1221000070 | 2022 | Lochinvar | WTSS - Watertube SS Steel | HWHT - Hot Water Heat | 2/28/2026
O'Neill Elementary School | 1700 N 4th St | O'Neill | NE | 68763-1179 | Holt | NE41602 | Active | 541090 | 1214500136 | 2021 | Lochinvar | WTSS - Watertube SS Steel | HWHT - Hot Water Heat | 2/28/2026
Apartment Building | 1700 N 73rd St | Omaha | NE | 68114-1936 | Douglas | NE12870 | Scrapped/Junked | n/a | 17333902 | 1994 | BURN | CI - Cast Iron | HWHT - Hot Water Heat | 3/31/2019
North Platte Armory | 1700 N Jeffers St | North Platte | NE | 69101-2379 | Lincoln | NE09846 | Scrapped/Junked | 11526 | 01E-9387 | 2001 | Aldrich | FTVT - Firetube Vertical TB | HWHT - Hot Water Heat | 10/31/2024
North Platte Armory | 1700 N Jeffers St | North Platte | NE | 69101-2379 | Lincoln | NE30098 | Scrapped/Junked |  | 5141 | 1948 | KEWANEE | FT - Firetube Boiler | STHT - Steam-Heat | 7/31/2001
North Platte Armory | 1700 N Jeffers St | North Platte | NE | 69101-2379 | Lincoln | NE42777 | Active | 1415 | 22-HE014234022 | 2022 | RIELLO | WT - Water Tube Boiler | HWHT - Hot Water Heat | 8/31/2026
North Platte Armory | 1700 N Jeffers St | North Platte | NE | 69101-2379 | Lincoln | NE42778 | Active | 1400 | 22-HE014084022 | 2022 | RIELLO | WT - Water Tube Boiler | HWHT - Hot Water Heat | 8/31/2026
Norfolk Regional Center | 1700 N Victory Rd | Norfolk | NE | 68701-6859 | Madison | NE00588 | Scrapped/Junked | 4887 | 9999 | 1946 | MURR | WT - Water Tube Boiler | BSUP - Bldg Heat & Process | 4/30/2011
Norfolk Regional Center | 1700 N Victory Rd | Norfolk | NE | 68701-6859 | Madison | NE00926 | Scrapped/Junked | 2700 | 8828 | 1951 | MURR | WT - Water Tube Boiler | BSUP - Bldg Heat & Process | 4/30/2011
Norfolk Regional Center | 1700 N Victory Rd | Norfolk | NE | 68701-6859 | Madison | NE19527 | Active | 130082 | 130082 | 2010 | PVI Industries | FTVT - Firetube Vertical TB | HWSD - Hot Water Dom/Potable | 3/31/2027
Norfolk Regional Center | 1700 N Victory Rd | Norfolk | NE | 68701-6859 | Madison | NE19528 | Active | 130083 | 130083 | 2010 | PVI Industries | FTVT - Firetube Vertical TB | HWSD - Hot Water Dom/Potable | 3/31/2027
Norfolk Regional Center | 1700 N Victory Rd | Norfolk | NE | 68701-6859 | Madison | NE19529 | Active | 16819 | 16819 | 2010 | Superior Boiler Works | FTHT - Firetube Horizontal | STHT - Steam-Heat | 3/31/2026
Norfolk Regional Center | 1700 N Victory Rd | Norfolk | NE | 68701-6859 | Madison | NE19530 | Active | 16818 | 16818 | 2010 | Superior Boiler Works | FTHT - Firetube Horizontal | STHT - Steam-Heat | 3/31/2026
Norfolk Regional Center | 1700 N Victory Rd | Norfolk | NE | 68701-6859 | Madison | NE19531 | Active | 16822 | 16822 | 2010 | Superior Boiler Works | FTHT - Firetube Horizontal | STHT - Steam-Heat | 3/31/2026
WARRICK HAWKINSON TREAD | 1700 Railroad St | Fremont | NE | 68025-5876 | DODGE | NE13500 | Scrapped/Junked | 9309 |  | 1968 | YORK SHIPLEY | FT - Firetube Boiler | PROC - Process Steam | 9/30/2000
Norfolk Country Club | 1700 Riverside Blvd | Norfolk | NE | 68701-2200 | Madison | NE09813 | Scrapped/Junked | 193790 | 0204193790 | 2002 | Raypak | CPFH - Copper Fin Water Heater | OPHT - Outdoor Pool Heater | 5/31/2017
Norfolk Country Club | 1700 Riverside Blvd | Norfolk | NE | 68701-2200 | Madison | NE26926 | Active | 443486 | 1704443486 | 2017 | Raypak | CPPH - Ansi Cpr Fin Pool Heater | OPHT - Outdoor Pool Heater | 6/30/2026
Valmont Coatings | 1700 S Beemer | West Point | NE | 68788-4600 | Cuming | NE17686 | Active | 13198 | SN 13198 | 1996 | Superior boilerworks | FTSM - FTS Marine Dry Back | PROC - Process Steam | 9/30/2026
VALMONT INDUSTRIES | 1700 S Beemer St | West Point | NE | 68788-4600 | CUMING | NE22331 | Exempt 1999 LB-66 |  | MD97-0639839 | 1997 | AO SMITH | AHWH - ANSI/Fired Water Htr | HWSD - Hot Water Dom/Potable | 5/31/2000
Richardson Co. Courthouse | 1700 Stone St | Falls City | NE | 68355-2003 | Richardson | NE20954 | Active | 4020 | 081113535 | 2011 | CAMUS | VTWT - Vert Watertube | HWHT - Hot Water Heat | 3/31/2026
Richardson Co. Courthouse | 1700 Stone St | Falls City | NE | 68355-2003 | Richardson | NE20955 | Active | 4021 | 081113536 | 2011 | CAMUS | VTWT - Vert Watertube | HWHT - Hot Water Heat | 3/31/2026
Richardson Co. Courthouse | 1700 Stone St | Falls City | NE | 68355-2003 | Richardson | NE35218 | Scrapped/Junked | n/a | n/a | 1958 | Weil-Mcclain | CI - Cast Iron | HWHT - Hot Water Heat | 3/31/2012
UN of Kearney/Residence South | 1700 University Dr | Kearney | NE | 68845-4255 | Buffalo | NE13126 | Scrapped/Junked | 114165 | 114165 | 2007 | RHEEM | CHWH - ASME/Fired Water Heater | HWSD - Hot Water Dom/Potable | 1/31/2018
UN of Kearney/Residence South | 1700 University Dr | Kearney | NE | 68845-4255 | Buffalo | NE15846 | Scrapped/Junked | 6881 | 91-2685 | 1991 | Aldrich | FTVT - Firetube Vertical TB | HWHT - Hot Water Heat | 1/31/2025
UN of Kearney/Residence South | 1700 University Dr | Kearney | NE | 68845-4255 | Buffalo | NE15847 | Scrapped/Junked | 6878 | 91-2679 | 1991 | Aldrich | FTVT - Firetube Vertical TB | HWHT - Hot Water Heat | 1/31/2025
UN of Kearney/Residence South | 1700 University Dr | Kearney | NE | 68845-4255 | Buffalo | NE15848 | Scrapped/Junked | 6877 | 91-2678 | 1991 | Aldrich | FTVT - Firetube Vertical TB | HWHT - Hot Water Heat | 1/31/2025
UN of Kearney/Residence South | 1700 University Dr | Kearney | NE | 68845-4255 | Buffalo | NE25038 | Scrapped/Junked | 18602 | na | 1991 | DUNH | SHTB - Shell/Tube Htexchngr | COND - Condenser | 2/28/2024
UN of Kearney/Residence South | 1700 University Dr | Kearney | NE | 68845-4255 | Buffalo | NE27339 | Scrapped/Junked | 149684 | A511717552 | 2017 | RHEEM | CHWH - ASME/Fired Water Heater | HWSD - Hot Water Dom/Potable | 1/31/2025
UNL Kiewit Hall | 1700 Vine St | Lincoln | NE | 68588-1228 | Lancaster | NE42759 | Active | 154675 | 154675 | 2022 | PVI-Watts | CHWH - ASME/Fired Water Heater | HWSD - Hot Water Dom/Potable | 1/31/2026
UNL Kiewit Hall | 1700 Vine St | Lincoln | NE | 68588-1228 | Lancaster | NE42760 | Active | 154674 | 154674 | 2022 | PVI-Watts | CHWH - ASME/Fired Water Heater | HWSD - Hot Water Dom/Potable | 1/31/2026
Rebecca Odd Fellow Housing | 1700 W Pasewalk Ave | Norfolk | NE | 68701-5600 | Madison | NE05933 | Scrapped/Junked | 91694 | K04M010877/91694 | 2004 | AOSM | CHWH - ASME/Fired Water Heater | HWSD - Hot Water Dom/Potable | 8/31/2012
Rebecca Odd Fellow Housing | 1700 W Pasewalk Ave | Norfolk | NE | 68701-5600 | Madison | NE07561 | Scrapped/Junked | 108671 | 108671 | 2006 | AOSM | FTVT - Firetube Vertical TB | HWSD - Hot Water Dom/Potable | 8/31/2016
Rebecca Odd Fellow Housing | 1700 W Pasewalk Ave | Norfolk | NE | 68701-5600 | Madison | NE09508 | Scrapped/Junked |  | LK01-1225347-110 | 2001 | AO SMITH | CHWH - ASME/Fired Water Heater | HWSD - Hot Water Dom/Potable | 8/31/2004
Rebecca Odd Fellow Housing | 1700 W Pasewalk Ave | Norfolk | NE | 68701-5600 | Madison | NE15094 | Scrapped/Junked | 70506 | LG021825216110/70506 | 2002 | AOSM | CHWH - ASME/Fired Water Heater | HWSD - Hot Water Dom/Potable | 8/31/2011
Rebecca Odd Fellow Housing | 1700 W Pasewalk Ave | Norfolk | NE | 68701-5600 | Madison | NE19571 | Scrapped/Junked | 150890 | 150890 | 2010 | A O Smith | FTVT - Firetube Vertical TB | HWSD - Hot Water Dom/Potable | 8/31/2020
Rebecca Odd Fellow Housing | 1700 W Pasewalk Ave | Norfolk | NE | 68701-5600 | Madison | NE22536 | Active | 8258 | 91-22484 | 1991 | Rite | WT - Water Tube Boiler | HWHT - Hot Water Heat | 8/31/2026
Rebecca Odd Fellow Housing | 1700 W Pasewalk Ave | Norfolk | NE | 68701-5600 | Madison | NE22537 | Active | 3152 | 7917378 | 1991 | Rite | WT - Water Tube Boiler | HWHT - Hot Water Heat | 8/31/2026
Rebecca Odd Fellow Housing | 1700 W Pasewalk Ave | Norfolk | NE | 68701-5600 | Madison | NE22538 | Scrapped/Junked |  | MF92-0235861 | 1992 | AO SMITH | FTVT - Firetube Vertical TB | HWSD - Hot Water Dom/Potable | 8/31/2002
Rebecca Odd Fellow Housing | 1700 W Pasewalk Ave | Norfolk | NE | 68701-5600 | Madison | NE22539 | Scrapped/Junked |  | MF92-0235859 | 1992 | AO SMITH | AHWH - ANSI/Fired Water Htr | HWSD - Hot Water Dom/Potable | 8/31/2006
Rebecca Odd Fellow Housing | 1700 W Pasewalk Ave | Norfolk | NE | 68701-5600 | Madison | NE22540 | Scrapped/Junked |  | MF92-0232244 | 1992 | AO SMITH | AHWH - ANSI/Fired Water Htr | HWSD - Hot Water Dom/Potable | 8/31/2005
Rebecca Odd Fellow Housing | 1700 W Pasewalk Ave | Norfolk | NE | 68701-5600 | Madison | NE22791 | Scrapped/Junked | 159996 | 159996 | 2011 | A O Smith | FTVT - Firetube Vertical TB | HWSD - Hot Water Dom/Potable | 8/31/2023
Rebecca Odd Fellow Housing | 1700 W Pasewalk Ave | Norfolk | NE | 68701-5600 | Madison | NE26051 | Scrapped/Junked | 202425 | 202425 | 2015 | AOSM | CHWH - ASME/Fired Water Heater | HWSD - Hot Water Dom/Potable | 8/31/2021
Rebecca Odd Fellow Housing | 1700 W Pasewalk Ave | Norfolk | NE | 68701-5600 | Madison | NE28911 | Active | 256338 | 256338 | 2019 | AO SMITH | CHWH - ASME/Fired Water Heater | HWSD - Hot Water Dom/Potable | 8/31/2026
Rebecca Odd Fellow Housing | 1700 W Pasewalk Ave | Norfolk | NE | 68701-5600 | Madison | NE41029 | Active | 279674 | 279674 | 2021 | AO SMITH | CHWH - ASME/Fired Water Heater | HWSD - Hot Water Dom/Potable | 8/31/2026
Rebecca Odd Fellow Housing | 1700 W Pasewalk Ave | Norfolk | NE | 68701-5600 | Madison | NE42429 | Active | 308688 | 308688 | 2023 | A O Smith | CHWH - ASME/Fired Water Heater | HWSD - Hot Water Dom/Potable | 8/31/2026
Stolley Park Elementary | 1700 W Stolley Park Rd | Grand Island | NE | 68801-7002 | Hall | NE23414 | Exempt 1999 LB-66 |  |  | 1998 | AO SMITH | AHWH - ANSI/Fired Water Htr | HWSD - Hot Water Dom/Potable | 7/31/1998
Stolley Park Elementary | 1700 W Stolley Park Rd | Grand Island | NE | 68801-7002 | Hall | NE27586 | Active | 79998 | G-18-0119 | 2018 | Aerco | FT - Firetube Boiler | HWHT - Hot Water Heat | 1/31/2027
Stolley Park Elementary | 1700 W Stolley Park Rd | Grand Island | NE | 68801-7002 | Hall | NE27587 | Active | 80037 | G-18-0165 | 2018 | Aerco | FT - Firetube Boiler | HWHT - Hot Water Heat | 1/31/2027
Stolley Park Elementary | 1700 W Stolley Park Rd | Grand Island | NE | 68801-7002 | Hall | NE27800 | Active | 2121 | IGT 5121 | 2017 | Intellihot | SSCH - SS Coil Water Heater | HWSD - Hot Water Dom/Potable | 1/31/2027
Stolley Park Elementary | 1700 W Stolley Park Rd | Grand Island | NE | 68801-7002 | Hall | NE27801 | Active | 2163 | ITG 5163 | 2017 | Intellihot | SSCH - SS Coil Water Heater | HWSD - Hot Water Dom/Potable | 1/31/2027
Stolley Park Elementary | 1700 W Stolley Park Rd | Grand Island | NE | 68801-7002 | Hall | NE27802 | Active | 2261 | ITG 5261 | 2017 | Intellihot | SSCH - SS Coil Water Heater | HWSD - Hot Water Dom/Potable | 1/31/2027
Stolley Park Elementary | 1700 W Stolley Park Rd | Grand Island | NE | 68801-7002 | Hall | NE27803 | Active | 2262 | IGT 5262 | 2017 | Intellihot | SSCH - SS Coil Water Heater | HWSD - Hot Water Dom/Potable | 1/31/2027
Stolley Park Elementary | 1700 W Stolley Park Rd | Grand Island | NE | 68801-7002 | Hall | NE27804 | Active | 2357 | ITG 5057 | 2017 | Intellihot | SSCH - SS Coil Water Heater | HWSD - Hot Water Dom/Potable | 1/31/2027
Stolley Park Elementary | 1700 W Stolley Park Rd | Grand Island | NE | 68801-7002 | Hall | NE32458 | Scrapped/Junked | n/a | 2BJ3 | 1952 | American Standard | CI - Cast Iron | HWHT - Hot Water Heat | 1/31/2013
Stolley Park Elementary | 1700 W Stolley Park Rd | Grand Island | NE | 68801-7002 | Hall | NE32654 | Scrapped/Junked | n/a | 1BNJ3 | 1961 | American Standard | CI - Cast Iron | HWHT - Hot Water Heat | 1/31/2013
One Pacific Springs | 17002 Marcy St | Omaha | NE | 68118-2916 | Douglas | NE08148 | Active | 22633 | 2006-32-0032 | 2007 | GIANNONI | WT - Water Tube Boiler | GLYC - Glycol Bldg Heat Sys | 11/30/2026
One Pacific Springs | 17002 Marcy St | Omaha | NE | 68118-2916 | Douglas | NE08149 | Active | 22765 | 2006-32-0164 | 2007 | GIANNONI | WT - Water Tube Boiler | GLYC - Glycol Bldg Heat Sys | 11/30/2026
One Pacific Springs | 17002 Marcy St | Omaha | NE | 68118-2916 | Douglas | NE08150 | Active | 22764 | 2006-32-0163 | 2007 | GIANNONI | WT - Water Tube Boiler | GLYC - Glycol Bldg Heat Sys | 11/30/2026
Life Time Fitness | 17007 Elm Plz | Omaha | NE | 68130-1806 | Douglas | NE07631 | Active | 54418 | G091601 | 2009 | Aerco International | FT - Firetube Boiler | HWSP - Hot Water Non Potable Supply | 6/30/2026
Life Time Fitness | 17007 Elm Plz | Omaha | NE | 68130-1806 | Douglas | NE07632 | Active | 63639 | G-12-2280 | 2012 | Aerco International | FT - Firetube Boiler | HWSP - Hot Water Non Potable Supply | 6/30/2026
Life Time Fitness | 17007 Elm Plz | Omaha | NE | 68130-1806 | Douglas | NE07633 | Active | 57174 | G102035 | 2010 | Aerco International | FT - Firetube Boiler | HWSP - Hot Water Non Potable Supply | 6/30/2026
Life Time Fitness | 17007 Elm Plz | Omaha | NE | 68130-1806 | Douglas | NE07634 | Scrapped/Junked | 53737 | 91466 | 2007 | Lattner Boiler Co | ELBL - Electric Boiler | STHT - Steam-Heat | 6/30/2025
Life Time Fitness | 17007 Elm Plz | Omaha | NE | 68130-1806 | Douglas | NE07635 | Scrapped/Junked | 53736 | 91465 | 2007 | Lattner Boiler Co | ELBL - Electric Boiler | STHT - Steam-Heat | 6/30/2025
Life Time Fitness | 17007 Elm Plz | Omaha | NE | 68130-1806 | Douglas | NE43563 | Active | 60159 | 99208 | 2023 | Lattner Boiler Co | ELBL - Electric Boiler | SAUN - Sauna Steam Room Heat | 6/30/2026
Life Time Fitness | 17007 Elm Plz | Omaha | NE | 68130-1806 | Douglas | NE43564 | Active | 60405 | 99452 | 2024 | Lattner Boiler Co | ELBL - Electric Boiler | SAUN - Sauna Steam Room Heat | 6/30/2026
Anchor Pointe Elem School | 17007 N HSW Cleveland Blvd | Bennington | NE | 68007 | Douglas | NE28586 | Active | 148939 | F010379 | 2019 | PVI Industries | CHWH - ASME/Fired Water Heater | HWSD - Hot Water Dom/Potable | 10/31/2026
VALLEY BANK | 1701 1st Ave | Scottsbluff | NE | 69361-2402 | SCOTTS BLUFF | NE21153 | Scrapped/Junked |  | 57281 | 1967 | KEWANEE | FTFB - Firetube-Firebox Boiler | HWHT - Hot Water Heat | 11/30/2002
SUPER 8 MOTEL | 1701 31st St | Central City | NE | 68826-2715 | MERRICK | NE30796 | Exempt 1999 LB-66 |  | MC95-0417651930 | 1995 | AO SMITH | AHWH - ANSI/Fired Water Htr | HWSD - Hot Water Dom/Potable | 12/31/1999
SUPER 8 MOTEL | 1701 31st St | Central City | NE | 68826-2715 | MERRICK | NE30797 | Exempt 1999 LB-66 |  | MC95-0417649930 | 1995 | AO SMITH | AHWH - ANSI/Fired Water Htr | HWSD - Hot Water Dom/Potable | 12/31/1999
Berean Bible Church-BMIC#407375 | 1701 Ave K | Scottsbluff | NE | 69361-2209 | Scotts Bluff | NE03936 | Active | n/a | 566A | 1970 | national crane | CI - Cast Iron | HWHT - Hot Water Heat | 10/31/2026
Berean Bible Church-BMIC#407375 | 1701 Ave K | Scottsbluff | NE | 69361-2209 | Scotts Bluff | NE03965 | Active | n/a | 1B-J1 | 1965 | American Standard | CI - Cast Iron | HWHT - Hot Water Heat | 10/31/2026
Apartment Building - Daubert | 1701 B St | Lincoln | NE | 68502-1542 | Lancaster | NE09885 | Scrapped/Junked | N/A | G-406 | 1965 | American Standard | CI - Cast Iron | HWHT - Hot Water Heat | 2/28/2024
Apartment Building - Daubert | 1701 B St | Lincoln | NE | 68502-1542 | Lancaster | NE42740 | Active | 418516 | 24418516 | 2024 | Lochinvar | CPFT - Horiz Cpr Fin Boiler | HWHT - Hot Water Heat | 7/31/2026
Ponca Tribe Of Nebraska | 1701 E St | Lincoln | NE | 68508-3429 | Lancaster | NE10053 | Active | 30282 | D11N22808 | 2007 | Giannoni France | CPFT - Horiz Cpr Fin Boiler | HWHT - Hot Water Heat | 5/31/2026
Ponca Tribe Of Nebraska | 1701 E St | Lincoln | NE | 68508-3429 | Lancaster | NE10054 | Active | 9192 | K28622650 | 2004 | Giannoni France | CPFT - Horiz Cpr Fin Boiler | HWHT - Hot Water Heat | 5/31/2026
Ponca Tribe Of Nebraska | 1701 E St | Lincoln | NE | 68508-3429 | Lancaster | NE10055 | Active | 23747 | B20K2516 | 2005 | Giannoni France | CPFT - Horiz Cpr Fin Boiler | HWHT - Hot Water Heat | 5/31/2026
Ponca Tribe Of Nebraska | 1701 E St | Lincoln | NE | 68508-3429 | Lancaster | NE37496 | Scrapped/Junked |  | 211A-87570393 | 1993 | PEERLESS HEATER COMPANY |  | HWHT - Hot Water Heat | 2/29/2008
Patriot Elementary School | 1701 Hardwood Dr | Papillion | NE | 68046-4502 | Sarpy | NE13398 | Active | 17429 | M054030 | 2007 | PRECISION BOILERS | ELBL - Electric Boiler | HWHT - Hot Water Heat | 7/31/2026
UNL EAST CAMPUS | 1701 N 35th St | Lincoln | NE | 68503-1424 | LANCASTER | NE17679 | Exempt 1999 LB-66 |  | MD96-0514782960 | 1996 | AO SMITH | AHWH - ANSI/Fired Water Htr | HWSD - Hot Water Dom/Potable | 8/31/1999
UNL EAST CAMPUS | 1701 N 35th St | Lincoln | NE | 68503-1424 | LANCASTER | NE17681 | Inactive |  | MC880122091830 | 1988 | AO SMITH | AHWH - ANSI/Fired Water Htr | HWSD - Hot Water Dom/Potable | 8/31/1999
Happy Hollow Country Club | 1701 S 105th St | Omaha | NE | 68124-1014 | Douglas | NE04667 | Scrapped/Junked | 39877 | 2984 | 1986 | KEWANEE | FTFB - Firetube-Firebox Boiler | STHT - Steam-Heat | 8/31/2002
Happy Hollow Country Club | 1701 S 105th St | Omaha | NE | 68124-1014 | Douglas | NE04814 | Scrapped/Junked | 4359 | 1901242 | 1990 | LAARS HEATING SYSTEMS CO | WT - Water Tube Boiler | HWSD - Hot Water Dom/Potable | 8/31/2002
Happy Hollow Country Club | 1701 S 105th St | Omaha | NE | 68124-1014 | Douglas | NE04815 | Scrapped/Junked | 4360 | 1901243 | 1990 | LAARS HEATING SYSTEMS CO | WT - Water Tube Boiler | HWSD - Hot Water Dom/Potable | 8/31/2002
Happy Hollow Country Club | 1701 S 105th St | Omaha | NE | 68124-1014 | Douglas | NE05683 | Scrapped/Junked | 39157 | 028460036 | 1984 | RHEEM MANUFACTURING CO | CHWH - ASME/Fired Water Heater | HWSD - Hot Water Dom/Potable | 10/31/2003
Happy Hollow Country Club | 1701 S 105th St | Omaha | NE | 68124-1014 | Douglas | NE05684 | Scrapped/Junked | 32104 | C933446 | 1994 | LOCHINVAR | CPFT - Horiz Cpr Fin Boiler | OPHT - Outdoor Pool Heater | 10/31/2004
Happy Hollow Country Club | 1701 S 105th St | Omaha | NE | 68124-1014 | Douglas | NE05685 | Exempt 1999 LB-66 | 37376 |  | 1989 | AO SMITH | AHWH - ANSI/Fired Water Htr | HWSD - Hot Water Dom/Potable | 8/31/1999
Happy Hollow Country Club | 1701 S 105th St | Omaha | NE | 68124-1014 | Douglas | NE10530 | Active | 71027 | G-15-0640 | 2015 | Aerco International | FTVT - Firetube Vertical TB | HWHT - Hot Water Heat | 10/31/2026
Happy Hollow Country Club | 1701 S 105th St | Omaha | NE | 68124-1014 | Douglas | NE10531 | Active | 55364 | G-10-0272 | 2010 | Aerco International | FTVT - Firetube Vertical TB | HWHT - Hot Water Heat | 10/31/2026
Happy Hollow Country Club | 1701 S 105th St | Omaha | NE | 68124-1014 | Douglas | NE15068 | Scrapped/Junked | 102707 | 102707 | 2003 | CLVR | FT - Firetube Boiler | 0021 - Steam Supp Cooker/Kettle | 10/31/2009
Happy Hollow Country Club | 1701 S 105th St | Omaha | NE | 68124-1014 | Douglas | NE41946 | Scrapped/Junked | 500953 | 2001500953 | 2020 | Raypak | CPFT - Horiz Cpr Fin Boiler | OPHT - Outdoor Pool Heater | 10/31/2023
Happy Hollow Country Club | 1701 S 105th St | Omaha | NE | 68124-1014 | Douglas | NE43582 | Active | 427925 | 24427925 | 2024 | Lochinvar | FTVT - Firetube Vertical TB | OPHT - Outdoor Pool Heater | 10/31/2026
HI PERFORMANCE CAR WASH | 1701 S 13th St | Omaha | NE | 68108-1024 | Douglas | NE16460 | Inactive | 23506 | 0481100866 | 1984 | RAYPAK INC, CALIFORNIA | WT - Water Tube Boiler | HWSP - Hot Water Non Potable Supply | 11/30/2002
HI PERFORMANCE CAR WASH | 1701 S 13th St | Omaha | NE | 68108-1024 | Douglas | NE16461 | Inactive | 28644 | 088210813 | 1984 | BRYAN STEAM LLC | WT - Water Tube Boiler | HWHT - Hot Water Heat | 11/30/2002
The Sowers Club | 1701 S 17th St | Lincoln | NE | 68502-2641 | Lancaster | NE30717 | Exempt 1999 LB-66 |  | RN07908126 | 1990 | Rheem Manufacturing Co | AHWH - ANSI/Fired Water Htr | HWSD - Hot Water Dom/Potable | 6/30/1999
The Sowers Club | 1701 S 17th St | Lincoln | NE | 68502-2641 | Lancaster | NE30794 | Active | N/A | 373-95 | 1995 | Vaillant | CI - Cast Iron | HWHT - Hot Water Heat | 11/30/2026
The Sowers Club | 1701 S 17th St | Lincoln | NE | 68502-2641 | Lancaster | NE30795 | Active | N/A | 373-96 | 1996 | Vaillant | CI - Cast Iron | HWHT - Hot Water Heat | 11/30/2026
Apartment Building | 1701 S 24th St | Lincoln | NE | 68502-3001 | Lancaster | NE25560 | Scrapped/Junked | N/A | 211-6219 | 1979 | Peerless | CI - Cast Iron | STHT - Steam-Heat | 3/31/2023
Apartment Building | 1701 S 24th St | Lincoln | NE | 68502-3001 | Lancaster | NE42675 | Active | 21353 | 23F-9261 | 2023 | Aldrich | FTFB - Firetube-Firebox Boiler | STHT - Steam-Heat | 5/31/2026
College Of Saint Mary | 1701 S 72nd St | Omaha | NE | 68124-2305 | Douglas | NE12575 | Active | 121488 | M07M006351 | 2007 | AOSM | CHWH - ASME/Fired Water Heater | HWDP - Hotwater Heat & Dom Supply | 1/31/2026
College Of Saint Mary | 1701 S 72nd St | Omaha | NE | 68124-2305 | Douglas | NE12676 | Scrapped/Junked | 121446 | M07M005017 | 2007 | AOSM | CHWH - ASME/Fired Water Heater | HWDP - Hotwater Heat & Dom Supply | 1/31/2022
College Of Saint Mary | 1701 S 72nd St | Omaha | NE | 68124-2305 | Douglas | NE41278 | Active | 284467 | 2129125290831 | 2021 | AO SMITH | CHWH - ASME/Fired Water Heater | HWSD - Hot Water Dom/Potable | 1/31/2026
Super 8 Motel | 1701 S Hwy 71 | Kimball | NE | 69145-2086 | Kimball | NE24167 | Active | 131323 | 131323 | 2012 | RHEEM | CHWH - ASME/Fired Water Heater | HWSD - Hot Water Dom/Potable | 6/30/2027
Super 8 Motel | 1701 S Hwy 71 | Kimball | NE | 69145-2086 | Kimball | NE40431 | Out of Service | n/a | ML89-0050376880 | 1989 | AOSM | CHWH - ASME/Fired Water Heater | HWSD - Hot Water Dom/Potable | 6/30/2019
Super 8 Motel | 1701 S Hwy 71 | Kimball | NE | 69145-2086 | Kimball | NE40432 | Scrapped/Junked | N/A | ML89-0050374880 | 1989 | AOSM | CHWH - ASME/Fired Water Heater | HWSD - Hot Water Dom/Potable | 6/30/2012
Sustainable Beef, LLC | 1701 S Newberry Access Rd | North Platte | NE | 69101-0027 | Lincoln | NE43164 | Active | 20072 | 20072 | 2023 | Superior Boiler Works | FTHT - Firetube Horizontal | PROC - Process Steam | 2/28/2026
Sustainable Beef, LLC | 1701 S Newberry Access Rd | North Platte | NE | 69101-0027 | Lincoln | NE43165 | Active | 223 | 22-027-A | 2023 | Heatmizer | ECON - Boiler Economizer | PSSH - Process Steam Superheater | 2/28/2026
Sustainable Beef, LLC | 1701 S Newberry Access Rd | North Platte | NE | 69101-0027 | Lincoln | NE43166 | Active | 20070 | 20070 | 2023 | Superior Boiler Works | FTHT - Firetube Horizontal | PROC - Process Steam | 2/28/2026
Sustainable Beef, LLC | 1701 S Newberry Access Rd | North Platte | NE | 69101-0027 | Lincoln | NE43167 | Active | 225 | 22-027-C | 2023 | Heatmizer | ECON - Boiler Economizer | PSSH - Process Steam Superheater | 2/28/2026
Sustainable Beef, LLC | 1701 S Newberry Access Rd | North Platte | NE | 69101-0027 | Lincoln | NE43168 | Active | 20069 | 20069 | 2023 | Superior Boiler Works | FTHT - Firetube Horizontal | PROC - Process Steam | 2/28/2026
Sustainable Beef, LLC | 1701 S Newberry Access Rd | North Platte | NE | 69101-0027 | Lincoln | NE43169 | Active | 224 | 22-027-B | 2023 | Heatmizer | ECON - Boiler Economizer | PSSH - Process Steam Superheater | 2/28/2026
Sustainable Beef, LLC | 1701 S Newberry Access Rd | North Platte | NE | 69101-0027 | Lincoln | NE43636 | Active | 276012 | 276012 | 2020 | A O Smith | CHWH - ASME/Fired Water Heater | HWSD - Hot Water Dom/Potable | 2/28/2026
Sustainable Beef, LLC | 1701 S Newberry Access Rd | North Platte | NE | 69101-0027 | Lincoln | NE43637 | Active | 326112 | 326112 | 2020 | A O Smith | CHWH - ASME/Fired Water Heater | HWSD - Hot Water Dom/Potable | 2/28/2026
City of Omaha-Elkhorn's Common Ground | 1701 Veterans Dr | Elkhorn | NE | 68022-2756 | Douglas | NE06198 | Active | 41609 | G-04-1245 | 2004 | Aerco International | FT - Firetube Boiler | HWHT - Hot Water Heat | 9/30/2026
City of Omaha-Elkhorn's Common Ground | 1701 Veterans Dr | Elkhorn | NE | 68022-2756 | Douglas | NE06199 | Active | 41610 | G-04-1246 | 2004 | Aerco International | FTVT - Firetube Vertical TB | HWHT - Hot Water Heat | 9/30/2026
City of Omaha-Elkhorn's Common Ground | 1701 Veterans Dr | Elkhorn | NE | 68022-2756 | Douglas | NE06401 | Scrapped/Junked | 225613 | 0409225613 | 2004 | Raypak | CPFH - Copper Fin Water Heater | IPHT - Indoor Pool Heater | 9/30/2016
City of Omaha-Elkhorn's Common Ground | 1701 Veterans Dr | Elkhorn | NE | 68022-2756 | Douglas | NE06402 | Scrapped/Junked | 89711 | H04M009626/89711 | 2004 | AO SMITH | CHWH - ASME/Fired Water Heater | HWSD - Hot Water Dom/Potable | 9/30/2013
City of Omaha-Elkhorn's Common Ground | 1701 Veterans Dr | Elkhorn | NE | 68022-2756 | Douglas | NE06403 | Scrapped/Junked | 89710 | H04M009627/89710 | 2004 | AO SMITH | CHWH - ASME/Fired Water Heater | HWSD - Hot Water Dom/Potable | 9/30/2024
City of Omaha-Elkhorn's Common Ground | 1701 Veterans Dr | Elkhorn | NE | 68022-2756 | Douglas | NE06404 | Inactive | 89709 | H04M009625/89709 | 2004 | AO SMITH | CHWH - ASME/Fired Water Heater | HWSD - Hot Water Dom/Potable | 9/30/2020
City of Omaha-Elkhorn's Common Ground | 1701 Veterans Dr | Elkhorn | NE | 68022-2756 | Douglas | NE25795 | Active | 180463 | 180463 | 2013 | AO SMITH | CHWH - ASME/Fired Water Heater | HWSD - Hot Water Dom/Potable | 9/30/2026
City of Omaha-Elkhorn's Common Ground | 1701 Veterans Dr | Elkhorn | NE | 68022-2756 | Douglas | NE28550 | Active | 272075 | C15272075 | 2015 | Laars | CPPH - Ansi Cpr Fin Pool Heater | IPHT - Indoor Pool Heater | 9/30/2026
City of Omaha-Elkhorn's Common Ground | 1701 Veterans Dr | Elkhorn | NE | 68022-2756 | Douglas | NE42709 | Active | 572338 | D1.22.41.00939 | 2022 | Lochinvar | COWH - Coil Type Water Heater | HWSD - Hot Water Dom/Potable | 9/30/2026
Un of Kearney/University Heights Unit A | 1701 W 35th | Kearney | NE | 68845-2763 | BUFFALO | NE15840 | Scrapped/Junked | 29256 | 8290689 | 1980 | TELEDYNE LAARS | WT - Water Tube Boiler | HWSD - Hot Water Dom/Potable | 8/31/2007
Un of Kearney/University Heights Unit A | 1701 W 35th | Kearney | NE | 68845-2763 | BUFFALO | NE15843 | Inactive | 29254 |  | 1980 | LAARS HEATING SYSTEMS CO | WT - Water Tube Boiler | HWSD - Hot Water Dom/Potable | 8/31/2002
Un of Kearney/University Heights Unit A | 1701 W 35th | Kearney | NE | 68845-2763 | BUFFALO | NE15844 | Scrapped/Junked | 29257 | 8290690 | 1980 | TELEDYNE LAARS | WT - Water Tube Boiler | HWSD - Hot Water Dom/Potable | 8/31/2008
Un of Kearney/University Heights Unit A | 1701 W 35th | Kearney | NE | 68845-2763 | BUFFALO | NE17696 | Exempt 1999 LB-66 |  | RN0192000125 | 1992 | RHEEM MANUFACTURING CO | AHWH - ANSI/Fired Water Htr | HWSD - Hot Water Dom/Potable | 8/31/2000
Apartment Building | 1701 W 35th St | Kearney | NE | 68845-2763 | Buffalo | NE15841 | Scrapped/Junked | 29258 |  | 1980 | TELEDYNE LAARS | CPFT - Horiz Cpr Fin Boiler | HWSD - Hot Water Dom/Potable | 8/31/2006
Apartment Building | 1701 W 35th St | Kearney | NE | 68845-2763 | Buffalo | NE17611 | Scrapped/Junked | 7779 | 93E-3998 | 1993 | Aldrich | FTFB - Firetube-Firebox Boiler | HWHT - Hot Water Heat | 1/31/2018
Apartment Building | 1701 W 35th St | Kearney | NE | 68845-2763 | Buffalo | NE17612 | Scrapped/Junked | 7777 | 93E3996 | 1993 | Aldrich | FTFB - Firetube-Firebox Boiler | HWHT - Hot Water Heat | 1/31/2018
Apartment Building | 1701 W 35th St | Kearney | NE | 68845-2763 | Buffalo | NE13128 | Scrapped/Junked | 112360 | 112360 | 2008 | RHEEM | CHWH - ASME/Fired Water Heater | HWSD - Hot Water Dom/Potable | 1/31/2023
Apartment Building | 1701 W 35th St | Kearney | NE | 68845-2763 | Buffalo | NE15849 | Out of Service | 43485 | 96328 | 1991 | Kewanee | FTFB - Firetube-Firebox Boiler | HWHT - Hot Water Heat | 1/31/2018
Apartment Building | 1701 W 35th St | Kearney | NE | 68845-2763 | Buffalo | NE15850 | Out of Service | 43484 | 97056 | 1991 | Kewanee | FTFB - Firetube-Firebox Boiler | HWHT - Hot Water Heat | 1/31/2018
Apartment Building | 1701 W 35th St | Kearney | NE | 68845-2763 | Buffalo | NE17684 | Out of Service | 8714 | 96E-5652 | 1996 | Aldrich | FTFB - Firetube-Firebox Boiler | HWHT - Hot Water Heat | 1/31/2018
Apartment Building | 1701 W 35th St | Kearney | NE | 68845-2763 | Buffalo | NE17685 | Out of Service | 8710 | 96E-5648 | 1996 | Aldrich | FT - Firetube Boiler | HWHT - Hot Water Heat | 1/31/2018
Roja Mexican Grill | 17010 Wright Plz Ste 100 | Omaha | NE | 68130-4659 | Douglas | NE02385 | Scrapped/Junked | 78537 | M03-30 | 2003 | STAT | CHWH - ASME/Fired Water Heater | HWSD - Hot Water Dom/Potable | 11/30/2014
Legacy Commons Apartments | 17011 Wright Plaza | Omaha | NE | 68130-2016 | Douglas | NE22745 | Inactive | 346919 | 1210346919 | 2012 | Raypak | CHWH - ASME/Fired Water Heater | OPHT - Outdoor Pool Heater | 6/30/2024
MICKLIN HOME IMPROVEMENT | 1702 Cuming St | Omaha | NE | 68102-4425 | Douglas | NE03464 | Inactive |  |  | 1927 | US RADIATOR |  | STHT - Steam-Heat | 1/31/1990
The Siena Francis House | 1702 Nicholas St | Omaha | NE | 68102-4119 | Douglas | NE12886 | Exempt 1999 LB-66 |  | 00000L939228712 | 1993 | STATE INDUSTRIES | AHWH - ANSI/Fired Water Htr | HWSD - Hot Water Dom/Potable | 8/31/2000
The Siena Francis House | 1702 Nicholas St | Omaha | NE | 68102-4119 | Douglas | NE12887 | Scrapped/Junked | 44623 | L93525973 | 1992 | STATE INDUSTRIES | CHWH - ASME/Fired Water Heater | HWSD - Hot Water Dom/Potable | 8/31/2007
The Siena Francis House | 1702 Nicholas St | Omaha | NE | 68102-4119 | Douglas | NE12888 | Exempt 1999 LB-66 |  | L939228711 | 1993 | STATE INDUSTRIES | AHWH - ANSI/Fired Water Htr | HWSD - Hot Water Dom/Potable | 8/31/2000
The Siena Francis House | 1702 Nicholas St | Omaha | NE | 68102-4119 | Douglas | NE12889 | Scrapped/Junked | 44814 | L93806100 | 1993 | STATE INDUSTRIES | CHWH - ASME/Fired Water Heater | HWSD - Hot Water Dom/Potable | 8/31/2007
The Siena Francis House | 1702 Nicholas St | Omaha | NE | 68102-4119 | Douglas | NE12890 | Scrapped/Junked | 44812 | L93806101 | 1993 | STATE INDUSTRIES | CHWH - ASME/Fired Water Heater | HWSD - Hot Water Dom/Potable | 8/31/2007
The Siena Francis House | 1702 Nicholas St | Omaha | NE | 68102-4119 | Douglas | NE16063 | Scrapped/Junked | 120906 | L07M008281 | 2007 | A O Smith | CHWH - ASME/Fired Water Heater | HWSD - Hot Water Dom/Potable | 3/31/2017
CREIGHTON UNIVERSITY | 1702 WEBSTER ST | OMAHA | NE | 68102 | Douglas | NE03468 | Scrapped/Junked |  | 211-8533 | 1984 | PEERLESS HEATER COMPANY |  | STHT - Steam-Heat | 4/30/2007
Razorback Farms LNG Site | 17028 370th Ave | Columbus | NE | 68601-3131 | Platte | NE41087 | Active | 51630 | 51630 | 1997 | Ajax | WT - Water Tube Boiler | HWCA - Hotwater to Coil Htexchgr | 9/30/2026
PM Millpro NE | 1703 N Harrison St | O'Neill | NE | 68763-2256 | Holt | NE07385 | Active | 693 | VW9-1253-Y06 | 2006 | SUSSMAN | ELBL - Electric Boiler | HWHT - Hot Water Heat | 3/31/2026
PM Millpro NE | 1703 N Harrison St | O'Neill | NE | 68763-2256 | Holt | NE07386 | Active | 694 | VW9-1254Y06 | 2006 | SUSSMAN | ELBL - Electric Boiler | HWHT - Hot Water Heat | 3/31/2026
PM Millpro NE | 1703 N Harrison St | O'Neill | NE | 68763-2256 | Holt | NE12109 | Active | 236 | 6003.0429 | 2003 | Crone | FT - Firetube Boiler | HWHT - Hot Water Heat | 3/31/2026
PM Millpro NE | 1703 N Harrison St | O'Neill | NE | 68763-2256 | Holt | NE12110 | Active | 235 | 6003.0428 | 2003 | Crone | FT - Firetube Boiler | HWHT - Hot Water Heat | 3/31/2026
PM Millpro NE | 1703 N Harrison St | O'Neill | NE | 68763-2256 | Holt | NE19538 | Active | 54537 | 92716 | 2008 | Lattner Boiler Co | ELBL - Electric Boiler | HWHT - Hot Water Heat | 3/31/2026
PM Millpro NE | 1703 N Harrison St | O'Neill | NE | 68763-2256 | Holt | NE19539 | Active | 54813 | 93138 | 2009 | Lattner Boiler Co | ELBL - Electric Boiler | HWHT - Hot Water Heat | 3/31/2026
CITY OF FREMONT | 1703 N RONIN HOUSE | FREMONT | NE | 68025 | DODGE | NE05570 | Inactive |  | A0206 | 1955 | NATIONAL RADIATOR |  | STHT - Steam-Heat | 9/30/2001
CHI Lakeside Surgery Center | 17030 Lakeside Hills Plz Ste 110 | Omaha | NE | 68130-2396 | Douglas | NE08113 | Active | 54660 | 95266 | 2007 | BRYA | WT - Water Tube Boiler | PROC - Process Steam | 5/31/2026
CHI Lakeside Surgery Center | 17030 Lakeside Hills Plz Ste 110 | Omaha | NE | 68130-2396 | Douglas | NE08114 | Active | 54663 | 95269 | 2007 | BRYA | WT - Water Tube Boiler | PROC - Process Steam | 5/31/2026
BAUMGARTNERS INC | 1705 Broadway | Scottsbluff | NE | 69361-2434 | SCOTTS BLUFF | NE35168 | Inactive |  | SN1G9V | 1961 | AMERICAN STANDARD |  | STHT - Steam-Heat | 3/31/1993
Prairie View Gardens | 1705 Prairie View Pl | Kearney | NE | 68845-8300 | Buffalo | NE07681 | Scrapped/Junked | 9447 | 2005490027 | 2005 | Lochinvar | COBL - Coil Type Boiler | HWHT - Hot Water Heat | 1/31/2026
Prairie View Gardens | 1705 Prairie View Pl | Kearney | NE | 68845-8300 | Buffalo | NE07682 | Scrapped/Junked | 10887 | 2006010032 | 2006 | Lochinvar | COBL - Coil Type Boiler | HWHT - Hot Water Heat | 1/31/2025
Prairie View Gardens | 1705 Prairie View Pl | Kearney | NE | 68845-8300 | Buffalo | NE09686 | Scrapped/Junked | 158904 | 9904158904 | 1999 | RayPak Inc, California | WT - Water Tube Boiler | HWHT - Hot Water Heat | 10/31/2006
Prairie View Gardens | 1705 Prairie View Pl | Kearney | NE | 68845-8300 | Buffalo | NE09688 | Scrapped/Junked | 158903 | 9904158903 | 1999 | RayPak Inc, California | WT - Water Tube Boiler | HWHT - Hot Water Heat | 10/31/2006
Prairie View Gardens | 1705 Prairie View Pl | Kearney | NE | 68845-8300 | Buffalo | NE42940 | Active | 449194 | SN23.PG80.95.00822 | 2023 | Lochinvar | COBL - Coil Type Boiler | HWHT - Hot Water Heat | 1/31/2027
Prairie View Gardens | 1705 Prairie View Pl | Kearney | NE | 68845-8300 | Buffalo | NE43862 | Active | 504509 | 25.PG80.95.0001 | 2025 | Lochinvar | COBL - Coil Type Boiler | HWHT - Hot Water Heat | 1/31/2026
College Of Saint Mary | 1705 S 72nd St | Omaha | NE | 68124-1744 | Douglas | NE26233 | Active | 72571 | 72571 | 2001 | State Industries | CHWH - ASME/Fired Water Heater | HWSD - Hot Water Dom/Potable | 1/31/2026
Midwest Theater | 1707 Broadway | Scottsbluff | NE | 69361-2434 | Scotts Bluff | NE34245 | Inactive |  | 211-6896 | 1979 | Peerless Heater Company | CI - Cast Iron | STHT - Steam-Heat | 2/28/2006
Colonial Pointe Apartment | 1707 Independence Ln Bldg 3 | Bellevue | NE | 68123-4894 | Sarpy | NE16077 | Active | 222847 | K09H00222847 | 2009 | Lochinvar | CPFT - Horiz Cpr Fin Boiler | HWSD - Hot Water Dom/Potable | 9/30/2027
Lanoha Real Estate Company | 17070 Wright Plz | Omaha | NE | 68130-2083 | Douglas | NE12040 | Active | 110915 | 0803110915 | 2003 | Pvi | CHWH - ASME/Fired Water Heater | HWSD - Hot Water Dom/Potable | 1/31/2027
Lanoha Real Estate Company | 17070 Wright Plz | Omaha | NE | 68130-2083 | Douglas | NE12041 | Active | 110916 | 0803110916 | 2003 | Pvi | CHWH - ASME/Fired Water Heater | HWSD - Hot Water Dom/Potable | 1/31/2027
Kermit's Superwash | 1708 N Diers Ave | Grand Island | NE | 68803-1227 | Hall | NE06297 | Active | 145953 | 0392 | 2005 | Columbia Boiler Co. | WT - Water Tube Boiler | HWHP - Hot Water Heat & Nonpotable | 9/30/2026
Tom Dinsdale Automotive | 1708 S Webb Rd | Grand Island | NE | 68803 | Hall | NE25384 | Active | 137391 | 0314137391 | 2014 | Centauri | WT - Water Tube Boiler | HWHF - Hot Water Heat-Floor | 1/31/2027
Tom Dinsdale Automotive | 1708 S Webb Rd | Grand Island | NE | 68803 | Hall | NE25385 | Active | 137390 | 0314137390 | 2014 | Centauri | WT - Water Tube Boiler | HWHF - Hot Water Heat-Floor | 1/31/2027
PRESSED 4 TIME INC | 1709 1st Ave | Scottsbluff | NE | 69361-2402 | SCOTTS BLUFF | NE04906 | Inactive |  | 44477 | 1989 | AO SMITH | AHWH - ANSI/Fired Water Htr | HWSD - Hot Water Dom/Potable | 7/31/2005
PRESSED 4 TIME INC | 1709 1st Ave | Scottsbluff | NE | 69361-2402 | SCOTTS BLUFF | NE16797 | Inactive | 39511 |  | 1991 | PARKER BOILER CO | WT - Water Tube Boiler | PROC - Process Steam | 7/31/2005
First Assembly Of God | 1709 E 27th St | Scottsbluff | NE | 69361-1816 | Scotts Bluff | NE18180 | Scrapped/Junked |  | 0000037235 | 1994 | Valliant | CI - Cast Iron | HWHT - Hot Water Heat | 1/31/1999
First Assembly Of God | 1709 E 27th St | Scottsbluff | NE | 69361-1816 | Scotts Bluff | NE21165 | Scrapped/Junked |  | 809B | 1997 | BURNHAM COMM/INDUST |  | HWHT - Hot Water Heat | 1/31/1999
Douglas County Criminal Justice Center | 1709 Jackson St | Omaha | NE | 68102-2513 | Douglas | NE07619 | Scrapped/Junked | none | 211A-138501298 | 2002 | Peerless | CI - Cast Iron | STHT - Steam-Heat | 6/30/2015
Douglas County Criminal Justice Center | 1709 Jackson St | Omaha | NE | 68102-2513 | Douglas | NE07620 | Scrapped/Junked | 01665 | 4G018809 | 1991 | Cleaver & Brooks | WT - Water Tube Boiler | STHT - Steam-Heat | 6/30/2015
Douglas County Criminal Justice Center | 1709 Jackson St | Omaha | NE | 68102-2513 | Douglas | NE26390 | Active | 69564 | G-14-2472 | 2014 | Aerco | COND - Condenser | HWHT - Hot Water Heat | 6/30/2026
Douglas County Criminal Justice Center | 1709 Jackson St | Omaha | NE | 68102-2513 | Douglas | NE26391 | Active | 69411 | G-14-2320 | 2014 | Aerco | COND - Condenser | HWHT - Hot Water Heat | 6/30/2026
UNL Massengale Residential Cntr | 1710 Arbor Dr | Lincoln | NE | 68503-2082 | Lancaster | NE26934 | Active | 216567 | 216567 | 2016 | State Industries | CHWH - ASME/Fired Water Heater | HWSD - Hot Water Dom/Potable | 6/30/2026
UNL Massengale Residential Cntr | 1710 Arbor Dr | Lincoln | NE | 68503-2082 | Lancaster | NE26935 | Active | 216566 | 216566 | 2016 | State Industries | CHWH - ASME/Fired Water Heater | HWSD - Hot Water Dom/Potable | 6/30/2026
Superior Good Samaritan | 1710 Idaho St | Superior | NE | 68978-9574 | Nuckolls | NE05056 | Active | n/a | 211A-9096-0993 | 1993 | Peerless | CI - Cast Iron | HWHT - Hot Water Heat | 4/30/2026
Superior Good Samaritan | 1710 Idaho St | Superior | NE | 68978-9574 | Nuckolls | NE05057 | Scrapped/Junked |  | 0693G01095 | 1993 | RHEEM MANUFACTURING CO | AHWH - ANSI/Fired Water Htr | HWSD - Hot Water Dom/Potable | 4/30/2008
Superior Good Samaritan | 1710 Idaho St | Superior | NE | 68978-9574 | Nuckolls | NE09628 | Inactive | n/a | 64396159 | 2001 | Burnham | CI - Cast Iron | HWHT - Hot Water Heat | 4/30/2018
Superior Good Samaritan | 1710 Idaho St | Superior | NE | 68978-9574 | Nuckolls | NE09629 | Inactive | n/a | 64294589 | 2001 | Burnham | CI - Cast Iron | HWHT - Hot Water Heat | 4/30/2018
Superior Good Samaritan | 1710 Idaho St | Superior | NE | 68978-9574 | Nuckolls | NE09630 | Scrapped/Junked | 58912 | LA011006133 | 2001 | AOSM | CHWH - ASME/Fired Water Heater | HWSD - Hot Water Dom/Potable | 4/30/2013
Superior Good Samaritan | 1710 Idaho St | Superior | NE | 68978-9574 | Nuckolls | NE12399 | Out of Service | 84253 | MB040005526 | 2004 | AO SMITH | CHWH - ASME/Fired Water Heater | HWSD - Hot Water Dom/Potable | 4/30/2013
Superior Good Samaritan | 1710 Idaho St | Superior | NE | 68978-9574 | Nuckolls | NE13334 | Scrapped/Junked | 119300 | 119300 | 2007 | AO SMITH | CHWH - ASME/Fired Water Heater | HWSD - Hot Water Dom/Potable | 4/30/2016
Superior Good Samaritan | 1710 Idaho St | Superior | NE | 68978-9574 | Nuckolls | NE15958 | Scrapped/Junked |  | 60-52657 | 1980 | PEERLESS HEATER COMPANY |  | HWHT - Hot Water Heat | 4/30/2002
Superior Good Samaritan | 1710 Idaho St | Superior | NE | 68978-9574 | Nuckolls | NE17198 | Scrapped/Junked | 30549 |  | 1995 | AO SMITH | CHWH - ASME/Fired Water Heater | HWSD - Hot Water Dom/Potable | 4/30/2002
Superior Good Samaritan | 1710 Idaho St | Superior | NE | 68978-9574 | Nuckolls | NE22003 | Exempt 1999 LB-66 |  | LK96-0584063 | 1996 | AO SMITH | AHWH - ANSI/Fired Water Htr | HWSD - Hot Water Dom/Potable | 4/30/1999
Superior Good Samaritan | 1710 Idaho St | Superior | NE | 68978-9574 | Nuckolls | NE22004 | Exempt 1999 LB-66 |  | 1296-G02879 | 1996 | RHEEM-RUUD | AHWH - ANSI/Fired Water Htr | HWSD - Hot Water Dom/Potable | 4/30/1999
Superior Good Samaritan | 1710 Idaho St | Superior | NE | 68978-9574 | Nuckolls | NE22005 | Exempt 1999 LB-66 |  | 1296-G02873 | 1996 | RHEEM-RUUD | AHWH - ANSI/Fired Water Htr | HWSD - Hot Water Dom/Potable | 4/30/1999
Superior Good Samaritan | 1710 Idaho St | Superior | NE | 68978-9574 | Nuckolls | NE22006 | Scrapped/Junked | 136070 | 9612136070 | 1996 | Raypak | CPFT - Horiz Cpr Fin Boiler | HWHT - Hot Water Heat | 4/30/2012
Superior Good Samaritan | 1710 Idaho St | Superior | NE | 68978-9574 | Nuckolls | NE22373 | Scrapped/Junked | 36146 | LK96-0584065 | 1996 | AO SMITH | CHWH - ASME/Fired Water Heater | HWSD - Hot Water Dom/Potable | 4/30/2012
Superior Good Samaritan | 1710 Idaho St | Superior | NE | 68978-9574 | Nuckolls | NE22374 | Scrapped/Junked | 35983 | LK96-0584063 | 1996 | AO SMITH | CHWH - ASME/Fired Water Heater | HWSD - Hot Water Dom/Potable | 4/30/2004
Superior Good Samaritan | 1710 Idaho St | Superior | NE | 68978-9574 | Nuckolls | NE24546 | Scrapped/Junked | 226440 | 63831 | 2011 | Trinity | WTSS - Watertube SS Steel | HWHT - Hot Water Heat | 4/30/2025
Superior Good Samaritan | 1710 Idaho St | Superior | NE | 68978-9574 | Nuckolls | NE24547 | Active | 202971 | 60932 | 2011 | Trinity | WTSS - Watertube SS Steel | HWHT - Hot Water Heat | 4/30/2026
Superior Good Samaritan | 1710 Idaho St | Superior | NE | 68978-9574 | Nuckolls | NE26877 | Active | 140589 | 140589 | 2014 | Rheem/Ruud | CHWH - ASME/Fired Water Heater | HWSD - Hot Water Dom/Potable | 4/30/2026
Superior Good Samaritan | 1710 Idaho St | Superior | NE | 68978-9574 | Nuckolls | NE43184 | Active | 613740 | D1.24.22.00283 | 2024 | Trinity | WTSS - Watertube SS Steel | HWHT - Hot Water Heat | 4/30/2026
Cozad High School | 1710 Meridian Ave | Cozad | NE | 69130-1165 | Dawson | NE14309 | Scrapped/Junked | 27780 |  | 1988 | MARKET FORGE INDUSTRIES | FT - Firetube Boiler | 0021 - Steam Supp Cooker/Kettle | 6/30/2000
Cozad High School | 1710 Meridian Ave | Cozad | NE | 69130-1165 | Dawson | NE16409 | Scrapped/Junked | 87472 | 0990115472 | 1990 | Raypak | CPFT - Horiz Cpr Fin Boiler | HWSD - Hot Water Dom/Potable | 12/31/2018
Cozad High School | 1710 Meridian Ave | Cozad | NE | 69130-1165 | Dawson | NE23600 | Scrapped/Junked | 59760 | na | 2000 | Market Forge | FT - Firetube Boiler | 0021 - Steam Supp Cooker/Kettle | 12/31/2016
Cozad High School | 1710 Meridian Ave | Cozad | NE | 69130-1165 | Dawson | NE27531 | Active | 238308 | 1810109509623 | 2018 | A O Smith | CHWH - ASME/Fired Water Heater | HWSD - Hot Water Dom/Potable | 12/31/2026
Cozad High School | 1710 Meridian Ave | Cozad | NE | 69130-1165 | Dawson | NE27785 | Active | 80484 | G-18-0664 | 2018 | Aerco | FT - Firetube Boiler | HWHT - Hot Water Heat | 12/31/2026
Cozad High School | 1710 Meridian Ave | Cozad | NE | 69130-1165 | Dawson | NE27786 | Active | 80485 | G-18-0665 | 2018 | Aerco | FT - Firetube Boiler | HWHT - Hot Water Heat | 12/31/2026
Cozad High School | 1710 Meridian Ave | Cozad | NE | 69130-1165 | Dawson | NE34085 | Scrapped/Junked | na | N4085 | 1967 | Kewanee | FTFB - Firetube-Firebox Boiler | STHT - Steam-Heat | 12/31/2020
Cozad High School | 1710 Meridian Ave | Cozad | NE | 69130-1165 | Dawson | NE34088 | Scrapped/Junked | na | N4088 | 1967 | Kewanee | FTFB - Firetube-Firebox Boiler | STHT - Steam-Heat | 12/31/2020
Lincoln Surgical Hospital | 1710 S 70th St | Lincoln | NE | 68506-1676 | Lancaster | NE06545 | Scrapped/Junked | 58194 | 57212/N418653-005 | 2005 | R & R Metal Fabricators | ELBL - Electric Boiler | 0020 - Supp to Sterlizer/Autoclave | 10/31/2010
Lincoln Surgical Hospital | 1710 S 70th St | Lincoln | NE | 68506-1676 | Lancaster | NE06546 | Scrapped/Junked | 92813 | 92813/M04M001363 | 2004 | AO SMITH | CHWH - ASME/Fired Water Heater | HWSD - Hot Water Dom/Potable | 10/31/2013
Lincoln Surgical Hospital | 1710 S 70th St | Lincoln | NE | 68506-1676 | Lancaster | NE06547 | Scrapped/Junked | 57864 | 56981/GC-32051-005 | 2004 | R&R | ELBL - Electric Boiler | 0020 - Supp to Sterlizer/Autoclave | 10/31/2010
Lincoln Surgical Hospital | 1710 S 70th St | Lincoln | NE | 68506-1676 | Lancaster | NE06548 | Scrapped/Junked | 144635 | 154655/GC-32037-005 | 2004 | COLU | ELBL - Electric Boiler | 0020 - Supp to Sterlizer/Autoclave | 10/31/2010
Lincoln Surgical Hospital | 1710 S 70th St | Lincoln | NE | 68506-1676 | Lancaster | NE06549 | Scrapped/Junked | 144603 | 154623/GC-32026-204 | 2004 | COLU | ELBL - Electric Boiler | 0020 - Supp to Sterlizer/Autoclave | 10/31/2010
Lincoln Surgical Hospital | 1710 S 70th St | Lincoln | NE | 68506-1676 | Lancaster | NE06640 | Active | 42147 | G-05-0222 | 2005 | Aerco International | FTVT - Firetube Vertical TB | HWHT - Hot Water Heat | 3/31/2026
Lincoln Surgical Hospital | 1710 S 70th St | Lincoln | NE | 68506-1676 | Lancaster | NE19245 | Scrapped/Junked | 57732 | 98341 | 2010 | Bryan Steam, LLC | WT - Water Tube Boiler | PROC - Process Steam | 3/31/2016
Lincoln Surgical Hospital | 1710 S 70th St | Lincoln | NE | 68506-1676 | Lancaster | NE19246 | Scrapped/Junked | 57738 | 98347 | 2010 | Bryan Steam, LLC | WT - Water Tube Boiler | PROC - Process Steam | 3/31/2016
Lincoln Surgical Hospital | 1710 S 70th St | Lincoln | NE | 68506-1676 | Lancaster | NE22786 | Active | 196333 | H11H10196333 | 2011 | Lochinvar/Giannoni France, SAS | WTSS - Watertube SS Steel | HWHT - Hot Water Heat | 3/31/2026
Lincoln Surgical Hospital | 1710 S 70th St | Lincoln | NE | 68506-1676 | Lancaster | NE22787 | Active | 196353 | H11H10196353 | 2011 | Lochinvar/Giannoni France, SAS | WTSS - Watertube SS Steel | HWHT - Hot Water Heat | 3/31/2026
Lincoln Surgical Hospital | 1710 S 70th St | Lincoln | NE | 68506-1676 | Lancaster | NE22788 | Scrapped/Junked | 156375 | 156375 | 2011 | AO SMITH | CHWH - ASME/Fired Water Heater | HWSD - Hot Water Dom/Potable | 3/31/2017
Lincoln Surgical Hospital | 1710 S 70th St | Lincoln | NE | 68506-1676 | Lancaster | NE24144 | Scrapped/Junked | 181000 | 1321M000781 | 2013 | AO Smith | CHWH - ASME/Fired Water Heater | HWSD - Hot Water Dom/Potable | 3/31/2024
Lincoln Surgical Hospital | 1710 S 70th St | Lincoln | NE | 68506-1676 | Lancaster | NE25576 | Inactive | 27524 | 96-20209 | 1996 | York Shipley | FTSM - FTS Marine Dry Back | PROC - Process Steam | 2/28/2016
Lincoln Surgical Hospital | 1710 S 70th St | Lincoln | NE | 68506-1676 | Lancaster | NE25577 | Active | 153028 | 163048 | 2015 | Columbia Boiler Co. | FTNT - FT Vertical Tubeless | STER - Sterilizer | 3/31/2026
Lincoln Surgical Hospital | 1710 S 70th St | Lincoln | NE | 68506-1676 | Lancaster | NE25578 | Active | 153025 | 163045 | 2015 | Columbia Boiler Co. | FTNT - FT Vertical Tubeless | PROC - Process Steam | 3/31/2026
Lincoln Surgical Hospital | 1710 S 70th St | Lincoln | NE | 68506-1676 | Lancaster | NE26515 | Active | 210866 | 210866 | 2015 | AO Smith | CHWH - ASME/Fired Water Heater | HWSD - Hot Water Dom/Potable | 3/31/2026
Lincoln Surgical Hospital | 1710 S 70th St | Lincoln | NE | 68506-1676 | Lancaster | NE26721 | Active | 195318 | 15.PGT700.53.0228 | 2015 | Lochinvar Corporation | FTVT - Firetube Vertical TB | HHHP - Hotwater Heat & Heat Pump | 3/31/2026
Lincoln Surgical Hospital | 1710 S 70th St | Lincoln | NE | 68506-1676 | Lancaster | NE40570 | Scrapped/Junked | 9906 | 98E-7332 | 1998 | LES/Aldrich | FTVT - Firetube Vertical TB | HWHT - Hot Water Heat | 3/31/2016
Lincoln Surgical Hospital | 1710 S 70th St | Lincoln | NE | 68506-1676 | Lancaster | NE40571 | Scrapped/Junked | 7666 | 93-3850 | 1993 | ALDRICH/LES | FTVT - Firetube Vertical TB | HWHT - Hot Water Heat | 7/31/2005
Lincoln Surgical Hospital | 1710 S 70th St | Lincoln | NE | 68506-1676 | Lancaster | NE40661 | Scrapped/Junked | 7667 | 93-3851 | 1993 | ALDRICH/LES | FTVT - Firetube Vertical TB | HWHT - Hot Water Heat | 7/31/2005
Lincoln Surgical Hospital | 1710 S 70th St | Lincoln | NE | 68506-1676 | Lancaster | NE40662 | Scrapped/Junked |  | MJ98-0767057972 | 1998 | AO SMITH | AHWH - ANSI/Fired Water Htr | HWSD - Hot Water Dom/Potable | 7/31/2000
Lincoln Surgical Hospital | 1710 S 70th St | Lincoln | NE | 68506-1676 | Lancaster | NE41008 | Active | 86144 | G20-0025 | 2020 | Aerco | FTVT - Firetube Vertical TB | GLYC - Glycol Bldg Heat Sys | 3/31/2026
Lincoln Surgical Hospital | 1710 S 70th St | Lincoln | NE | 68506-1676 | Lancaster | NE41009 | Active | 86145 | G20-0026 | 2020 | Aerco | FTVT - Firetube Vertical TB | GLYC - Glycol Bldg Heat Sys | 3/31/2026
Lincoln Surgical Hospital | 1710 S 70th St | Lincoln | NE | 68506-1676 | Lancaster | NE42365 | Active | 294513 | 294513 | 2022 | AO SMITH | CHWH - ASME/Fired Water Heater | HWSD - Hot Water Dom/Potable | 3/31/2026
Galaxy Laundry | 1710 S Locust St | Grand Island | NE | 68801-8249 | Hall | NE06038 | Scrapped/Junked | 89412 | URNG0501G01388/89412 | 2001 | Ruud-Rheem | CHWH - ASME/Fired Water Heater | HWSD - Hot Water Dom/Potable | 3/31/2014
Galaxy Laundry | 1710 S Locust St | Grand Island | NE | 68801-8249 | Hall | NE10329 | Scrapped/Junked | 87191 | URNG0900G00695/87191 | 2000 | Ruud-Rheem | CHWH - ASME/Fired Water Heater | HWSD - Hot Water Dom/Potable | 11/30/2019
Galaxy Laundry | 1710 S Locust St | Grand Island | NE | 68801-8249 | Hall | NE24536 | Active | 136116 | 136112 | 2013 | RHEEM | CHWH - ASME/Fired Water Heater | HWSD - Hot Water Dom/Potable | 11/30/2027
Galaxy Laundry | 1710 S Locust St | Grand Island | NE | 68801-8249 | Hall | NE40840 | Scrapped/Junked |  | MD90-0167024-880 | 1990 | A. O. Smith | AHWH - ANSI/Fired Water Htr | HWSP - Hot Water Non Potable Supply | 9/30/2002
Galaxy Laundry | 1710 S Locust St | Grand Island | NE | 68801-8249 | Hall | NE40841 | Scrapped/Junked |  | 1288403501 | 1988 | Ruud-Rheem | AHWH - ANSI/Fired Water Htr | HWSP - Hot Water Non Potable Supply | 9/30/2002
Galaxy Laundry | 1710 S Locust St | Grand Island | NE | 68801-8249 | Hall | NE40842 | Scrapped/Junked |  | 0181405311 | 1981 | Rheem Manufacturing Co | AHWH - ANSI/Fired Water Htr | HWSP - Hot Water Non Potable Supply | 9/30/2002
Jos. A. Bank #472 | 17101 Davenport St | Omaha | NE | 68118-4094 | Douglas | NE01692 | Scrapped/Junked | 8721 | 8721 | 2003 | Pacific | ELBL - Electric Boiler | PROC - Process Steam | 7/31/2016
Jos. A. Bank #472 | 17101 Davenport St | Omaha | NE | 68118-4094 | Douglas | NE27428 | Scrapped/Junked | 13802 | 13802 | 2016 | Pacific Steam Equipment Inc | ELBL - Electric Boiler | PROC - Process Steam | 12/31/2024
Jos. A. Bank #472 | 17101 Davenport St | Omaha | NE | 68118-4094 | Douglas | NE43298 | Active | 15862 | 0 | 2024 | Pacific Steam Equipment Inc | ELBL - Electric Boiler | PROC - Process Steam | 6/30/2026
Central City Elementary | 1711 15th Ave | Central City | NE | 68826-1807 | Merrick | NE40744 | Active | 9935 | 98E-7364 | 1998 | ALES | FTVT - Firetube Vertical TB | HWHT - Hot Water Heat | 1/31/2027
Central City Elementary | 1711 15th Ave | Central City | NE | 68826-1807 | Merrick | NE40745 | Active | 9936 | 98E-7365 | 1998 | ALES | FTVT - Firetube Vertical TB | HWHT - Hot Water Heat | 1/31/2027
Central City Elementary | 1711 15th Ave | Central City | NE | 68826-1807 | Merrick | NE40746 | Exempt 1999 LB-66 |  | ME990840585 | 1999 | AO SMITH | AHWH - ANSI/Fired Water Htr | HWSD - Hot Water Dom/Potable | 6/30/2000
Central City Elementary | 1711 15th Ave | Central City | NE | 68826-1807 | Merrick | NE40747 | Exempt 1999 LB-66 |  | ME9908405-86 | 1999 | A. O. Smith | AHWH - ANSI/Fired Water Htr | HWSD - Hot Water Dom/Potable | 6/30/2000
Sandoz Elementary School | 1711 N Erie St | Lexington | NE | 68850-1110 | Dawson | NE18465 | Scrapped/Junked | 29335 | 0000423347 | 1995 | A. O. Smith | CHWH - ASME/Fired Water Heater | HWSD - Hot Water Dom/Potable | 11/30/2006
Sandoz Elementary School | 1711 N Erie St | Lexington | NE | 68850-1110 | Dawson | NE21059 | Active | 3794 | 061113148 | 2011 | CAMUS | CPFT - Horiz Cpr Fin Boiler | HWHT - Hot Water Heat | 11/30/2026
Sandoz Elementary School | 1711 N Erie St | Lexington | NE | 68850-1110 | Dawson | NE21060 | Active | 3795 | 061113149 | 2011 | CAMUS | CPFT - Horiz Cpr Fin Boiler | HWHT - Hot Water Heat | 11/30/2026
Sandoz Elementary School | 1711 N Erie St | Lexington | NE | 68850-1110 | Dawson | NE32955 | Scrapped/Junked | N/A | 7FD-5632 | 1978 | Peerless | CI - Cast Iron | HWHT - Hot Water Heat | 11/30/2011
Sandoz Elementary School | 1711 N Erie St | Lexington | NE | 68850-1110 | Dawson | NE32956 | Scrapped/Junked | N/A | 7DS-5633 | 1978 | Peerless | CI - Cast Iron | HWHT - Hot Water Heat | 11/30/2011
Pacific Springs Center | 17110 Marcy St | Omaha | NE | 68118-3119 | Douglas | NE12579 | Active | 22768 | 2006-32-0167 | 2006 | Giannoni France | WT - Water Tube Boiler | GLYC - Glycol Bldg Heat Sys | 5/31/2026
Pacific Springs Center | 17110 Marcy St | Omaha | NE | 68118-3119 | Douglas | NE12580 | Active | 22631 | 2006-32-0030 | 2006 | Giannoni France | WT - Water Tube Boiler | GLYC - Glycol Bldg Heat Sys | 5/31/2026
Pacific Springs Center | 17110 Marcy St | Omaha | NE | 68118-3119 | Douglas | NE12581 | Active | 15733 | 2006-15-0041 | 2006 | Giannoni France | WT - Water Tube Boiler | GLYC - Glycol Bldg Heat Sys | 5/31/2026
ECKHARDT TAILORS | 1713 1st Ave | Scottsbluff | NE | 69361-2402 | SCOTTS BLUFF | NE11867 | Inactive | 11611 |  | 1975 | PARKER BOILER CO | WT - Water Tube Boiler | PROC - Process Steam | 9/30/1990
Auburn Public School Central Office | 1713 J St | Auburn | NE | 68305-2157 | Nemaha | NE19307 | Exempt 1999 LB-66 |  | 00000201980-880 | 1991 | AO SMITH | AHWH - ANSI/Fired Water Htr | HWSD - Hot Water Dom/Potable | 7/31/1998
Auburn Public School Central Office | 1713 J St | Auburn | NE | 68305-2157 | Nemaha | NE34397 | Active | na | PFA-517 | 1972 | AMST | CI - Cast Iron | STHT - Steam-Heat | 1/31/2026
Baxter Subaru | 17130 Burt St | Omaha | NE | 68118-2518 | Douglas | NE28007 | Active | 426110 | G18426110 | 2018 | Laars | COND - Condenser | GLFH - Glycol Floor Heat System | 2/28/2026
Baxter Subaru | 17130 Burt St | Omaha | NE | 68118-2518 | Douglas | NE28008 | Active | 426109 | G18426109 | 2018 | Laars | COND - Condenser | GLFH - Glycol Floor Heat System | 2/28/2026
Baxter Subaru | 17130 Burt St | Omaha | NE | 68118-2518 | Douglas | NE28009 | Active | 426130 | G18426130 | 2018 | Laars | COND - Condenser | GLFH - Glycol Floor Heat System | 2/28/2026
Litzenberg Memorial LTC | 1715 26th St | Central City | NE | 68826-9501 | MERRICK | NE02816 | Active | 19793 | 19793 | 1958 | Kewanee | FTSM - FTS Marine Dry Back | PROC - Process Steam | 1/31/2026
Litzenberg Memorial LTC | 1715 26th St | Central City | NE | 68826-9501 | MERRICK | NE02817 | Active | 19794 | 19794 | 1958 | Kewanee | FTSM - FTS Marine Dry Back | PROC - Process Steam | 1/31/2026
Litzenberg Memorial LTC | 1715 26th St | Central City | NE | 68826-9501 | MERRICK | NE07516 | Active | 92070 | L04M003161 | 2004 | AOSM | CHWH - ASME/Fired Water Heater | HWSD - Hot Water Dom/Potable | 1/31/2026
Litzenberg Memorial LTC | 1715 26th St | Central City | NE | 68826-9501 | MERRICK | NE08700 | Active | 59970 | LC011015919 | 2001 | AOSM | CHWH - ASME/Fired Water Heater | HWSD - Hot Water Dom/Potable | 1/31/2026
Litzenberg Memorial LTC | 1715 26th St | Central City | NE | 68826-9501 | MERRICK | NE08701 | Active | 59939 | LC011015914 | 2001 | AOSM | CHWH - ASME/Fired Water Heater | HWSD - Hot Water Dom/Potable | 1/31/2026
Litzenberg Memorial LTC | 1715 26th St | Central City | NE | 68826-9501 | MERRICK | NE08702 | Out of Service | 47140 | GC-31028-X200 | 2000 | Castle | ELBL - Electric Boiler | 0020 - Supp to Sterlizer/Autoclave | 1/31/2018
Litzenberg Memorial LTC | 1715 26th St | Central City | NE | 68826-9501 | MERRICK | NE13653 | Active | 129529 | 129529 | 2008 | AO SMITH | CHWH - ASME/Fired Water Heater | HWSD - Hot Water Dom/Potable | 1/31/2026
Litzenberg Memorial LTC | 1715 26th St | Central City | NE | 68826-9501 | MERRICK | NE16506 | Active | n/a | 119438 | 1988 | AOSM | AHWH - ANSI/Fired Water Htr | HWSD - Hot Water Dom/Potable | 1/31/2026
Litzenberg Memorial LTC | 1715 26th St | Central City | NE | 68826-9501 | MERRICK | NE16507 | Scrapped/Junked |  | 117993 | 1988 | AO SMITH | AHWH - ANSI/Fired Water Htr | HWSD - Hot Water Dom/Potable | 7/31/2006
Litzenberg Memorial LTC | 1715 26th St | Central City | NE | 68826-9501 | MERRICK | NE16508 | Scrapped/Junked |  | 111521 | 1987 | AOSM | AHWH - ANSI/Fired Water Htr | HWSD - Hot Water Dom/Potable | 7/31/2009
Litzenberg Memorial LTC | 1715 26th St | Central City | NE | 68826-9501 | MERRICK | NE16509 | Active | n/a | 111525 | 1987 | AOSM | AHWH - ANSI/Fired Water Htr | HWSD - Hot Water Dom/Potable | 1/31/2026
Litzenberg Memorial LTC | 1715 26th St | Central City | NE | 68826-9501 | MERRICK | NE27550 | Inactive | 19671 | 0618023 | 2018 | Steris Corp | ELBL - Electric Boiler | PROC - Process Steam | 1/31/2023
West Point Dairy Products | 1715 E Rd | West Point | NE | 68788-4567 | Cuming | NE00328 | Active | 5279 | 3 | 2001 | Kentube Engineered Products | ECON - Boiler Economizer | ECON - Boiler Economizer | 12/31/2026
West Point Dairy Products | 1715 E Rd | West Point | NE | 68788-4567 | Cuming | NE08981 | Inactive | 38936 |  | 1999 | Standard Refrigeration | UFPV - Unfired Pressure Vessel | 0017 - Ammonia Receiver | 12/31/2009
West Point Dairy Products | 1715 E Rd | West Point | NE | 68788-4567 | Cuming | NE08982 | Active | 1083 | na | 1968 | Eaton Metal | UFPV - Unfired Pressure Vessel | 0017 - Ammonia Receiver | 12/31/2025
West Point Dairy Products | 1715 E Rd | West Point | NE | 68788-4567 | Cuming | NE10745 | Inactive | 23393 | 6340006 | 1963 | Orr-Sembower | FTSM - FTS Marine Dry Back | PROC - Process Steam | 12/31/2018
West Point Dairy Products | 1715 E Rd | West Point | NE | 68788-4567 | Cuming | NE14056 | Active | 23372 | unk | 1968 | Kewanee | FTSM - FTS Marine Dry Back | PROC - Process Steam | 12/31/2025
West Point Dairy Products | 1715 E Rd | West Point | NE | 68788-4567 | Cuming | NE14057 | Inactive | 23373 | unk | 1968 | Kewanee | FTSM - FTS Marine Dry Back | PROC - Process Steam | 12/31/2020
West Point Dairy Products | 1715 E Rd | West Point | NE | 68788-4567 | Cuming | NE14063 | Active | 23789 | unk | 1968 | Kewanee | FTSM - FTS Marine Dry Back | PROC - Process Steam | 12/31/2025
West Point Dairy Products | 1715 E Rd | West Point | NE | 68788-4567 | Cuming | NE23201 | Active | 1742 | unk | 1982 | Kentube Engineered Products | ECON - Boiler Economizer | HPEC - High Pressure Economizer | 12/31/2026
West Point Dairy Products | 1715 E Rd | West Point | NE | 68788-4567 | Cuming | NE23202 | Inactive | 3935 | n/a | 1994 | Kentube Engineered Products | ECON - Boiler Economizer | ECON - Boiler Economizer | 12/31/2021
West Point Dairy Products | 1715 E Rd | West Point | NE | 68788-4567 | Cuming | NE23203 | Scrapped/Junked | 1744 |  | 2001 | Kent |  |  | 7/31/1999
St Vincent de Paul Society | 1715 Izard St | Omaha | NE | 68102-4430 | Douglas | NE24449 | Active | n/a | 211-135250898 | 1998 | Peerless | CI - Cast Iron | STHT - Steam-Heat | 1/31/2026
Turtle Roofing | 1715 N 203rd St | Elkhorn | NE | 68022-2833 | Douglas | NE43763 | Active | 195445 | 15.PG24.91.0229 | 2015 | AIC/LOCHINVAR | FTVT - Firetube Vertical TB | HWFG - Hotwater Heat Floor-Glycl | 11/30/2025
Paisanos Meat Market | 1715 Vinton St | Omaha | NE | 68108-1432 | Douglas | NE12022 | Scrapped/Junked |  | 234AAC00200 | 1973 | 0018 | CI - Cast Iron | HWHT - Hot Water Heat | 11/30/2008
Bravo Brio, LLC (Closed) | 17151 Davenport St Ste 101 | Omaha | NE | 68118-4093 | Douglas | NE22731 | Scrapped/Junked | 204756 | d1113600237 | 2011 | Lochinvar | CHWH - ASME/Fired Water Heater | HWDP - Hotwater Heat & Dom Supply | 8/31/2024
Sleep Inn | 1716 N Diers Ave | Grand Island | NE | 68803-1227 | Hall | NE00458 | Scrapped/Junked | 51364 | 66364 | 2000 | BRADFORD-WHITE | CHWH - ASME/Fired Water Heater | HWSD - Hot Water Dom/Potable | 8/31/2007
Sleep Inn | 1716 N Diers Ave | Grand Island | NE | 68803-1227 | Hall | NE00459 | Scrapped/Junked | 51339 | 66365 | 2000 | BRADFORD-WHITE | CHWH - ASME/Fired Water Heater | HWSD - Hot Water Dom/Potable | 8/31/2005
Sleep Inn | 1716 N Diers Ave | Grand Island | NE | 68803-1227 | Hall | NE06204 | Scrapped/Junked | 89137 | 89137/G04M011112 | 2004 | AOSC | CHWH - ASME/Fired Water Heater | HWSD - Hot Water Dom/Potable | 8/31/2011
Sleep Inn | 1716 N Diers Ave | Grand Island | NE | 68803-1227 | Hall | NE09179 | Scrapped/Junked | 112461 | 112461 | 2007 | AOSM | CHWH - ASME/Fired Water Heater | HWSD - Hot Water Dom/Potable | 8/31/2016
Sleep Inn | 1716 N Diers Ave | Grand Island | NE | 68803-1227 | Hall | NE15770 | Scrapped/Junked | 138071 | 0925M000783 | 2009 | A O Smith | CHWH - ASME/Fired Water Heater | HWSD - Hot Water Dom/Potable | 8/31/2019
Sleep Inn | 1716 N Diers Ave | Grand Island | NE | 68803-1227 | Hall | NE19872 | Inactive | n/a | 5075444-201010 | 2010 | PB Heat, LLC | CI - Cast Iron | HWCA - Hotwater to Coil Htexchgr | 8/31/2021
Sleep Inn | 1716 N Diers Ave | Grand Island | NE | 68803-1227 | Hall | NE19873 | Inactive | n/a | 5075445-201009 | 2010 | PB Heat, LLC | CI - Cast Iron | HWCA - Hotwater to Coil Htexchgr | 8/31/2021
Sleep Inn | 1716 N Diers Ave | Grand Island | NE | 68803-1227 | Hall | NE40738 | Exempt | 62192 |  | 1996 | LOCHINVAR | CPFT - Horiz Cpr Fin Boiler | IPHT - Indoor Pool Heater | 8/31/2000
Sleep Inn | 1716 N Diers Ave | Grand Island | NE | 68803-1227 | Hall | NE40739 | Exempt | 62186 |  | 1996 | Lochinvar | CPFT - Horiz Cpr Fin Boiler | IPHT - Indoor Pool Heater | 8/31/2000
Sleep Inn | 1716 N Diers Ave | Grand Island | NE | 68803-1227 | Hall | NE40740 | Scrapped/Junked |  | MA0761146 | 1996 | AMERICAN WATER | AHWH - ANSI/Fired Water Htr | HWSD - Hot Water Dom/Potable | 8/31/2000
Sleep Inn | 1716 N Diers Ave | Grand Island | NE | 68803-1227 | Hall | NE40741 | Scrapped/Junked |  | MA0761148 | 1996 | AMERICAN WATER | AHWH - ANSI/Fired Water Htr | HWSD - Hot Water Dom/Potable | 8/31/2000
Arbor Park Middle School | 1717 Adams St | Blair | NE | 68008 | Washington | NE04796 | Active | 6267 | 89-1829 | 1989 | Les Inc/Aldrich Co | FTVT - Firetube Vertical TB | HWHT - Hot Water Heat | 2/28/2026
Arbor Park Middle School | 1717 Adams St | Blair | NE | 68008 | Washington | NE04797 | Active | 6268 | 89-1830 | 1989 | Les Inc/Aldrich Co | FTVT - Firetube Vertical TB | HWHT - Hot Water Heat | 2/28/2026
Arbor Park Middle School | 1717 Adams St | Blair | NE | 68008 | Washington | NE04798 | Active | 6273 | 89-1835 | 1989 | Les Inc/Aldrich Co | FTVT - Firetube Vertical TB | HWHT - Hot Water Heat | 2/28/2026
Arbor Park Middle School | 1717 Adams St | Blair | NE | 68008 | Washington | NE04799 | Active | 6272 | 89-1834 | 1989 | Les Inc/Aldrich Co | FTVT - Firetube Vertical TB | HWHT - Hot Water Heat | 2/28/2026
ARBOR PARK MIDDLE SCHOOL | 1717 ADAMS ST | BLAIR | NE | 68008 | WASHINGTON | NE20031 | Exempt 1999 LB-66 |  | 000ME89-0033937 | 1989 | AO SMITH | AHWH - ANSI/Fired Water Htr | HWSD - Hot Water Dom/Potable | 6/30/2000
ARBOR PARK MIDDLE SCHOOL | 1717 ADAMS ST | BLAIR | NE | 68008 | WASHINGTON | NE20032 | Exempt 1999 LB-66 |  | 000MF89-036563 | 1989 | AO SMITH | AHWH - ANSI/Fired Water Htr | HWSD - Hot Water Dom/Potable | 6/30/2000
Homeland Security | 1717 Ave H | Omaha | NE | 68110-2701 | Douglas | NE06470 | Active | 15223 | BO40703 | 2005 | Precision | ELBL - Electric Boiler | HWHT - Hot Water Heat | 6/30/2026
Homeland Security | 1717 Ave H | Omaha | NE | 68110-2701 | Douglas | NE06480 | Active | 107123 | 107123/SB05107123 | 2005 | AOSF | ELWH - Electric Water Heater | HWSD - Hot Water Dom/Potable | 6/30/2026
Schneider Electric | 1717 Center Park Rd | Lincoln | NE | 68512-1231 | Lancaster | NE06525 | Scrapped/Junked | 52473 | 93068/050296 | 2005 | Unknown | WT - Water Tube Boiler | PROC - Process Steam | 4/30/2012
Schneider Electric | 1717 Center Park Rd | Lincoln | NE | 68512-1231 | Lancaster | NE06526 | Scrapped/Junked | 61994 | 0705-6383 | 2005 | Reimer | ELBL - Electric Boiler | PROC - Process Steam | 8/31/2007
Schneider Electric | 1717 Center Park Rd | Lincoln | NE | 68512-1231 | Lancaster | NE12247 | Scrapped/Junked | 65411 | 67301 | 2008 | Reimers | ELBL - Electric Boiler | PROC - Process Steam | 4/30/2020
Schneider Electric | 1717 Center Park Rd | Lincoln | NE | 68512-1231 | Lancaster | NE14951 | Active | 4237 | 0-4237 | 1970 | Kewanee | FT - Firetube Boiler | STHT - Steam-Heat | 4/30/2026
Schneider Electric | 1717 Center Park Rd | Lincoln | NE | 68512-1231 | Lancaster | NE14952 | Inactive | 3653 | 0-3653 | 1970 | Kewanee | FTSM - FTS Marine Dry Back | STHT - Steam-Heat | 4/30/2012
Schneider Electric | 1717 Center Park Rd | Lincoln | NE | 68512-1231 | Lancaster | NE17644 | Scrapped/Junked | 47379 | 20356 | 1995 | Kewanee | FT - Firetube Boiler | PROC - Process Steam | 4/30/2012
Schneider Electric | 1717 Center Park Rd | Lincoln | NE | 68512-1231 | Lancaster | NE22777 | Out of Service | 58534 | 99143 | 2012 | Bryan | WT - Water Tube Boiler | PROC - Process Steam | 4/30/2025
Schneider Electric | 1717 Center Park Rd | Lincoln | NE | 68512-1231 | Lancaster | NE25326 | Active | 17570 | 17570 | 2013 | Superior Boiler Works | FTSM - FTS Marine Dry Back | STHT - Steam-Heat | 4/30/2026
Sharon Motel | 1717 Cornhusker Hwy | Lincoln | NE | 68521-1847 | Lancaster | NE04273 | Inactive | N/A | 7BN-J6 | 1953 | American Standard | CI - Cast Iron | HWHT - Hot Water Heat | 3/31/2025
Sharon Motel | 1717 Cornhusker Hwy | Lincoln | NE | 68521-1847 | Lancaster | NE04274 | Scrapped/Junked |  | 373607A0257 | 1953 | A. O. Smith | COBL - Coil Type Boiler | HWHT - Hot Water Heat | 3/31/2005
SCHON APARTMENTS | 1717 Park Ave | Omaha | NE | 68105-2546 | Douglas | NE04338 | Scrapped/Junked |  | 48E11726 | 1977 | BRYANT |  | STHT - Steam-Heat | 11/30/1996
Residence Inn Aksarben Village | 1717 S 67th St | Omaha | NE | 68106-1148 | Douglas | NE26329 | Active | 269648 | D1.13.26.00367 | 2013 | Giannoni | CPFH - Copper Fin Water Heater | HWSD - Hot Water Dom/Potable | 2/28/2026
Residence Inn Aksarben Village | 1717 S 67th St | Omaha | NE | 68106-1148 | Douglas | NE26330 | Active | 269642 | D1.13.26.00361 | 2013 | Giannoni | CPFH - Copper Fin Water Heater | HWSD - Hot Water Dom/Potable | 2/28/2026
Residence Inn Aksarben Village | 1717 S 67th St | Omaha | NE | 68106-1148 | Douglas | NE26331 | Active | 262254 | D1.13.14.00368 | 2013 | Giannoni | CPFH - Copper Fin Water Heater | HWSD - Hot Water Dom/Potable | 2/28/2026
Residence Inn Aksarben Village | 1717 S 67th St | Omaha | NE | 68106-1148 | Douglas | NE26332 | Scrapped/Junked | 251924 | K13HI0011 | 2013 | Zodiac | CPPH - Ansi Cpr Fin Pool Heater | IPHT - Indoor Pool Heater | 2/28/2017
JACK & JILL | 1717 W 2nd St | Grand Island | NE | 68803-5410 | HALL | NE05113 | Exempt 1999 LB-66 |  | 0488400888 | 1988 | RUUD | AHWH - ANSI/Fired Water Htr | HWSD - Hot Water Dom/Potable | 12/31/1998
JACK & JILL | 1717 W 2nd St | Grand Island | NE | 68803-5410 | HALL | NE16237 | Inactive |  | G-409 | 1983 | AMERICAN STANDARD |  | STHT - Steam-Heat | 12/31/1998
Apartment Building | 1719 Park Ave | Omaha | NE | 68105-2583 | Douglas | NE01433 | Inactive |  |  | 1998 | PEER | CI - Cast Iron | STHT - Steam-Heat | 3/31/2009
Falls City Nursing & Rehab | 1720 Burton Dr | Falls City | NE | 68355-2438 | Richardson | NE09799 | Scrapped/Junked | 63970 | G99187418 | 1999 | State Industries | CHWH - ASME/Fired Water Heater | HWSD - Hot Water Dom/Potable | 11/30/2016
Falls City Nursing & Rehab | 1720 Burton Dr | Falls City | NE | 68355-2438 | Richardson | NE11903 | Scrapped/Junked | n/a | 8043 | 1972 | Kewanee | FTFB - Firetube-Firebox Boiler | HWHT - Hot Water Heat | 11/30/2016
Falls City Nursing & Rehab | 1720 Burton Dr | Falls City | NE | 68355-2438 | Richardson | NE26572 | Active | 225403 | 1636103397556 | 2016 | Lochinvar | FTVT - Firetube Vertical TB | HWHT - Hot Water Heat | 11/30/2026
Falls City Nursing & Rehab | 1720 Burton Dr | Falls City | NE | 68355-2438 | Richardson | NE26573 | Active | 223097 | 1636103397559 | 2016 | Lochinvar | FTVT - Firetube Vertical TB | HWHT - Hot Water Heat | 11/30/2026
Watson School | 1720 Crane Ave | Hastings | NE | 68901-2853 | Adams | NE17105 | Out of Service | 103252 | WC26255-94HH-01 | 2003 | Cleveland | COOK - Fired Cooker | 0021 - Steam Supp Cooker/Kettle | 6/30/2014
Watson School | 1720 Crane Ave | Hastings | NE | 68901-2853 | Adams | NE17196 | Scrapped/Junked | 71392 |  | 1994 | WELBILT | FT - Firetube Boiler | 0021 - Steam Supp Cooker/Kettle | 6/30/2006
Al's Auto Supply | 1720 Cuming St | Omaha | NE | 68102-4425 | Douglas | NE25613 | Scrapped/Junked | NA | 62-14 | 1999 | Peerless | CI - Cast Iron | STHT - Steam-Heat | 1/31/2016
AL'S AUTO SUPPLY | 1720 Cuming St | Omaha | NE | 68102-4425 | Douglas | NE03467 | Scrapped/Junked |  |  | 1955 | US RADIATOR |  | STHT - Steam-Heat | 1/31/2000
Blessed Sacrament Church | 1720 Lake St | Lincoln | NE | 68502-3736 | Lancaster | NE14775 | Scrapped/Junked | 113920 | 8807220 | 1989 | Teledyne Laars | CPFT - Horiz Cpr Fin Boiler | HWHT - Hot Water Heat | 10/31/2017
Blessed Sacrament Church | 1720 Lake St | Lincoln | NE | 68502-3736 | Lancaster | NE14776 | Scrapped/Junked | 109754 | 8804204 | 1989 | Teledyne Laars | CPFT - Horiz Cpr Fin Boiler | HWHT - Hot Water Heat | 10/31/2017
Blessed Sacrament Church | 1720 Lake St | Lincoln | NE | 68502-3736 | Lancaster | NE23823 | Active | n/a | 211-12228-1096 | 1998 | Peerless | CI - Cast Iron | STHT - Steam-Heat | 10/31/2026
Blessed Sacrament Church | 1720 Lake St | Lincoln | NE | 68502-3736 | Lancaster | NE27884 | Active | 403668 | 1.17.19.00263 | 2017 | Lochinvar | WTSS - Watertube SS Steel | HWHT - Hot Water Heat | 10/31/2026
Blessed Sacrament Church | 1720 Lake St | Lincoln | NE | 68502-3736 | Lancaster | NE34327 | Active | 16101 | 56295 | 1982 | Bryan | WT - Water Tube Boiler | HWHT - Hot Water Heat | 10/31/2026
Good Samaritan Society Linden | 1720 Linden St | Syracuse | NE | 68446-9797 | Otoe | NE09504 | Active | N/A | R-2002-1846 | 2002 | HYDR | CI - Cast Iron | HWHT - Hot Water Heat | 10/31/2026
Good Samaritan Society Linden | 1720 Linden St | Syracuse | NE | 68446-9797 | Otoe | NE09505 | Active | N/A | R-2002-1847 | 2002 | HYDR | CI - Cast Iron | HWHT - Hot Water Heat | 10/31/2026
Good Samaritan Society Linden | 1720 Linden St | Syracuse | NE | 68446-9797 | Otoe | NE09506 | Active | N/A | R-2002-1849 | 2002 | HYDR | CI - Cast Iron | HWHT - Hot Water Heat | 10/31/2026
Good Samaritan Society Linden | 1720 Linden St | Syracuse | NE | 68446-9797 | Otoe | NE09507 | Active | N/A | R-2002-1848 | 2002 | HYDR | CI - Cast Iron | HWHT - Hot Water Heat | 10/31/2026
Fire Station #2 | 1720 N Broadwell Ave | Grand Island | NE | 68803-2752 | Hall | NE14984 | Inactive | na | 7671956 | 1976 | BURN | CI - Cast Iron | HWHT - Hot Water Heat | 4/30/2010
Indian Hills Manor | 1720 N Spruce St | Ogallala | NE | 69153-3307 | Keith | NE34246 | Scrapped/Junked | on/1 | 646-56 | 1972 | Weil-Mcclain | CI - Cast Iron | HWHT - Hot Water Heat | 3/31/2020
Indian Hills Manor | 1720 N Spruce St | Ogallala | NE | 69153-3307 | Keith | NE19368 | Scrapped/Junked |  | 0000010585 | 1994 | BRADFORD-WHITE | AHWH - ANSI/Fired Water Htr | HWSD - Hot Water Dom/Potable | 3/31/2000
Indian Hills Manor | 1720 N Spruce St | Ogallala | NE | 69153-3307 | Keith | NE19369 | Exempt 1999 LB-66 |  | 0000069062 | 1994 | BRADFORD-WHITE | AHWH - ANSI/Fired Water Htr | HWSD - Hot Water Dom/Potable | 3/31/2000
Indian Hills Manor | 1720 N Spruce St | Ogallala | NE | 69153-3307 | Keith | NE21117 | Exempt 1999 LB-66 |  | 1702 | 1996 | AO SMITH | AHWH - ANSI/Fired Water Htr | HWSD - Hot Water Dom/Potable | 3/31/2000
Indian Hills Manor | 1720 N Spruce St | Ogallala | NE | 69153-3307 | Keith | NE28212 | Active | 101083 | 1916114475162 | 2019 | Lochinvar | AHWH - ANSI/Fired Water Htr | HWHT - Hot Water Heat | 3/31/2025
Indian Hills Manor | 1720 N Spruce St | Ogallala | NE | 69153-3307 | Keith | NE28213 | Active | 101798 | 1916114475156 | 2019 | Lochinvar | AHWH - ANSI/Fired Water Htr | HWHT - Hot Water Heat | 3/31/2025
Indian Hills Manor | 1720 N Spruce St | Ogallala | NE | 69153-3307 | Keith | NE28214 | Active | 101080 | 1916114475161 | 2019 | Lochinvar | AHWH - ANSI/Fired Water Htr | HWHT - Hot Water Heat | 3/31/2025
Beals Elementary School | 1720 S 48th St | Omaha | NE | 68106-2507 | Douglas | NE09625 | Scrapped/Junked | 11885 | 02E-9800 | 2002 | ALES | FTVT - Firetube Vertical TB | HWHT - Hot Water Heat | 12/31/2019
Beals Elementary School | 1720 S 48th St | Omaha | NE | 68106-2507 | Douglas | NE09903 | Active | 138129 | 02138129 | 2002 | Loch | CPFH - Copper Fin Water Heater | HWSD - Hot Water Dom/Potable | 12/31/2026
Beals Elementary School | 1720 S 48th St | Omaha | NE | 68106-2507 | Douglas | NE09904 | Active | 136458 | 01136458 | 2001 | Loch | CPFH - Copper Fin Water Heater | HWSD - Hot Water Dom/Potable | 12/31/2026
Beals Elementary School | 1720 S 48th St | Omaha | NE | 68106-2507 | Douglas | NE43269 | Active | 20403 | 20F-8311 | 2021 | Aldrich | FTVT - Firetube Vertical TB | HWHT - Hot Water Heat | 12/31/2024
Beals Elementary School | 1720 S 48th St | Omaha | NE | 68106-2507 | Douglas | NE43270 | Active | 19332 | 14F-7240 | 2014 | Aldrich | FTVT - Firetube Vertical TB | HWHT - Hot Water Heat | 12/31/2024
BEALS ELEMENTARY SCHOOL | 1720 S 48th St | Omaha | NE | 68106-2507 | Douglas | NE03729 | Scrapped/Junked | 41535 |  | 1988 | KEWANEE | FTFB - Firetube-Firebox Boiler | STHT - Steam-Heat | 6/30/2003
BEALS ELEMENTARY SCHOOL | 1720 S 48th St | Omaha | NE | 68106-2507 | Douglas | NE03730 | Scrapped/Junked | 41536 |  | 1988 | KEWANEE | FTFB - Firetube-Firebox Boiler | STHT - Steam-Heat | 6/30/2003
BEALS ELEMENTARY SCHOOL | 1720 S 48th St | Omaha | NE | 68106-2507 | Douglas | NE03731 | Scrapped/Junked |  | 0114 | 1987 | STATE INDUSTRIES | AHWH - ANSI/Fired Water Htr | HWSD - Hot Water Dom/Potable | 6/30/2001
BEALS ELEMENTARY SCHOOL | 1720 S 48th St | Omaha | NE | 68106-2507 | Douglas | NE03732 | Scrapped/Junked |  | 3919 | 1987 | STATE INDUSTRIES | AHWH - ANSI/Fired Water Htr | HWSD - Hot Water Dom/Potable | 6/30/2001
BEALS ELEMENTARY SCHOOL | 1720 S 48th St | Omaha | NE | 68106-2507 | Douglas | NE05323 | Exempt 1999 LB-66 |  | 0000004831 | 1992 | STATE INDUSTRIES | AHWH - ANSI/Fired Water Htr | HWSD - Hot Water Dom/Potable | 6/30/2000
Midwest Cancer Center | 17201 Wright St | Omaha | NE | 68130-2042 | Douglas | NE07337 | Active | 5430 | 64875964 | 2006 | Thermal Solutions | WT - Water Tube Boiler | HWHT - Hot Water Heat | 4/30/2026
Midwest Cancer Center | 17201 Wright St | Omaha | NE | 68130-2042 | Douglas | NE07338 | Active | 5432 | 64873898 | 2006 | Thermal Solutions | WT - Water Tube Boiler | HWHT - Hot Water Heat | 4/30/2026
WEST NEBRASKA ART CENTER | 1721 1st Ave | Scottsbluff | NE | 69361-2402 | SCOTTS BLUFF | NE31447 | Inactive |  | 309706 | 1950 | BRYANT |  | STHT - Steam-Heat | 1/31/1994
Office Building | 1721 Broadway | Scottsbluff | NE | 69361-2434 | Scotts Bluff | NE35593 | Out of Service | N/A | 1925 | 1960 | USRA | CI - Cast Iron | STHT - Steam-Heat | 3/31/2004
Office/Warehouse | 1721 St Marys Ave | Omaha | NE | 68102-2522 | Douglas | NE00141 | Active | n/a | 64198789 | 2000 | Burnham | CI - Cast Iron | HWHT - Hot Water Heat | 10/31/2026
Office/Warehouse | 1721 St Marys Ave | Omaha | NE | 68102-2522 | Douglas | NE00142 | Active | n/a | 64198788 | 2000 | Burnham | CI - Cast Iron | HWHT - Hot Water Heat | 10/31/2026
Westmoor Elementary | 1722 Ave K | Scottsbluff | NE | 69361-2215 | Scotts Bluff | NE00208 | Active | 10263 | 7812 | 1999 | ALES | FTVT - Firetube Vertical TB | HWHT - Hot Water Heat | 3/31/2026
Westmoor Elementary | 1722 Ave K | Scottsbluff | NE | 69361-2215 | Scotts Bluff | NE00209 | Active | 10262 | 7812 | 1999 | ALES | FTVT - Firetube Vertical TB | HWHT - Hot Water Heat | 3/31/2026
WESTMOOR ELEMENTARY | 1722 AVE K | SCOTTSBLUFF | NE | 69361-2215 | SCOTTS BLUFF | NE34043 | Scrapped/Junked |  | 6765782 | 1989 | BRADFORD-WHITE | AHWH - ANSI/Fired Water Htr | HWSD - Hot Water Dom/Potable | 6/30/2001
CENTRAL CHRISTIAN SCHOOL | 1722 S 16th St | Omaha | NE | 68108-3908 | Douglas | NE32146 | Inactive |  | N2450 | 1965 | KEWANEE | FTFB - Firetube-Firebox Boiler | HWHT - Hot Water Heat | 7/31/2003
CENTRAL CHRISTIAN SCHOOL | 1722 S 16th St | Omaha | NE | 68108-3908 | Douglas | NE32147 | Inactive |  | N2449 | 1965 | KEWANEE | FTFB - Firetube-Firebox Boiler | HWHT - Hot Water Heat | 7/31/2003
Baxter Volkswagon | 17220 Burt St | Omaha | NE | 68118-2528 | Douglas | NE27706 | Active | 412810 | 1802108731591 | 2017 | Sermeta/Lochinvar | COND - Condenser | HWHT - Hot Water Heat | 10/31/2026
Baxter Volkswagon | 17220 Burt St | Omaha | NE | 68118-2528 | Douglas | NE27707 | Active | 420695 | 1803108832530 | 2017 | Sermeta/Lochinvar | COND - Condenser | HWHT - Hot Water Heat | 10/31/2026
Baxter Volkswagon | 17220 Burt St | Omaha | NE | 68118-2528 | Douglas | NE27708 | Active | 420691 | 1803108832529 | 2017 | Sermeta/Lochinvar | COND - Condenser | HWHT - Hot Water Heat | 10/31/2026
Baxter Building | 17225 Burt St | Omaha | NE | 68118-2531 | Douglas | NE28575 | Active | 5344 | F1069960A | 2018 | Fulton | WT - Water Tube Boiler | HWHT - Hot Water Heat | 2/28/2026
Baxter Building | 17225 Burt St | Omaha | NE | 68118-2531 | Douglas | NE28576 | Active | 5364 | F1069988A | 2018 | Fulton | WT - Water Tube Boiler | HWHT - Hot Water Heat | 2/28/2026
Mitchell Care Center | 1723 23rd St | Mitchell | NE | 69357-1000 | Scotts Bluff | NE21157 | Active | 8653 | 96E-5590 | 1996 | ALES | FTVT - Firetube Vertical TB | HWHT - Hot Water Heat | 12/31/2026
Mitchell Care Center | 1723 23rd St | Mitchell | NE | 69357-1000 | Scotts Bluff | NE21158 | Active | 8652 | 96E-5589 | 1996 | ALES | FTVT - Firetube Vertical TB | HWHT - Hot Water Heat | 12/31/2026
Mitchell Care Center | 1723 23rd St | Mitchell | NE | 69357-1000 | Scotts Bluff | NE21159 | Scrapped/Junked | 128966 | 9601128965 | 1996 | Raypak | COWH - Coil Type Water Heater | HWSD - Hot Water Dom/Potable | 12/31/2011
Mitchell Care Center | 1723 23rd St | Mitchell | NE | 69357-1000 | Scotts Bluff | NE21160 | Scrapped/Junked | 129655 | 9602129655 | 1996 | Raypak | COWH - Coil Type Water Heater | HWSD - Hot Water Dom/Potable | 12/31/2011
Mitchell Care Center | 1723 23rd St | Mitchell | NE | 69357-1000 | Scotts Bluff | NE21490 | Active | 332777 | 1112332777 | 2011 | Raypak | CPFH - Copper Fin Water Heater | HWSD - Hot Water Dom/Potable | 12/31/2024
Mitchell Care Center | 1723 23rd St | Mitchell | NE | 69357-1000 | Scotts Bluff | NE35172 | Inactive |  | 2607 | 1958 | PEERLESS HEATER COMPANY |  | HWHT - Hot Water Heat | 3/31/1997
Metro Utilities District | 1723 Harney St | Omaha | NE | 68102-1907 | Douglas | NE11593 | Scrapped/Junked | 102011 | 102011 | 1946 | Pacific | FT - Firetube Boiler | STHT - Steam-Heat | 6/30/2011
Metro Utilities District | 1723 Harney St | Omaha | NE | 68102-1907 | Douglas | NE11594 | Scrapped/Junked | 29066 | P7407 | 1977 | Kewannee | FT - Firetube Boiler | STHT - Steam-Heat | 6/30/2011
Metro Utilities District | 1723 Harney St | Omaha | NE | 68102-1907 | Douglas | NE11595 | Scrapped/Junked | 29073 | P7417 | 1977 | Kewannee | FT - Firetube Boiler | STHT - Steam-Heat | 6/30/2011
St Joseph's Parish Center | 1723 S 17th St | Omaha | NE | 68108-3913 | Douglas | NE16065 | Active | N/A | 591502-2008-01 | 2008 | Peerless | CI - Cast Iron | STHT - Steam-Heat | 3/31/2026
St Joseph's Parish Center | 1723 S 17th St | Omaha | NE | 68108-3913 | Douglas | NE16845 | Scrapped/Junked |  | 48217-1088 | 1991 | PEER | CI - Cast Iron | STHT - Steam-Heat | 3/31/2010
St Joseph's Parish Center | 1723 S 17th St | Omaha | NE | 68108-3913 | Douglas | NE19286 | Exempt 1999 LB-66 |  | 1080403085 | 1980 | RHEEM MANUFACTURING CO | AHWH - ANSI/Fired Water Htr | HWSD - Hot Water Dom/Potable | 3/31/2000
Plattsmouth Middle School | 1724 8th Ave | Plattsmouth | NE | 68048-2359 | Cass | NE02580 | Scrapped/Junked | 105809 | FOGMOO1970 | 2006 | AOSM | CHWH - ASME/Fired Water Heater | HWSD - Hot Water Dom/Potable | 10/31/2009
Plattsmouth Middle School | 1724 8th Ave | Plattsmouth | NE | 68048-2359 | Cass | NE04339 | Scrapped/Junked |  | 70390 | 1987 | STATE INDUSTRIES | AHWH - ANSI/Fired Water Htr | HWSD - Hot Water Dom/Potable | 8/31/1997
Plattsmouth Middle School | 1724 8th Ave | Plattsmouth | NE | 68048-2359 | Cass | NE04340 | Scrapped/Junked | 14364 |  | 1975 | RUDD | CHWH - ASME/Fired Water Heater | HWSD - Hot Water Dom/Potable | 8/31/2000
Plattsmouth Middle School | 1724 8th Ave | Plattsmouth | NE | 68048-2359 | Cass | NE04342 | Scrapped/Junked |  | C87409198 | 1987 | STATE INDUSTRIES | CHWH - ASME/Fired Water Heater | HWSD - Hot Water Dom/Potable | 10/31/2006
Plattsmouth Middle School | 1724 8th Ave | Plattsmouth | NE | 68048-2359 | Cass | NE09057 | Scrapped/Junked | 116468 | G07M001712 | 2007 | AOSM | CHWH - ASME/Fired Water Heater | HWSD - Hot Water Dom/Potable | 10/31/2009
Plattsmouth Middle School | 1724 8th Ave | Plattsmouth | NE | 68048-2359 | Cass | NE15778 | Scrapped/Junked | 138866 | 138866 | 2009 | A O Smith | CHWH - ASME/Fired Water Heater | HWSD - Hot Water Dom/Potable | 10/31/2011
Plattsmouth Middle School | 1724 8th Ave | Plattsmouth | NE | 68048-2359 | Cass | NE17974 | Scrapped/Junked | 141911 | 0944M000433 | 2009 | A O Smith | CHWH - ASME/Fired Water Heater | HWSD - Hot Water Dom/Potable | 10/31/2011
Plattsmouth Middle School | 1724 8th Ave | Plattsmouth | NE | 68048-2359 | Cass | NE20974 | Active | 155563 | 155563 | 2011 | A O Smith | CHWH - ASME/Fired Water Heater | HWSD - Hot Water Dom/Potable | 10/31/2026
Plattsmouth Middle School | 1724 8th Ave | Plattsmouth | NE | 68048-2359 | Cass | NE20975 | Scrapped/Junked | 155502 | 155502 | 2011 | A O Smith | CHWH - ASME/Fired Water Heater | HWSD - Hot Water Dom/Potable | 10/31/2025
Plattsmouth Middle School | 1724 8th Ave | Plattsmouth | NE | 68048-2359 | Cass | NE21248 | Scrapped/Junked | 55838 | A97-17403411 | 1996 | STATE INDUSTRIES | CHWH - ASME/Fired Water Heater | HWSD - Hot Water Dom/Potable | 10/31/2006
Plattsmouth Middle School | 1724 8th Ave | Plattsmouth | NE | 68048-2359 | Cass | NE23805 | Scrapped/Junked | 55838 | A97-174 | 1996 | STATE INDUSTRIES | CHWH - ASME/Fired Water Heater | HWSD - Hot Water Dom/Potable | 8/31/1999
Plattsmouth Middle School | 1724 8th Ave | Plattsmouth | NE | 68048-2359 | Cass | NE43773 | Active | 159614 | 159614 | 2020 | RHEEM | CHWH - ASME/Fired Water Heater | HWSD - Hot Water Dom/Potable | 10/31/2026
PLATTSMOUTH ELEMENTARY | 1724 8th Ave | Plattsmouth | NE | 68048-2359 | CASS | NE32022 | Scrapped/Junked |  | 0000041439 | 1950 | CRANE |  | HWHT - Hot Water Heat | 8/31/1998
PLATTSMOUTH ELEMENTARY | 1724 8th Ave | Plattsmouth | NE | 68048-2359 | CASS | NE32025 | Scrapped/Junked |  | 1-G-71 | 1955 | AMERICAN STANDARD |  | HWHT - Hot Water Heat | 8/31/1996
Cedarwood Apartments | 1724 S 74th St | Omaha | NE | 68124-1728 | Douglas | NE17858 | Scrapped/Junked | n/a | SW63-0823 | 1963 | AQUA | WT - Water Tube Boiler | HWHT - Hot Water Heat | 1/31/2010
Cedarwood Apartments | 1724 S 74th St | Omaha | NE | 68124-1728 | Douglas | NE19435 | Out of Service | n/a | 646534-201009 | 2009 | Peerless | CI - Cast Iron | HWHT - Hot Water Heat | 1/31/2021
Fairfield Inn & Suites | 17240 Wright St | Omaha | NE | 68130-2151 | Douglas | NE26343 | Active | 64180 | 119086A | 2015 | PVI Industries | COND - Condenser | HWDP - Hotwater Heat & Dom Supply | 4/30/2026
Fairfield Inn & Suites | 17240 Wright St | Omaha | NE | 68130-2151 | Douglas | NE26344 | Active | 66713 | 119273A | 2015 | PVI Industries | COND - Condenser | HWDP - Hotwater Heat & Dom Supply | 4/30/2026
Fairfield Inn & Suites | 17240 Wright St | Omaha | NE | 68130-2151 | Douglas | NE26345 | Active | 65212 | 119087A | 2015 | PVI Industries | COND - Condenser | HWDP - Hotwater Heat & Dom Supply | 4/30/2024
Fairfield Inn & Suites | 17240 Wright St | Omaha | NE | 68130-2151 | Douglas | NE26346 | Active | 68248 | 119347A | 2015 | PVI Industries | COND - Condenser | HWDP - Hotwater Heat & Dom Supply | 4/30/2026
Fairfield Inn & Suites | 17240 Wright St | Omaha | NE | 68130-2151 | Douglas | NE26351 | Active | 417634 | 1603417634 | 2016 | Raypak | CPFT - Horiz Cpr Fin Boiler | IPHT - Indoor Pool Heater | 4/30/2026
Scottsbluff County Jail | 1725 10th St | Gering | NE | 69341-2446 | SCOTTS BLUFF | NE16942 | Scrapped/Junked | 47028 | 1363 | 1994 | STATE INDUSTRIES | CHWH - ASME/Fired Water Heater | HWSD - Hot Water Dom/Potable | 9/30/2004
Scottsbluff County Jail | 1725 10th St | Gering | NE | 69341-2446 | SCOTTS BLUFF | NE21241 | Scrapped/Junked | N/A | 029778812 | 1997 | Weil-Mcclain | CI - Cast Iron | HWHT - Hot Water Heat | 9/30/2011
Lincoln Elementary School | 1725 13th St | Gering | NE | 69341-4144 | Scotts Bluff | NE00807 | Inactive | N/A | GB300-20 | 2000 | HBSM | CI - Cast Iron | STHT - Steam-Heat | 6/30/2010
Lincoln Elementary School | 1725 13th St | Gering | NE | 69341-4144 | Scotts Bluff | NE22150 | Active | n/a | 1060-09-0602 | 2011 | Aerco | CALU - Cast Aluminum | HWHT - Hot Water Heat | 5/31/2026
Lincoln Elementary School | 1725 13th St | Gering | NE | 69341-4144 | Scotts Bluff | NE22151 | Scrapped/Junked | n/a | 1060-09-0196 | 2011 | Aerco | CALU - Cast Aluminum | HWHT - Hot Water Heat | 5/31/2019
Lincoln Elementary School | 1725 13th St | Gering | NE | 69341-4144 | Scotts Bluff | NE28429 | Active | NA | 12H0026 | 2012 | Aerco | CALU - Cast Aluminum | HWHT - Hot Water Heat | 5/31/2026
Lincoln Elementary School | 1725 13th St | Gering | NE | 69341-4144 | Scotts Bluff | NE31415 | Scrapped/Junked |  | 914 | 1950 | BRYANT |  | STHT - Steam-Heat | 7/31/2001
The Church of Jesus Christ - Lincoln FM - Hastings | 1725 Crane Ave | Hastings | NE | 68901-2801 | Adams | NE21210 | Scrapped/Junked |  | 0378-00938 | 1978 | Ruud-Rheem | FT - Firetube Boiler | HWDP - Hotwater Heat & Dom Supply | 4/30/2006
Shared System Services | 1725 S 20th St | Omaha | NE | 68108-3801 | Douglas | NE13755 | Active | 24082 | L-51985/45989 | 1971 | CLEA | FTSM - FTS Marine Dry Back | PROC - Process Steam | 7/31/2026
Shared System Services | 1725 S 20th St | Omaha | NE | 68108-3801 | Douglas | NE13756 | Active | 24083 | 45990/L-51984 | 1971 | CLEA | FTSM - FTS Marine Dry Back | PROC - Process Steam | 9/30/2026
Shared System Services | 1725 S 20th St | Omaha | NE | 68108-3801 | Douglas | NE14920 | Inactive | 33562 | L-42202 | 1967 | CLEAVER BROOKS | FT - Firetube Boiler | STHT - Steam-Heat | 4/30/2008
MIDLAND VILLA NRSG HOME | 1728 Burton Dr | Falls City | NE | 68355-2438 | RICHARDSON | NE00762 | Exempt 1999 LB-66 |  | TD5376688 | 2000 | AMERICAN APPLIANCE | AHWH - ANSI/Fired Water Htr | HWSD - Hot Water Dom/Potable | 1/1/1900
MIDLAND VILLA NRSG HOME | 1728 Burton Dr | Falls City | NE | 68355-2438 | RICHARDSON | NE05743 | Scrapped/Junked | 40541 | 962920427 | 1996 | AMERICAN WATER | CHWH - ASME/Fired Water Heater | HWSD - Hot Water Dom/Potable | 11/30/2002
MIDLAND VILLA NRSG HOME | 1728 Burton Dr | Falls City | NE | 68355-2438 | RICHARDSON | NE20505 | Scrapped/Junked |  | A-920500108 | 1992 | AMERICAN STANDARD | AHWH - ANSI/Fired Water Htr | HWSD - Hot Water Dom/Potable | 11/30/1999
MIDLAND VILLA NRSG HOME | 1728 Burton Dr | Falls City | NE | 68355-2438 | RICHARDSON | NE20506 | Exempt 1999 LB-66 |  | LK0755495 | 1992 | AMERICAN STANDARD | AHWH - ANSI/Fired Water Htr | HWSD - Hot Water Dom/Potable | 11/30/1999
Apartment Building - Arrow | 1730 G St | Lincoln | NE | 68508-3752 | Lancaster | NE26290 | Active | 200631 | 16PG80180113 | 2016 | Lochinvar | FTVT - Firetube Vertical TB | HWDP - Hotwater Heat & Dom Supply | 1/31/2026
Apartment Building - Arrow | 1730 G St | Lincoln | NE | 68508-3752 | Lancaster | NEW | Scrapped/Junked | n/a | 1034M000888 | 2010 | A O Smith | AHWH - ANSI/Fired Water Htr | HWDP - Hotwater Heat & Dom Supply | 3/31/2016
York Middle School | 1730 N Delaware Ave | York | NE | 68467-1203 | York | NE07679 | Active | 101054 | 101054 | 2006 | Fulton | FT - Firetube Boiler | HWDP - Hotwater Heat & Dom Supply | 2/28/2026
York Middle School | 1730 N Delaware Ave | York | NE | 68467-1203 | York | NE33946 | Scrapped/Junked | 69844 | 3840 | 1974 | GROE | COOK - Fired Cooker | COOK - Cooker/Kettle | 2/28/2020
Christ The King Church | 1730 N St | Gering | NE | 69341-2630 | Scotts Bluff | NE14723 | Active | n/a | HG-12 | 1980 | Weil-Mcclain | CI - Cast Iron | HWHT - Hot Water Heat | 9/30/2026
Christ The King Church | 1730 N St | Gering | NE | 69341-2630 | Scotts Bluff | NE14724 | Scrapped/Junked |  | 7549377 | 1980 | BURN | CI - Cast Iron | HWHT - Hot Water Heat | 3/31/2009
Christ The King Church | 1730 N St | Gering | NE | 69341-2630 | Scotts Bluff | NE22810 | Active | N/A | 620836-200907 | 2009 | Peerless | CI - Cast Iron | HWHT - Hot Water Heat | 9/30/2026
St Joseph's Church | 1730 S 16th St | Omaha | NE | 68108-3908 | Douglas | NE19460 | Active | 16650 | FB 200-15-50 | 2010 | Hurst | FTFB - Firetube-Firebox Boiler | STHT - Steam-Heat | 3/31/2026
St Joseph's Church | 1730 S 16th St | Omaha | NE | 68108-3908 | Douglas | NE20318 | Exempt 1999 LB-66 |  | 000RN0787402654 | 1987 | RHEEM MANUFACTURING CO | AHWH - ANSI/Fired Water Htr | HWSD - Hot Water Dom/Potable | 6/30/1999
St Joseph's Church | 1730 S 16th St | Omaha | NE | 68108-3908 | Douglas | NE37620 | Scrapped/Junked | 36555 | R-5042 | 1982 | KEWA | FTFB - Firetube-Firebox Boiler | STHT - Steam-Heat | 3/31/2011
Nebraska Surgery Center | 1730 S 70th St | Lincoln | NE | 68506-1613 | Lancaster | NE41408 | Active | 27222 | 0521088 | 2021 | Steris Corp | ELBL - Electric Boiler | STER - Sterilizer | 3/31/2026
Nebraska Surgery Center | 1730 S 70th St | Lincoln | NE | 68506-1613 | Lancaster | NE41409 | Active | 27223 | 0521089 | 2021 | Steris Corp | ELBL - Electric Boiler | STER - Sterilizer | 3/31/2026
Nebraska Surgery Center | 1730 S 70th St | Lincoln | NE | 68506-1613 | Lancaster | NE41410 | Active | 27376 | 0621854 | 2021 | Steris Corp | ELBL - Electric Boiler | STER - Sterilizer | 3/31/2026
17304 Davenport St Ste 100 | 17304 Davenport St Ste 100 | Omaha | NE | 68118-2906 | Douglas | NE01690 | Scrapped/Junked | 84315 | 84315 | 2004 | AOSM | CHWH - ASME/Fired Water Heater | HWSD - Hot Water Dom/Potable | 4/30/2012
17304 Davenport St Ste 100 | 17304 Davenport St Ste 100 | Omaha | NE | 68118-2906 | Douglas | NE22733 | Inactive | 15056 | 15056 | 2010 | A O Smith | CHWH - ASME/Fired Water Heater | HWSD - Hot Water Dom/Potable | 7/31/2022
Black Hills Energy | 1731 Windhoek Dr | Lincoln | NE | 68512-1273 | Lancaster | NE28734 | Active | 342457 | 18.PG60.94.2326 | 2018 | Lochinvar | FTVT - Firetube Vertical TB | HWHS - Hotwater Heat Sidewalks | 2/28/2026
Black Hills Energy | 1731 Windhoek Dr | Lincoln | NE | 68512-1273 | Lancaster | NE28735 | Active | 356586 | 19.PG120.05.0301 | 2019 | Lochinvar | FTVT - Firetube Vertical TB | HWHS - Hotwater Heat Sidewalks | 2/28/2026
Black Hills Energy | 1731 Windhoek Dr | Lincoln | NE | 68512-1273 | Lancaster | NE28736 | Active | 356587 | 19.PG120.05.0302 | 2019 | Lochinvar | FTVT - Firetube Vertical TB | HWHS - Hotwater Heat Sidewalks | 2/28/2026
APARTMENT BUILDING | 1733 M St | Lincoln | NE | 68508-1725 | LANCASTER | NE16332 | Exempt |  | 6-410 | 1960 | AMERICAN STANDARD |  | HWHT - Hot Water Heat | 4/30/1993
Twin Peaks Restaurant | 17330 W Center Rd | Omaha | NE | 68130-2392 | Douglas | NE00622 | Scrapped/Junked | 70372 | C01132485 | 2001 | STAT | CHWH - ASME/Fired Water Heater | HWSD - Hot Water Dom/Potable | 1/31/2017
Cedarwood Apartments | 1734 S 74th St | Omaha | NE | 68124-1729 | Douglas | NE17857 | Scrapped/Junked | n/a | SF636848 | 1963 | Aqua-Chem | WT - Water Tube Boiler | HWHT - Hot Water Heat | 1/31/2015
Cedarwood Apartments | 1734 S 74th St | Omaha | NE | 68124-1729 | Douglas | NE26256 | Out of Service | 354145 | 091521745 | 2015 | CAMUS | WTSS - Watertube SS Steel | HWHT - Hot Water Heat | 1/31/2021
Cedarwood Apartments | 1734 S 74th St | Omaha | NE | 68124-1729 | Douglas | NE26257 | Out of Service | 354143 | 091521744 | 2015 | CAMUS | WTSS - Watertube SS Steel | HWHT - Hot Water Heat | 1/31/2021
Audi of Omaha | 17340 Burt St | Omaha | NE | 68118-2541 | Douglas | NE27698 | Active | 411214 | 1743107926456 | 2017 | Sermeta/Lochinvar | COND - Condenser | HWHF - Hot Water Heat-Floor | 9/30/2026
Audi of Omaha | 17340 Burt St | Omaha | NE | 68118-2541 | Douglas | NE27699 | Active | 411215 | 1743107926458 | 2017 | Sermeta/Lochinvar | COND - Condenser | HWHF - Hot Water Heat-Floor | 9/30/2026
Audi of Omaha | 17340 Burt St | Omaha | NE | 68118-2541 | Douglas | NE27700 | Active | 411213 | 1743107926457 | 2017 | Sermeta/Lochinvar | COND - Condenser | HWHF - Hot Water Heat-Floor | 9/30/2026
Floral Court Apartments | 1735 G St | Lincoln | NE | 68508-3733 | Lancaster | NE19505 | Active | n/a | 211A90930993 | 1993 | Peerless | CI - Cast Iron | STHT - Steam-Heat | 1/31/2026
Weborg Feeding | 1737 V Rd | Pender | NE | 68047-4422 | Cuming | NE22132 | Active | 17138 | 17138 | 2011 | Superior Boiler Works | FTSM - FTS Marine Dry Back | PROC - Process Steam | 3/31/2026
Baker's Supermarket | 17370 Lakeside Hills Plz | Omaha | NE | 68130-2352 | Douglas | NE25119 | Scrapped/Junked | 156391 | NA | 1999 | RayPak Inc, California | CPFH - Copper Fin Water Heater | HWSD - Hot Water Dom/Potable | 9/30/2014
Baker's Supermarket | 17370 Lakeside Hills Plz | Omaha | NE | 68130-2352 | Douglas | NE25784 | Scrapped/Junked | 239899 | D1.12.38.00350 | 2012 | Giannoni France | WT - Water Tube Boiler | HWDP - Hotwater Heat & Dom Supply | 8/31/2019
BAKER'S SUPERMARKET | 17370 W Center Rd | Omaha | NE | 68130-2329 | Douglas | NE07793 | Scrapped/Junked | 156391 |  | 1999 | RAYPAK INC, CALIFORNIA | WTHW - Watertube Wtr Heater | HWSD - Hot Water Dom/Potable | 11/30/2002
KRH LLC "Majic Spray Car Wash" | 1740 10th Ave (10th & Rose) | Sidney | NE | 69160-0001 | Cheyenne | NE08338 | Scrapped/Junked | n/a | 00-09-12290 | 2000 | PALO | COWH - Coil Type Water Heater | HWHT - Hot Water Heat | 12/31/2012
KRH LLC "Majic Spray Car Wash" | 1740 10th Ave (10th & Rose) | Sidney | NE | 69160-0001 | Cheyenne | NE40474 | Scrapped/Junked |  | K6-1894 | 1978 | WEBEN JARCO | WT - Water Tube Boiler | HWSP - Hot Water Non Potable Supply | 2/28/2002
KRH LLC "Majic Spray Car Wash" | 1740 10th Ave (10th & Rose) | Sidney | NE | 69160-0001 | Cheyenne | NE40475 | Exempt 1999 LB-66 |  | 96-09006213 | 1996 | PALOMA | COWH - Coil Type Water Heater | HWSP - Hot Water Non Potable Supply | 5/31/2000
KRH LLC "Majic Spray Car Wash" | 1740 10th Ave (10th & Rose) | Sidney | NE | 69160-0001 | Cheyenne | NE40476 | Scrapped/Junked |  | 93-02001266 | 1993 | PALOMA | COWH - Coil Type Water Heater | HWHT - Hot Water Heat | 5/31/2001
KRH LLC "Majic Spray Car Wash" | 1740 10th Ave (10th & Rose) | Sidney | NE | 69160-0001 | Cheyenne | NE40477 | Scrapped/Junked | n/a | 97-12007966 | 1997 | PALO | COWH - Coil Type Water Heater | HWHT - Hot Water Heat | 12/31/2012
Scarlet & Cream Letter Club | 17404 Burke St | Omaha | NE | 68118-2239 | Douglas | NE06723 | Scrapped/Junked | 102406 | 102406 | 2006 | AOSC | CHWH - ASME/Fired Water Heater | HWSD - Hot Water Dom/Potable | 3/31/2008
Scarlet & Cream Letter Club | 17404 Burke St | Omaha | NE | 68118-2239 | Douglas | NE06724 | Scrapped/Junked | 102434 | 102434 | 2006 | AOSC | CHWH - ASME/Fired Water Heater | HWSD - Hot Water Dom/Potable | 3/31/2008
UNMC Health Clinic | 17405 Burke St | Omaha | NE | 68118 | Douglas | NE41966 | Active | 8161 | F10613925A | 2022 | Fulton | WT - Water Tube Boiler | HWHT - Hot Water Heat | 12/31/2026
UNMC Health Clinic | 17405 Burke St | Omaha | NE | 68118 | Douglas | NE41967 | Active | 8136 | F10613696A | 2022 | Fulton | WT - Water Tube Boiler | HWHT - Hot Water Heat | 12/31/2026
UNMC Health Clinic | 17405 Burke St | Omaha | NE | 68118 | Douglas | NE41968 | Active | 8157 | F10613927A | 2022 | Fulton | WT - Water Tube Boiler | HWHT - Hot Water Heat | 12/31/2026
Apartment Building - Red Prairie | 1741 K St | Lincoln | NE | 68508-2603 | Lancaster | NE30377 | Active | N/A | 211A-06-N-0991 | 1991 | Peerless | CI - Cast Iron | HWHT - Hot Water Heat | 1/31/2023
United Vascular of Omaha | 17410 Burke St | Omaha | NE | 68118-2245 | Douglas | NE27686 | Active | 286306 | 17.PG120.05.0634 | 2017 | Lochinvar | FT - Firetube Boiler | HWHT - Hot Water Heat | 7/31/2026
Firebirds Rocky Mountain | 17415 Chicago Cir | Omaha | NE | 68118-3563 | Douglas | NE06148 | Scrapped/Junked | 94974 | 9280935000 | 2005 | A. O. Smith | CHWH - ASME/Fired Water Heater | HWSD - Hot Water Dom/Potable | 5/31/2010
Firebirds Rocky Mountain | 17415 Chicago Cir | Omaha | NE | 68118-3563 | Douglas | NE19436 | Scrapped/Junked | 40953 | A1040953 | 2010 | Lochinvar | CHWH - ASME/Fired Water Heater | HWSD - Hot Water Dom/Potable | 3/31/2020
Firebirds Rocky Mountain | 17415 Chicago Cir | Omaha | NE | 68118-3563 | Douglas | NE41665 | Active | 269963 | 269963 | 2020 | AO SMITH | AHWH - ANSI/Fired Water Htr | HWSD - Hot Water Dom/Potable | 3/31/2023
Vacant Apartment | 1742 K St | Lincoln | NE | 68508-2686 | Lancaster | NE14557 | Scrapped/Junked | N/A | 81-11122 | 1983 | Peerless | CI - Cast Iron | HWHT - Hot Water Heat | 1/31/2017
Vacant Apartment | 1742 K St | Lincoln | NE | 68508-2686 | Lancaster | NE23829 | Exempt | 43325 | 942B98 | 1998 | A O Smith | COBL - Coil Type Boiler | HWSD - Hot Water Dom/Potable | 1/31/2013
Townhouse Extended Stay Hotel | 1744 M St | Lincoln | NE | 68508-1724 | Lancaster | NE16224 | Scrapped/Junked |  | MC890028635830 | 1989 | AO SMITH | AHWH - ANSI/Fired Water Htr | HWSD - Hot Water Dom/Potable | 12/31/2002
Townhouse Extended Stay Hotel | 1744 M St | Lincoln | NE | 68508-1724 | Lancaster | NE30687 | Scrapped/Junked | n/a | F92362842 | 1992 | State | AHWH - ANSI/Fired Water Htr | HWSD - Hot Water Dom/Potable | 1/31/2016
APARTMENT BUILDING | 1747 S 15th St | Lincoln | NE | 68502-2462 | LANCASTER | NE09659 | Scrapped/Junked |  | SOB-3098 | 1962 | PEERLESS HEATER COMPANY |  | HWHT - Hot Water Heat | 1/31/2003
Immanuel Lakeside Village | 17475 Frances St | Omaha | NE | 68130-2344 | Douglas | NE12643 | Active | 21653 | 0828M001673 | 2008 | AO SMITH | COBL - Coil Type Boiler | HWSD - Hot Water Dom/Potable | 1/31/2026
Immanuel Lakeside Village | 17475 Frances St | Omaha | NE | 68130-2344 | Douglas | NE18885 | Active | c27212 | 1004M001088 | 2010 | AO SMITH | COBL - Coil Type Boiler | HWSD - Hot Water Dom/Potable | 1/31/2026
Immanuel Lakeside Village | 17475 Frances St | Omaha | NE | 68130-2344 | Douglas | NE18957 | Exempt 1999 LB-66 |  | MH95-0455026 | 1995 | AO SMITH | AHWH - ANSI/Fired Water Htr | HWSD - Hot Water Dom/Potable | 7/31/1999
Immanuel Lakeside Village | 17475 Frances St | Omaha | NE | 68130-2344 | Douglas | NE24720 | Scrapped/Junked | 41591 | 974L9741591 | 1997 | AOSM | COBL - Coil Type Boiler | HWSD - Hot Water Dom/Potable | 1/31/2009
Immanuel Lakeside Village | 17475 Frances St | Omaha | NE | 68130-2344 | Douglas | NE24721 | Scrapped/Junked | 40728 | 974K9740728 | 1997 | AOSM | COBL - Coil Type Boiler | HWSD - Hot Water Dom/Potable | 1/31/2011
Immanuel Lakeside Village | 17475 Frances St | Omaha | NE | 68130-2344 | Douglas | NE24722 | Scrapped/Junked | 9547 | 97-E6821 | 1997 | ALES | FTVT - Firetube Vertical TB | HHHP - Hotwater Heat & Heat Pump | 1/31/2016
Immanuel Lakeside Village | 17475 Frances St | Omaha | NE | 68130-2344 | Douglas | NE24723 | Scrapped/Junked | 9544 | 97-E6809 | 1997 | ALES | FTVT - Firetube Vertical TB | HHHP - Hotwater Heat & Heat Pump | 1/31/2025
Immanuel Lakeside Village | 17475 Frances St | Omaha | NE | 68130-2344 | Douglas | NE24724 | Active | 9545 | 97-E6810 | 1997 | ALES | FTVT - Firetube Vertical TB | HHHP - Hotwater Heat & Heat Pump | 1/31/2026
Immanuel Lakeside Village | 17475 Frances St | Omaha | NE | 68130-2344 | Douglas | NE26339 | Active | 19544 | 15F-7452 | 2015 | Aldrich | FTVT - Firetube Vertical TB | HWHT - Hot Water Heat | 1/31/2026
Immanuel Lakeside Village | 17475 Frances St | Omaha | NE | 68130-2344 | Douglas | NE27774 | Active | 235683 | 235683 | 2018 | AO SMITH | COND - Condenser | HWSD - Hot Water Dom/Potable | 1/31/2026
Immanuel Lakeside Village | 17475 Frances St | Omaha | NE | 68130-2344 | Douglas | NE27775 | Active | 237595 | 237595 | 2018 | AO SMITH | COND - Condenser | HWSD - Hot Water Dom/Potable | 1/31/2026
Immanuel Lakeside Village | 17475 Frances St | Omaha | NE | 68130-2344 | Douglas | NE28001 | Active | 234588 | 234588 | 2018 | AO SMITH | COND - Condenser | HWSD - Hot Water Dom/Potable | 1/31/2026
Immanuel Lakeside Village | 17475 Frances St | Omaha | NE | 68130-2344 | Douglas | NE43094 | Active | 838 | 120446 | 2024 | Les Inc | FTVT - Firetube Vertical TB | HWDP - Hotwater Heat & Dom Supply | 1/31/2025
Immanuel Lakeside Village | 17475 Frances St | Omaha | NE | 68130-2344 | Douglas | NE43425 | Active | 21828 | 25F-9736 | 2025 | Aldrich | FTVT - Firetube Vertical TB | HWHT - Hot Water Heat | 1/31/2025
IQ Car Wash | 17477 Manderson St | Omaha | NE | 68116-1159 | Douglas | NE28591 | Active | 102955 | 19.PGT700.141.0099 | 2019 | Lochinvar | WT - Water Tube Boiler | GLFH - Glycol Floor Heat System | 3/31/2026
Fremont High School | 1750 N Lincoln Ave | Fremont | NE | 68025-3206 | Dodge | NE00074 | Scrapped/Junked | 93838 |  | 2000 | MARKET FORGE INDUSTRIES | FT - Firetube Boiler | 0021 - Steam Supp Cooker/Kettle | 8/31/2006
Fremont High School | 1750 N Lincoln Ave | Fremont | NE | 68025-3206 | Dodge | NE07573 | Scrapped/Junked | 105389 | 105389 | 2012 | Cleveland | FT - Firetube Boiler | 0021 - Steam Supp Cooker/Kettle | 2/28/2018
Fremont High School | 1750 N Lincoln Ave | Fremont | NE | 68025-3206 | Dodge | NE17819 | Scrapped/Junked | 44420 |  | 1993 | MARKET FORGE INDUSTRIES | FT - Firetube Boiler | 0021 - Steam Supp Cooker/Kettle | 8/31/2000
Fremont High School | 1750 N Lincoln Ave | Fremont | NE | 68025-3206 | Dodge | NE18687 | Active | 18021 | 10F 5929 | 2010 | Aldrich | FTVT - Firetube Vertical TB | HWHT - Hot Water Heat | 2/28/2026
Fremont High School | 1750 N Lincoln Ave | Fremont | NE | 68025-3206 | Dodge | NE18688 | Active | 18020 | 10F-5928 | 2010 | Aldrich | FTVT - Firetube Vertical TB | HWHT - Hot Water Heat | 2/28/2026
Fremont High School | 1750 N Lincoln Ave | Fremont | NE | 68025-3206 | Dodge | NE18689 | Active | 42423 | F10C10138206 | 2010 | Lochinvar | COBL - Coil Type Boiler | HWSD - Hot Water Dom/Potable | 2/28/2027
Fremont High School | 1750 N Lincoln Ave | Fremont | NE | 68025-3206 | Dodge | NE18690 | Active | 42410 | ENC10135543 | 2010 | Lochinvar | COBL - Coil Type Boiler | HWSD - Hot Water Dom/Potable | 2/28/2027
Fremont High School | 1750 N Lincoln Ave | Fremont | NE | 68025-3206 | Dodge | NE18691 | Active | 42325 | W10C10135526 | 2010 | Lochinvar | COBL - Coil Type Boiler | HWSD - Hot Water Dom/Potable | 2/28/2027
Fremont High School | 1750 N Lincoln Ave | Fremont | NE | 68025-3206 | Dodge | NE33510 | Scrapped/Junked | n/a | 37867 | 1958 | TITUSVILLE | FTWB - FTS Marine Wet Back | HWHT - Hot Water Heat | 2/28/2024
Fremont High School | 1750 N Lincoln Ave | Fremont | NE | 68025-3206 | Dodge | NE33511 | Scrapped/Junked | n/a | 37798 | 1958 | TITUSVILLE | FTWB - FTS Marine Wet Back | HWHT - Hot Water Heat | 2/28/2024
Fremont High School | 1750 N Lincoln Ave | Fremont | NE | 68025-3206 | Dodge | NE34479 | Scrapped/Junked |  | 6230 | 1967 | KEWA | FTWB - FTS Marine Wet Back | HWHT - Hot Water Heat | 8/31/2010
Fremont High School | 1750 N Lincoln Ave | Fremont | NE | 68025-3206 | Dodge | NE43451 | Active | 284056 196623 | 062394158 | 2021 | RBI / AIC | FTVT - Firetube Vertical TB | HWHT - Hot Water Heat | 2/28/2025
Fremont High School | 1750 N Lincoln Ave | Fremont | NE | 68025-3206 | Dodge | NE43452 | Active | 244368 286480 | 012393071 | 2021 | RBI / AIC | FTVT - Firetube Vertical TB | HWHT - Hot Water Heat | 2/28/2025
Sumner Place | 1750 S 20th St | Lincoln | NE | 68502-2611 | Lancaster | NE07797 | Exempt 1999 LB-66 |  |  | 1998 | RUUD | AHWH - ANSI/Fired Water Htr | HWSD - Hot Water Dom/Potable | 7/15/2000
Sumner Place | 1750 S 20th St | Lincoln | NE | 68502-2611 | Lancaster | NE19501 | Scrapped/Junked |  | 1194G02027 | 1994 | RUUD | AHWH - ANSI/Fired Water Htr | HWSD - Hot Water Dom/Potable | 6/30/1999
Sumner Place | 1750 S 20th St | Lincoln | NE | 68502-2611 | Lancaster | NE26229 | Scrapped/Junked | 19564 | 15F7472 | 2015 | Aldrich | FTFB - Firetube-Firebox Boiler | HWHT - Hot Water Heat | 6/30/2023
Sumner Place | 1750 S 20th St | Lincoln | NE | 68502-2611 | Lancaster | NE28138 | Scrapped/Junked | 19792 | 98905 | 2016 | Aldrich | FTFB - Firetube-Firebox Boiler | 0031 - Hightemp Water Supply | 6/30/2023
Sumner Place | 1750 S 20th St | Lincoln | NE | 68502-2611 | Lancaster | NE34524 | Scrapped/Junked | n/a | M8743 | 1964 | Kewanee | FTFB - Firetube-Firebox Boiler | HWHT - Hot Water Heat | 6/30/2016
Sumner Place | 1750 S 20th St | Lincoln | NE | 68502-2611 | Lancaster | NE39191 | Inactive | n/a | M8751 | 1964 | Kewanee | FTFB - Firetube-Firebox Boiler | HWHT - Hot Water Heat | 6/30/2017
Sumner Place | 1750 S 20th St | Lincoln | NE | 68502-2611 | Lancaster | NE42253 | Active | 568173 | N1.22.35.00156 | 2022 | Lochinvar | WTSS - Watertube SS Steel | HWHT - Hot Water Heat | 2/28/2027
Sumner Place | 1750 S 20th St | Lincoln | NE | 68502-2611 | Lancaster | NE42254 | Active | 567332 | N!.22.33.00157 | 2022 | Lochinvar | WTSS - Watertube SS Steel | HWHT - Hot Water Heat | 2/28/2027
Sumner Place | 1750 S 20th St | Lincoln | NE | 68502-2611 | Lancaster | NE42255 | Active | 567342 | N1.22.33.00167 | 2022 | Lochinvar | WTSS - Watertube SS Steel | HWHT - Hot Water Heat | 2/28/2027
Learning Center/Library | 1750 Sweetwater Ave | Alliance | NE | 69301-4463 | Box Butte | NE00801 | Active | 9395 | 97E6631 | 1997 | ALES | FTVT - Firetube Vertical TB | HWHT - Hot Water Heat | 10/31/2026
Learning Center/Library | 1750 Sweetwater Ave | Alliance | NE | 69301-4463 | Box Butte | NE00802 | Active | 9379 | 97E6615 | 1997 | ALES | FTVT - Firetube Vertical TB | HWHT - Hot Water Heat | 10/31/2026
Learning Center/Library | 1750 Sweetwater Ave | Alliance | NE | 69301-4463 | Box Butte | NE00803 | Active | 9396 | 97E6632 | 1997 | ALES | FTVT - Firetube Vertical TB | HWHT - Hot Water Heat | 10/31/2026
Learning Center/Library | 1750 Sweetwater Ave | Alliance | NE | 69301-4463 | Box Butte | NE00804 | Active | 9380 | 97E6616 | 1997 | ALES | FTVT - Firetube Vertical TB | HWHT - Hot Water Heat | 10/31/2026
Madonna Rehabilitation Hospital | 17500 Burke St | Omaha | NE | 68118-2244 | Douglas | NE26378 | Active | 65526 | 118799A | 2015 | PVI Industries | CHWH - ASME/Fired Water Heater | HWSD - Hot Water Dom/Potable | 7/31/2026
Madonna Rehabilitation Hospital | 17500 Burke St | Omaha | NE | 68118-2244 | Douglas | NE26379 | Active | 65455 | 118800A | 2015 | PVI Industries | CHWH - ASME/Fired Water Heater | HWSD - Hot Water Dom/Potable | 7/31/2026
Madonna Rehabilitation Hospital | 17500 Burke St | Omaha | NE | 68118-2244 | Douglas | NE26380 | Active | 65525 | 118817A | 2015 | PVI Industries | CHWH - ASME/Fired Water Heater | HWSD - Hot Water Dom/Potable | 7/31/2026
Madonna Rehabilitation Hospital | 17500 Burke St | Omaha | NE | 68118-2244 | Douglas | NE26381 | Active | 64783 | 118815A | 2015 | PVI Industries | CHWH - ASME/Fired Water Heater | HWSD - Hot Water Dom/Potable | 7/31/2026
Madonna Rehabilitation Hospital | 17500 Burke St | Omaha | NE | 68118-2244 | Douglas | NE26382 | Active | 65514 | 118816A | 2015 | PVI Industries | CHWH - ASME/Fired Water Heater | HWSD - Hot Water Dom/Potable | 7/31/2026
Madonna Rehabilitation Hospital | 17500 Burke St | Omaha | NE | 68118-2244 | Douglas | NE26383 | Active | 70745 | G-15-0634 | 2015 | Aerco | WT - Water Tube Boiler | HWHT - Hot Water Heat | 7/31/2026
Madonna Rehabilitation Hospital | 17500 Burke St | Omaha | NE | 68118-2244 | Douglas | NE26384 | Active | 70744 | G-15-0633 | 2015 | Aerco | WT - Water Tube Boiler | HWHT - Hot Water Heat | 7/31/2026
Madonna Rehabilitation Hospital | 17500 Burke St | Omaha | NE | 68118-2244 | Douglas | NE26385 | Active | 70746 | G-15-0635 | 2015 | Aerco | WT - Water Tube Boiler | HWHT - Hot Water Heat | 7/31/2026
Madonna Rehabilitation Hospital | 17500 Burke St | Omaha | NE | 68118-2244 | Douglas | NE26386 | Active | 70743 | G-15-0632 | 2015 | Aerco | WT - Water Tube Boiler | HWHT - Hot Water Heat | 7/31/2026
Coltons Woodfired Grill | 17501 Wright St | Omaha | NE | 68130-2094 | Douglas | NE06129 | Inactive | 94631 | 94631 | 2005 | AOSF | CHWH - ASME/Fired Water Heater | HWSD - Hot Water Dom/Potable | 4/30/2009
HUSKER STEAK HOUSE | 1754 33rd Ave | Columbus | NE | 68601-4239 | PLATTE | NE21539 | Inactive |  | 1 | 1953 | NATIONAL RADIATOR |  | HWHT - Hot Water Heat | 1/31/1999
HUSKER STEAK HOUSE | 1754 33rd Ave | Columbus | NE | 68601-4239 | PLATTE | NE21540 | Exempt 1999 LB-66 |  | 0890D006361 | 1990 | RHEEM MANUFACTURING CO | AHWH - ANSI/Fired Water Htr | HWSD - Hot Water Dom/Potable | 1/31/2000
CHI-Richard Young Hospital | 1755 Prairie View Pl | Kearney | NE | 68845-8300 | Buffalo | NE35501 | Active | 39249 | R7844 | 1986 | Kewannee | FT - Firetube Boiler | HWHT - Hot Water Heat | 10/31/2026
CHI-Richard Young Hospital | 1755 Prairie View Pl | Kearney | NE | 68845-8300 | Buffalo | NE35502 | Active | 39253 | R7847 | 1986 | Kewanee | FT - Firetube Boiler | HWHT - Hot Water Heat | 10/31/2026
Fresh Thyme Farmers Market | 17550 Gold Plz | Omaha | NE | 68130-5601 | Douglas | NE26653 | Active | 220415 | 1635M001659 | 2016 | AO SMITH | CHWH - ASME/Fired Water Heater | HWSD - Hot Water Dom/Potable | 2/28/2020
Esprit Memory Center | 17550 Wirt St | Omaha | NE | 68116-1161 | Douglas | NE22743 | Active | 172619 | 172619 | 2012 | A O Smith | CHWH - ASME/Fired Water Heater | HWDP - Hotwater Heat & Dom Supply | 2/28/2026
Esprit Memory Center | 17550 Wirt St | Omaha | NE | 68116-1161 | Douglas | NE22744 | Scrapped/Junked | 171610 | 171610 | 2012 | A O Smith | CHWH - ASME/Fired Water Heater | HWDP - Hotwater Heat & Dom Supply | 11/30/2022
Esprit Assisted Living | 17555 Emmet St | Omaha | NE | 68116-1129 | Douglas | NE22741 | Active | 172118 | 172118 | 2012 | A O Smith | CHWH - ASME/Fired Water Heater | HWDP - Hotwater Heat & Dom Supply | 2/28/2026
Esprit Assisted Living | 17555 Emmet St | Omaha | NE | 68116-1129 | Douglas | NE22742 | Active | 171609 | 171609 | 2012 | A O Smith | CHWH - ASME/Fired Water Heater | HWDP - Hotwater Heat & Dom Supply | 2/28/2026
Miracle Car Wash | 1756 N 120th St | Omaha | NE | 68154-1379 | Douglas | NE04783 | Scrapped/Junked | 105 | JH7-1320 | 1983 | WEBJ | COBL - Coil Type Boiler | HWHT - Hot Water Heat | 1/31/2013
Miracle Car Wash | 1756 N 120th St | Omaha | NE | 68154-1379 | Douglas | NE12834 | Scrapped/Junked | 6430 | 1903319 | 1991 | TELE | CPFT - Horiz Cpr Fin Boiler | HWSP - Hot Water Non Potable Supply | 1/31/2013
Miracle Car Wash | 1756 N 120th St | Omaha | NE | 68154-1379 | Douglas | NE22768 | Active | 56648 | 1112780016 | 2011 | Lochinvar | FT - Firetube Boiler | HWFG - Hotwater Heat Floor-Glycl | 1/31/2026
Miracle Car Wash | 1756 N 120th St | Omaha | NE | 68154-1379 | Douglas | NE22769 | Active | 66184 | PG60.13.0022 | 2011 | Lochinvar | FT - Firetube Boiler | HWFG - Hotwater Heat Floor-Glycl | 1/31/2026
Saunders Medical Center | 1760 County Road J | Wahoo | NE | 68066-4152 | Saunders | NE07264 | Active | 15741 | 06F-3648 | 2006 | ALES | FTVT - Firetube Vertical TB | HWHT - Hot Water Heat | 10/31/2026
Saunders Medical Center | 1760 County Road J | Wahoo | NE | 68066-4152 | Saunders | NE07265 | Active | 15740 | 06F-3647 | 2006 | ALES | FTVT - Firetube Vertical TB | HWHT - Hot Water Heat | 10/31/2026
Saunders Medical Center | 1760 County Road J | Wahoo | NE | 68066-4152 | Saunders | NE07266 | Active | 15742 | 06F-3649 | 2006 | ALES | FTVT - Firetube Vertical TB | HWHT - Hot Water Heat | 10/31/2026
Saunders Medical Center | 1760 County Road J | Wahoo | NE | 68066-4152 | Saunders | NE08688 | Scrapped/Junked | 15344 | 23981 | 1999 | Chromalox | ELBL - Electric Boiler | 0020 - Supp to Sterlizer/Autoclave | 10/31/2023
Saunders Medical Center | 1760 County Road J | Wahoo | NE | 68066-4152 | Saunders | NE13445 | Scrapped/Junked | 3484 | 31961 | 2006 | Chromalox | ELBL - Electric Boiler | STER - Sterilizer | 10/31/2017
Saunders Medical Center | 1760 County Road J | Wahoo | NE | 68066-4152 | Saunders | NE26960 | Active | 8562 | 48562 | 2016 | Chromalox | ELBL - Electric Boiler | STER - Sterilizer | 10/31/2026
Saunders Medical Center | 1760 County Road J | Wahoo | NE | 68066-4152 | Saunders | NE42337 | Active | 32464 | 0223228 | 2023 | Steris Corp | ELBL - Electric Boiler | STER - Sterilizer | 10/31/2026
Lighthouse Care Center | 17600 Arbor St | Omaha | NE | 68130-4682 | SARPY | NE12636 | Scrapped/Junked | 125643 | 0816M000995 | 2008 | AO SMITH | CHWH - ASME/Fired Water Heater | HWSD - Hot Water Dom/Potable | 1/31/2019
Lighthouse Care Center | 17600 Arbor St | Omaha | NE | 68130-4682 | SARPY | NE12637 | Scrapped/Junked | 125516 | 0817M000240 | 2008 | AO SMITH | CHWH - ASME/Fired Water Heater | HWSD - Hot Water Dom/Potable | 1/31/2019
Lighthouse Care Center | 17600 Arbor St | Omaha | NE | 68130-4682 | SARPY | NE12638 | Scrapped/Junked | 125642 | 125642 | 2008 | AO SMITH | CHWH - ASME/Fired Water Heater | HWSD - Hot Water Dom/Potable | 1/31/2019
vacant bldg | 17602 Wright St | Omaha | NE | 68130-2097 | Douglas | NE01715 | Out of Service | 86271 | 86271 | 2004 | AOSF | CHWH - ASME/Fired Water Heater | HWSD - Hot Water Dom/Potable | 7/31/2011
Little Waves Swim School | 17602 Wright St Ste 102 | Omaha | NE | 68130-2097 | Douglas | NE22746 | Scrapped/Junked | 343386 | 1207343386 | 2012 | Raypak | CHWH - ASME/Fired Water Heater | IPHT - Indoor Pool Heater | 12/31/2019
Little Waves Swim School | 17602 Wright St Ste 102 | Omaha | NE | 68130-2097 | Douglas | NE28583 | Inactive | 470602 | 1807470602 | 2018 | Raypak | COWH - Coil Type Water Heater | IPHT - Indoor Pool Heater | 1/31/2025
Village Pointe Medispa | 17617 Burke St | Omaha | NE | 68118-2259 | Douglas | NE12632 | Inactive | O/N 1 | m703-11-6359 | 2011 | PATTERSON KELLY | CALU - Cast Aluminum | HWHT - Hot Water Heat | 9/30/2012
Village Pointe Medispa | 17617 Burke St | Omaha | NE | 68118-2259 | Douglas | NE12633 | Scrapped/Junked | O/N 2 | M739-07-2422A | 2007 | PATTERSON KELLY | CALU - Cast Aluminum | HWHT - Hot Water Heat | 9/30/2010
Village Pointe Medispa | 17617 Burke St | Omaha | NE | 68118-2259 | Douglas | NE16058 | Inactive | 5407 | 33884 | 2008 | Chromalox | ELBL - Electric Boiler | PROC - Process Steam | 9/30/2022
Village Pointe Medispa | 17617 Burke St | Omaha | NE | 68118-2259 | Douglas | NE16059 | Inactive | 22111 | 0619080 | 2019 | Chromalox | ELBL - Electric Boiler | PROC - Process Steam | 9/30/2022
Village Pointe Medispa | 17617 Burke St | Omaha | NE | 68118-2259 | Douglas | NE18867 | Scrapped/Junked | n/a | M720-10-5392 A | 2010 | Patterson Kelley | CALU - Cast Aluminum | HWHT - Hot Water Heat | 9/30/2014
Village Pointe Medispa | 17617 Burke St | Omaha | NE | 68118-2259 | Douglas | NE24563 | Active | 268501 | 132500562 | 2013 | Heat Transfer Products Inc. | WTSS - Watertube SS Steel | HWHT - Hot Water Heat | 9/30/2026
Village Pointe Medispa | 17617 Burke St | Omaha | NE | 68118-2259 | Douglas | NE24564 | Active | 249488 | 124900245 | 2013 | Heat Transfer Products Inc. | WTSS - Watertube SS Steel | HWHT - Hot Water Heat | 9/30/2026
DOUGLAS CO SERVICE BLDG | 1763 Jackson St | Omaha | NE | 68102-2513 | Douglas | NE35276 | Scrapped/Junked | 37478 | R-6005 | 1983 | KEWANEE | FT - Firetube Boiler | STHT - Steam-Heat | 6/30/2006
Physicians Clinic | 17675 Welch Plz | Omaha | NE | 68135-3551 | Douglas | NE07340 | Scrapped/Junked | 738 | 1106500738 | 2006 | RIVE | WT - Water Tube Boiler | HWHT - Hot Water Heat | 10/31/2019
Physicians Clinic | 17675 Welch Plz | Omaha | NE | 68135-3551 | Douglas | NE07341 | Scrapped/Junked | 739 | 1106500739 | 2006 | RIVE | WT - Water Tube Boiler | HWHT - Hot Water Heat | 10/31/2019
Physicians Clinic | 17675 Welch Plz | Omaha | NE | 68135-3551 | Douglas | NE29251 | Active | 5683 | 18-042643518 | 2018 | Riello | WT - Water Tube Boiler | HWHT - Hot Water Heat | 3/31/2026
Physicians Clinic | 17675 Welch Plz | Omaha | NE | 68135-3551 | Douglas | NE29252 | Active | 5687 | 18-042683518 | 2018 | Riello | WT - Water Tube Boiler | HWHT - Hot Water Heat | 3/31/2026
Physicians Clinic | 17675 Welch Plz | Omaha | NE | 68135-3551 | Douglas | NEW | Scrapped/Junked | 9999 | 9999 | 2006 | RIVE | WT - Water Tube Boiler | HWHT - Hot Water Heat | 10/9/2019
Physicians Clinic | 17675 Welch Plz | Omaha | NE | 68135-3551 | Douglas | NEW | Scrapped/Junked | 9999 | 9999 | 2006 | RIVE | WT - Water Tube Boiler | HWHT - Hot Water Heat | 10/9/2019
Holiday Inn Express | 17677 Wright St | Omaha | NE | 68130-2095 | Douglas | NE06152 | Scrapped/Junked | NA | 02050004 | 2005 | PENT | CPPH - Ansi Cpr Fin Pool Heater | IPHT - Indoor Pool Heater | 6/30/2011
Holiday Inn Express | 17677 Wright St | Omaha | NE | 68130-2095 | Douglas | NE06153 | Scrapped/Junked | NA | 02050005 | 2005 | PENT | CPPH - Ansi Cpr Fin Pool Heater | IPHT - Indoor Pool Heater | 5/31/2018
Holiday Inn Express | 17677 Wright St | Omaha | NE | 68130-2095 | Douglas | NE19474 | Inactive | 309045 | 1004309045 | 2010 | Raypak | CPFH - Copper Fin Water Heater | IPHT - Indoor Pool Heater | 5/31/2025
Costco | 17701 Evans St | Omaha | NE | 68116-6450 | Douglas | NE43247 | Active | 320902 | 320902 | 2024 | AO SMITH | CHWH - ASME/Fired Water Heater | HWSD - Hot Water Dom/Potable | 4/30/2027
Costco | 17701 Evans St | Omaha | NE | 68116-6450 | Douglas | NE43248 | Active | 320886 | 320886 | 2024 | AO SMITH | CHWH - ASME/Fired Water Heater | HWSD - Hot Water Dom/Potable | 4/30/2027
Rowher Elementary School | 17701 F St | Omaha | NE | 68135-2503 | Douglas | NE07848 | Active | 156875 | 9902156875 | 1999 | Raypak | CPFH - Copper Fin Water Heater | HWSD - Hot Water Dom/Potable | 8/31/2026
Rowher Elementary School | 17701 F St | Omaha | NE | 68135-2503 | Douglas | NE07849 | Active | n/a | LA99-0798494 | 1999 | A O Smith | CHWH - ASME/Fired Water Heater | HWSD - Hot Water Dom/Potable | 8/31/2026
OrthoNebraska | 17701 Manderson St | Omaha | NE | 68116 | Douglas | NE43921 | Active | 598700 | N1.23.42.00007 | 2023 | Sermeta | WTSS - Watertube SS Steel | HWHT - Hot Water Heat | 1/31/2026
OrthoNebraska | 17701 Manderson St | Omaha | NE | 68116 | Douglas | NE43922 | Active | 598379 | N1.23.40.00018 | 2023 | Sermeta | WTSS - Watertube SS Steel | HWHT - Hot Water Heat | 1/31/2026
Ultra Wash | 1771 S Highway 30 | Blair | NE | 68008-2337 | Washington | NE01962 | Scrapped/Junked | N/A | 93-07001730 | 1993 | PALOMA | COWH - Coil Type Water Heater | HWHF - Hot Water Heat-Floor | 3/31/2023
Ultra Wash | 1771 S Highway 30 | Blair | NE | 68008-2337 | Washington | NE01963 | Scrapped/Junked | N/A | 04-01-105724 | 1993 | PALOMA | COWH - Coil Type Water Heater | HWHF - Hot Water Heat-Floor | 3/31/2023
Ultra Wash | 1771 S Highway 30 | Blair | NE | 68008-2337 | Washington | NE01964 | Scrapped/Junked | N/A | 93-07001738 | 1993 | PALOMA | COWH - Coil Type Water Heater | HWHF - Hot Water Heat-Floor | 3/31/2023
Ultra Wash | 1771 S Highway 30 | Blair | NE | 68008-2337 | Washington | NE42191 | Scrapped/Junked | 9621 | 125V2836 | 2023 | Bock Energy | CHWH - ASME/Fired Water Heater | HWSP - Hot Water Non Potable Supply | 4/30/2025
Ultra Wash | 1771 S Highway 30 | Blair | NE | 68008-2337 | Washington | NE42192 | Scrapped/Junked | 9631 | 125V2841 | 2023 | Bock Energy | CHWH - ASME/Fired Water Heater | HWSP - Hot Water Non Potable Supply | 4/30/2025
Ultra Wash | 1771 S Highway 30 | Blair | NE | 68008-2337 | Washington | NE42890 | Active | 547925 | N1.22.05.00089 | 2022 | Heat Transfer Products Inc. | WT - Water Tube Boiler | HWFP - Floor Heat & Nonpotable | 12/31/2025
Ultra Wash | 1771 S Highway 30 | Blair | NE | 68008-2337 | Washington | NE42891 | Active | 563696 | N1.22.26.00193 | 2022 | Heat Transfer Products Inc. | WT - Water Tube Boiler | HWFP - Floor Heat & Nonpotable | 12/31/2025
Lincoln Armory (FMS) | 1776 N 10th St | Lincoln | NE | 68508-1006 | Lancaster | NE00190 | Active | N/A | LC0118831199 | 1999 | Peerless | CI - Cast Iron | STHT - Steam-Heat | 4/30/2026
Lincoln Armory | 1776 N 10th St | Lincoln | NE | 68508-1006 | Lancaster | NE10477 | Out of Service | 440 | LPE-246-15-6M | 2002 | Hurst | FTWB - FTS Marine Wet Back | STHT - Steam-Heat | 4/30/2023
Lincoln Armory | 1776 N 10th St | Lincoln | NE | 68508-1006 | Lancaster | NE10478 | Out of Service | 439 | LPE-246-15-5M | 2002 | Hurst | FTWB - FTS Marine Wet Back | STHT - Steam-Heat | 4/30/2021
Lincoln Armory | 1776 N 10th St | Lincoln | NE | 68508-1006 | Lancaster | NE30081 | Inactive | 15705 | S#15705 | 1984 | BURNHAM COMM/INDUST | FTFB - Firetube-Firebox Boiler | STHT - Steam-Heat | 4/30/2008
Lincoln Armory | 1776 N 10th St | Lincoln | NE | 68508-1006 | Lancaster | NE30083 | Scrapped/Junked |  | 7L82 | 1956 | KEWANEE | FT - Firetube Boiler | STHT - Steam-Heat | 6/30/2001
UNL University Suites | 1780 R St | Lincoln | NE | 68508-1619 | Lancaster | NE24148 | Active | 18806 | 12F-6714 | 2012 | Aldrich | FTVT - Firetube Vertical TB | HWHT - Hot Water Heat | 10/31/2026
Elkhorn North High School | 17800 George Miller Pkwy | Omaha | NE | 68116 | Douglas | NE28859 | Active | 458764 | G19458764 | 2019 | Laars | WT - Water Tube Boiler | HWHT - Hot Water Heat | 10/31/2026
Elkhorn North High School | 17800 George Miller Pkwy | Omaha | NE | 68116 | Douglas | NE28865 | Active | 469723 | 1934116004765 | 2019 | Lochinvar | WT - Water Tube Boiler | HWDP - Hotwater Heat & Dom Supply | 10/31/2026
Elkhorn North High School | 17800 George Miller Pkwy | Omaha | NE | 68116 | Douglas | NE28866 | Active | 469731 | 1934116004766 | 2019 | Lochinvar | WT - Water Tube Boiler | HWDP - Hotwater Heat & Dom Supply | 10/31/2026
Grandview Middle School | 17801 Grand Ave | Omaha | NE | 68116-1182 | Douglas | NE26522 | Active | 137524 | 0314137524 | 2014 | PVI Industries | CHWH - ASME/Fired Water Heater | HWSD - Hot Water Dom/Potable | 7/31/2027
Tommy's Express Car Wash | 17805 Burt St | Omaha | NE | 68118 | Douglas | NE41234 | Active | 115048 | 2111122038160961 | 2019 | AIC SA | FTVT - Firetube Vertical TB | HWHS - Hotwater Heat Sidewalks | 12/31/2025
Tommy's Express Car Wash | 17805 Burt St | Omaha | NE | 68118 | Douglas | NE41235 | Active | 204889 | 2104092138171092 | 2019 | AIC SA | FTVT - Firetube Vertical TB | HWFS - HW Heat - Floor & Sidewalk | 12/31/2025
Tommy's Express Car Wash | 17805 Burt St | Omaha | NE | 68118 | Douglas | NE41236 | Active | 202813 | 2104072138170943 | 2019 | AIC SA | FTVT - Firetube Vertical TB | HWFS - HW Heat - Floor & Sidewalk | 12/31/2025
Tommy's Express Car Wash | 17805 Burt St | Omaha | NE | 68118 | Douglas | NE41237 | Active | 17422 | F015674 | 2019 | PVI Industries | WT - Water Tube Boiler | HWSD - Hot Water Dom/Potable | 12/31/2025
Columbus Aquatic Pool | 1783 10th Ave | Columbus | NE | 68601-3614 | Platte | NE06205 | Scrapped/Junked | 142434 | C04C01402 | 2004 | WTRP | CPFT - Horiz Cpr Fin Boiler | OPHT - Outdoor Pool Heater | 6/30/2016
Columbus Aquatic Pool | 1783 10th Ave | Columbus | NE | 68601-3614 | Platte | NE26262 | Active | 271204 | C15271204 | 2015 | Laars | CPFT - Horiz Cpr Fin Boiler | IPHT - Indoor Pool Heater | 3/31/2026
Columbus Aquatic Pool | 1783 10th Ave | Columbus | NE | 68601-3614 | Platte | NE40643 | Scrapped/Junked | 41857 |  | 1997 | AO SMITH | CPFT - Horiz Cpr Fin Boiler | OPHT - Outdoor Pool Heater | 7/31/2004
CITY OF COLUMBUS REC CNTR | 1783 10th Ave | Columbus | NE | 68601-3614 | PLATTE | NE40641 | Scrapped/Junked | 8965 |  | 1984 | AO SMITH | CHWH - ASME/Fired Water Heater | HWHT - Hot Water Heat | 7/31/2004
CITY OF COLUMBUS REC CNTR | 1783 10th Ave | Columbus | NE | 68601-3614 | PLATTE | NE40642 | Scrapped/Junked | 8963 |  | 1984 | AO SMITH | CHWH - ASME/Fired Water Heater | HWSD - Hot Water Dom/Potable | 7/31/2004
Spring Ridge Elementary | 17830 Shadow Ridge Dr | Omaha | NE | 68130-2647 | Douglas | NE00135 | Scrapped/Junked | 50449 | LF990850206 | 1999 | AOSM | CHWH - ASME/Fired Water Heater | HWSD - Hot Water Dom/Potable | 7/31/2024
Spring Ridge Elementary | 17830 Shadow Ridge Dr | Omaha | NE | 68130-2647 | Douglas | NE22893 | Active | 223404 | G12H10223404 | 2012 | Lochinvar | WTSS - Watertube SS Steel | HHHP - Hotwater Heat & Heat Pump | 7/31/2025
Spring Ridge Elementary | 17830 Shadow Ridge Dr | Omaha | NE | 68130-2647 | Douglas | NE42330 | Active | 303582 | 303582 | 2023 | AOSM | CHWH - ASME/Fired Water Heater | HWSD - Hot Water Dom/Potable | 7/31/2025
The Advert Building | 17838 Burke St | Omaha | NE | 68118-2243 | Douglas | NE26395 | Active | 171039 | 4115102079353 | 2015 | Lochinvar | COND - Condenser | HWHT - Hot Water Heat | 8/31/2026
The Advert Building | 17838 Burke St | Omaha | NE | 68118-2243 | Douglas | NE26396 | Active | 174336 | 4215102107289 | 2015 | Lochinvar | COND - Condenser | HWHT - Hot Water Heat | 8/31/2026
Hilton Garden Inn | 17879 Chicago St | Omaha | NE | 68118-2914 | Douglas | NE07062 | Scrapped/Junked | 105284 | EO6 MOO4638 | 2006 | AO SMITH | CHWH - ASME/Fired Water Heater | HWSD - Hot Water Dom/Potable | 11/30/2024
Hilton Garden Inn | 17879 Chicago St | Omaha | NE | 68118-2914 | Douglas | NE07063 | Scrapped/Junked | 12516 | FO612516 | 2006 | AO SMITH | WT - Water Tube Boiler | HWSP - Hot Water Non Potable Supply | 11/30/2023
Hilton Garden Inn | 17879 Chicago St | Omaha | NE | 68118-2914 | Douglas | NE07064 | Scrapped/Junked | C12464 | EO6-12464 | 2006 | AO SMITH | WT - Water Tube Boiler | HWSD - Hot Water Dom/Potable | 11/30/2024
Hilton Garden Inn | 17879 Chicago St | Omaha | NE | 68118-2914 | Douglas | NE07065 | Inactive | C 12486 | EO6-12486 | 2006 | AO SMITH | WT - Water Tube Boiler | HWSD - Hot Water Dom/Potable | 11/30/2020
Hilton Garden Inn | 17879 Chicago St | Omaha | NE | 68118-2914 | Douglas | NE43095 | Active | 586035 | N1.23.11.00032 | 2023 | Lochinvar | WT - Water Tube Boiler | HWSD - Hot Water Dom/Potable | 3/31/2026
Hilton Garden Inn | 17879 Chicago St | Omaha | NE | 68118-2914 | Douglas | NE43096 | Active | 586030 | N1.23.11.00027 | 2023 | Lochinvar | WT - Water Tube Boiler | HWSD - Hot Water Dom/Potable | 3/31/2026
Elkhorn Ridge Middle School | 17880 Marcy St | Omaha | NE | 68118-3556 | Douglas | NE10666 | Active | 198027 | 0208198027 | 2002 | Raypak | CPFH - Copper Fin Water Heater | HWSD - Hot Water Dom/Potable | 7/31/2026
Home2Suites by Hilton | 17889 Chicago St | Omaha | NE | 68118-2914 | Douglas | NE24852 | Active | 120939 | PG80.181275 | 2014 | Lochinvar | FTVT - Firetube Vertical TB | IPHT - Indoor Pool Heater | 9/30/2025
Home2Suites by Hilton | 17889 Chicago St | Omaha | NE | 68118-2914 | Douglas | NE24853 | Active | 195796 | 1434m000714 | 2014 | AO SMITH | CHWH - ASME/Fired Water Heater | HWSD - Hot Water Dom/Potable | 9/30/2026
Home2Suites by Hilton | 17889 Chicago St | Omaha | NE | 68118-2914 | Douglas | NE24854 | Active | 196202 | 1435m002010 | 2014 | AO SMITH | CHWH - ASME/Fired Water Heater | HWSD - Hot Water Dom/Potable | 9/30/2026
Home2Suites by Hilton | 17889 Chicago St | Omaha | NE | 68118-2914 | Douglas | NE24855 | Active | 196203 | 1435m002009 | 2014 | AO SMITH | CHWH - ASME/Fired Water Heater | HWSD - Hot Water Dom/Potable | 9/30/2026
Home2Suites by Hilton | 17889 Chicago St | Omaha | NE | 68118-2914 | Douglas | NEW | Inactive | 120939 | PG80.181275 | 2014 | AIC Tuchow | WT - Water Tube Boiler | IPHT - Indoor Pool Heater | 9/17/2020
St Andrew School | 179 N 6th St | Tecumseh | NE | 68450-2242 | Johnson | NE33243 | Active | n/a | M3134 | 1962 | Kewanee | FTFB - Firetube-Firebox Boiler | HWHT - Hot Water Heat | 10/31/2025
Hy Vee Gas | 17901 Welch Plz | Omaha | NE | 68135-3594 | Douglas | NE15061 | Inactive | 141368 | H04-A00336 | 2004 | Waterpik Technologies | COBL - Coil Type Boiler | GLFH - Glycol Floor Heat System | 3/31/2021
Grand Legacy Apartments | 17971 Oak Plz | Omaha | NE | 68130-2277 | Douglas | NE06471 | Active | 229560 | 0412229560 | 2004 | Raypak | CPFH - Copper Fin Water Heater | IPHT - Indoor Pool Heater | 8/31/2026
Grand Legacy Apartments | 17971 Oak Plz | Omaha | NE | 68130-2277 | Douglas | NE06472 | Active | 229810 | 0412229810 | 2004 | Raypak | CPFH - Copper Fin Water Heater | IPHT - Indoor Pool Heater | 8/31/2026
INSTITUFORM MID AMER INC | 17988 Edison Ave | Chesterfield | NE | 63005-3700 | PAWNEE | NE05003 | Inactive | 1098 |  | 1990 | CLEAVER BROOKS | WT - Water Tube Boiler | PROC - Process Steam | 6/30/1994
Kearney City Hall | 18 E 22nd St | Kearney | NE | 68847-5405 | Buffalo | NE05272 | Scrapped/Junked | N/A | 2114692 | 1979 | Peerless | CI - Cast Iron | STHT - Steam-Heat | 1/31/2023
Kearney City Hall | 18 E 22nd St | Kearney | NE | 68847-5405 | Buffalo | NE41357 | Active | NA | 211A-10 | 2022 | Peerless | CI - Cast Iron | STHT - Steam-Heat | 1/31/2027
THE AMBASSADOR | 1800 14th Ave | Nebraska City | NE | 68410-1159 | OTOE | NE05204 | Exempt 1999 LB-66 |  | 0L91701342 | 1989 | STATE INDUSTRIES | AHWH - ANSI/Fired Water Htr | HWSD - Hot Water Dom/Potable | 3/31/2000
THE AMBASSADOR | 1800 14th Ave | Nebraska City | NE | 68410-1159 | OTOE | NE05205 | Exempt 1999 LB-66 |  | 92121022 | 1990 | STATE INDUSTRIES | AHWH - ANSI/Fired Water Htr | HWSD - Hot Water Dom/Potable | 3/31/2000
THE AMBASSADOR | 1800 14th Ave | Nebraska City | NE | 68410-1159 | OTOE | NE17428 | Scrapped/Junked | 29266 | I920415 | 1992 | LOCHINVAR | CPFT - Horiz Cpr Fin Boiler | HWHT - Hot Water Heat | 3/31/2005
New Starr Elementery School | 1800 Adams St | Grand Island | NE | 68803-6177 | Hall | NE26858 | Active | 75377 | G-16-1825 | 2016 | Aerco International | FTVT - Firetube Vertical TB | HWHT - Hot Water Heat | 1/31/2026
New Starr Elementery School | 1800 Adams St | Grand Island | NE | 68803-6177 | Hall | NE26859 | Active | 75379 | G-16=1827 | 2016 | Aerco International | FTVT - Firetube Vertical TB | HWHT - Hot Water Heat | 1/31/2026
New Starr Elementery School | 1800 Adams St | Grand Island | NE | 68803-6177 | Hall | NE26860 | Active | 75378 | G-16-1826 | 2016 | Aerco International | FTVT - Firetube Vertical TB | HWHT - Hot Water Heat | 1/31/2026
New Starr Elementery School | 1800 Adams St | Grand Island | NE | 68803-6177 | Hall | NE26923 | Active | C48089 | 1701104483684-85 | 2017 | A O Smith | FT - Firetube Boiler | HWSD - Hot Water Dom/Potable | 1/31/2026
Thermo King | 1800 Centennial Ave | Hastings | NE | 68901-6712 | Adams | NE17119 | Out of Service | 35014 | N/A | 1981 | Kewannee | FT - Firetube Boiler | PROC - Process Steam | 9/30/2010
Thermo King | 1800 Centennial Ave | Hastings | NE | 68901-6712 | Adams | NE17120 | Out of Service | 35018 | N/A | 1981 | Kewannee | FT - Firetube Boiler | PROC - Process Steam | 9/30/2010
Thermo King | 1800 Centennial Ave | Hastings | NE | 68901-6712 | Adams | NE22129 | Out of Service | 18506 | 11F-6414 | 2011 | Les Inc/Aldrich Co | FTVT - Firetube Vertical TB | GLYC - Glycol Bldg Heat Sys | 2/28/2019
Thermo King | 1800 Centennial Ave | Hastings | NE | 68901-6712 | Adams | NE22130 | Scrapped/Junked | 18507 | 11F-6415 | 2011 | Les Inc/Aldrich Co | FTVT - Firetube Vertical TB | GLYC - Glycol Bldg Heat Sys | 2/28/2020
Thermo King | 1800 Centennial Ave | Hastings | NE | 68901-6712 | Adams | NE28259 | Active | 10117 | 071828459 | 2019 | CAMUS | COBL - Coil Type Boiler | GLYC - Glycol Bldg Heat Sys | 12/31/2026
Thermo King | 1800 Centennial Ave | Hastings | NE | 68901-6712 | Adams | NE28260 | Active | 10115 | 071928458 | 2019 | CAMUS | COBL - Coil Type Boiler | GLYC - Glycol Bldg Heat Sys | 12/31/2026
Beatrice Manor | 1800 Irving St | Beatrice | NE | 68310-2236 | Gage | NE02520 | Active | 13357 | 04F-1273 | 2004 | ALES | FTVT - Firetube Vertical TB | HWHT - Hot Water Heat | 12/31/2025
Beatrice Manor | 1800 Irving St | Beatrice | NE | 68310-2236 | Gage | NE04469 | Scrapped/Junked |  | L870108765 | 1987 | AO SMITH | CHWH - ASME/Fired Water Heater | HWSD - Hot Water Dom/Potable | 8/31/2001
Beatrice Manor | 1800 Irving St | Beatrice | NE | 68310-2236 | Gage | NE04470 | Scrapped/Junked |  | 8601568830 | 1986 | AO SMITH | AHWH - ANSI/Fired Water Htr | HWSD - Hot Water Dom/Potable | 8/31/2002
Beatrice Manor | 1800 Irving St | Beatrice | NE | 68310-2236 | Gage | NE04471 | Scrapped/Junked |  | AA8602628830 | 1986 | AO SMITH | AHWH - ANSI/Fired Water Htr | HWSD - Hot Water Dom/Potable | 8/31/2002
Beatrice Manor | 1800 Irving St | Beatrice | NE | 68310-2236 | Gage | NE04479 | Scrapped/Junked |  | CP1156195 | 1975 | WEIL MCLAIN |  | HWHT - Hot Water Heat | 8/31/2002
Beatrice Manor | 1800 Irving St | Beatrice | NE | 68310-2236 | Gage | NE04480 | Scrapped/Junked |  |  | 1974 | WEIL MCLAIN |  | HWHT - Hot Water Heat | 12/31/2004
Beatrice Manor | 1800 Irving St | Beatrice | NE | 68310-2236 | Gage | NE09550 | Scrapped/Junked | 79543 | URNG0898001737 | 1998 | RHEEM MANUFACTURING CO | CHWH - ASME/Fired Water Heater | HWSD - Hot Water Dom/Potable | 12/31/2007
Beatrice Manor | 1800 Irving St | Beatrice | NE | 68310-2236 | Gage | NE09651 | Scrapped/Junked | 87662 | RNG1100G03914 | 2000 | RHEE | CHWH - ASME/Fired Water Heater | HWSD - Hot Water Dom/Potable | 12/31/2013
Beatrice Manor | 1800 Irving St | Beatrice | NE | 68310-2236 | Gage | NE10184 | Scrapped/Junked | 113048 | 113048 | 2007 | RHEEM | CHWH - ASME/Fired Water Heater | HWSD - Hot Water Dom/Potable | 12/31/2013
Beatrice Manor | 1800 Irving St | Beatrice | NE | 68310-2236 | Gage | NE10185 | Scrapped/Junked | 94719 | 94719 | 2002 | RHEEM | CHWH - ASME/Fired Water Heater | HWSD - Hot Water Dom/Potable | 12/31/2018
Beatrice Manor | 1800 Irving St | Beatrice | NE | 68310-2236 | Gage | NE12380 | Scrapped/Junked | 94166 | 94166/URNG0802G01802 | 2002 | RHEEM MANUFACTURING CO | CHWH - ASME/Fired Water Heater | HWSD - Hot Water Dom/Potable | 12/31/2008
Beatrice Manor | 1800 Irving St | Beatrice | NE | 68310-2236 | Gage | NE12381 | Scrapped/Junked | 94155 | 94155/URNG0802G01425 | 2002 | RHEEM | CHWH - ASME/Fired Water Heater | HWSD - Hot Water Dom/Potable | 12/31/2010
Ord High School | 1800 K St | Ord | NE | 68862-1357 | Valley | NE20419 | Exempt 1999 LB-66 |  | 000MJ95-0464061 | 1995 | AO SMITH | AHWH - ANSI/Fired Water Htr | HWSD - Hot Water Dom/Potable | 8/31/2000
Ord High School | 1800 K St | Ord | NE | 68862-1357 | Valley | NE20989 | Scrapped/Junked | 3994 | 071113471 | 2011 | CAMUS | FTVT - Firetube Vertical TB | GLYC - Glycol Bldg Heat Sys | 1/31/2019
Ord High School | 1800 K St | Ord | NE | 68862-1357 | Valley | NE20990 | Scrapped/Junked | 3993 | 071113470 | 2011 | CAMUS | FTVT - Firetube Vertical TB | GLYC - Glycol Bldg Heat Sys | 1/31/2019
Ord High School | 1800 K St | Ord | NE | 68862-1357 | Valley | NE27789 | Active | 5563 | 18-HE041443018 | 2018 | Riello | WTSS - Watertube SS Steel | GLYC - Glycol Bldg Heat Sys | 11/30/2026
Ord High School | 1800 K St | Ord | NE | 68862-1357 | Valley | NE27790 | Active | 5584 | 18-HE014653118 | 2018 | Riello | WTSS - Watertube SS Steel | GLYC - Glycol Bldg Heat Sys | 11/30/2026
Ord High School | 1800 K St | Ord | NE | 68862-1357 | Valley | NE27791 | Active | 5565 | 18-HE041463018 | 2018 | Riello | WTSS - Watertube SS Steel | GLYC - Glycol Bldg Heat Sys | 11/30/2026
Ord High School | 1800 K St | Ord | NE | 68862-1357 | Valley | NE27792 | Active | 5570 | 18-HE041513018 | 2018 | Riello | WTSS - Watertube SS Steel | GLYC - Glycol Bldg Heat Sys | 11/30/2026
Ord High School | 1800 K St | Ord | NE | 68862-1357 | Valley | NE27793 | Active | 5551 | 18-HE041323018 | 2018 | Riello | WTSS - Watertube SS Steel | GLYC - Glycol Bldg Heat Sys | 11/30/2026
Ord High School | 1800 K St | Ord | NE | 68862-1357 | Valley | NE27794 | Active | 5568 | 18-HE041493018 | 2018 | Riello | WTSS - Watertube SS Steel | GLYC - Glycol Bldg Heat Sys | 11/30/2026
Ord High School | 1800 K St | Ord | NE | 68862-1357 | Valley | NE30294 | Inactive |  | SN55569 | 1930 | US RADIATOR |  | STHT - Steam-Heat | 8/31/1989
Ord High School | 1800 K St | Ord | NE | 68862-1357 | Valley | NE33634 | Scrapped/Junked | 38126 | R6640 | 1984 | Kewanee | FTFB - Firetube-Firebox Boiler | STHT - Steam-Heat | 1/31/2012
Ord High School | 1800 K St | Ord | NE | 68862-1357 | Valley | NE33635 | Scrapped/Junked | 38127 | R6641 | 1984 | KEWA | FTFB - Firetube-Firebox Boiler | STHT - Steam-Heat | 1/31/2012
AVLLC | 1800 O St | Lincoln | NE | 68508-1766 | LANCASTER | NE14745 | Inactive |  | 61392860187 | 1987 | PEERLESS HEATER COMPANY |  | STHT - Steam-Heat | 2/28/2002
AVLLC | 1800 O St | Lincoln | NE | 68508-1766 | LANCASTER | NE14747 | Inactive |  | A713SO | 1950 | AMERICAN STANDARD |  | STHT - Steam-Heat | 2/28/2002
AVLLC | 1800 O St | Lincoln | NE | 68508-1766 | LANCASTER | NE15525 | Inactive |  | 211A5558080890 | 1990 | PEERLESS HEATER COMPANY |  | STHT - Steam-Heat | 2/28/2002
Messiah Lutheran Church | 1800 S 84th St | Lincoln | NE | 68506-1870 | Lancaster | NE28935 | Active | 9505 | 19-HE080842919 | 2019 | Riello | WT - Water Tube Boiler | HWHT - Hot Water Heat | 9/30/2026
Messiah Lutheran Church | 1800 S 84th St | Lincoln | NE | 68506-1870 | Lancaster | NE28936 | Active | 9510 | 19HE080892919 | 2019 | Riello | WT - Water Tube Boiler | HWHT - Hot Water Heat | 9/30/2026
Messiah Lutheran Church | 1800 S 84th St | Lincoln | NE | 68506-1870 | Lancaster | NE28937 | Active | 9533 | 19HE081122919 | 2019 | Riello | WT - Water Tube Boiler | HWHT - Hot Water Heat | 9/30/2026
Messiah Lutheran Church | 1800 S 84th St | Lincoln | NE | 68506-1870 | Lancaster | NE28938 | Active | 9508 | 19-HE080872919 | 2019 | Riello | WT - Water Tube Boiler | HWHT - Hot Water Heat | 9/30/2026
Grand Weaver Hotel | 1800 Stone St | Falls City | NE | 68355-2027 | Richardson | NE02649 | Inactive | 21325 |  | 1962 | KEWANEE | FT - Firetube Boiler | STHT - Steam-Heat | 7/31/1989
Grand Weaver Hotel | 1800 Stone St | Falls City | NE | 68355-2027 | Richardson | NE30113 | Inactive |  | 104569 | 1947 | PACI | FTFB - Firetube-Firebox Boiler | STHT - Steam-Heat | 6/30/2007
Grand Weaver Hotel | 1800 Stone St | Falls City | NE | 68355-2027 | Richardson | NE30114 | Inactive | N/A | 75-5347 | 1975 | Peerless | CI - Cast Iron | HWCA - Hotwater to Coil Htexchgr | 3/31/2017
Grand Weaver Hotel | 1800 Stone St | Falls City | NE | 68355-2027 | Richardson | NE30115 | Out of Service | N/A | 1BJ1 | 1959 | AMST | CI - Cast Iron | HWHT - Hot Water Heat | 3/31/2011
Grand Weaver Hotel | 1800 Stone St | Falls City | NE | 68355-2027 | Richardson | NE30116 | Inactive |  | 0000104660 | 1947 | PACIFIC | FT - Firetube Boiler | STHT - Steam-Heat | 7/31/1992
Ponca Tribe Of Nebraska | 1800 Syracuse Ave | Norfolk | NE | 68701-2458 | Madison | NE04193 | Scrapped/Junked | N/A | B89256749 | 1988 | STAT | AHWH - ANSI/Fired Water Htr | HWSD - Hot Water Dom/Potable | 2/28/2018
Ponca Tribe Of Nebraska | 1800 Syracuse Ave | Norfolk | NE | 68701-2458 | Madison | NE21523 | Exempt 1999 LB-66 |  | G93660742 | 1993 | STATE INDUSTRIES | AHWH - ANSI/Fired Water Htr | HWSD - Hot Water Dom/Potable | 11/30/1999
Ponca Tribe Of Nebraska | 1800 Syracuse Ave | Norfolk | NE | 68701-2458 | Madison | NE32185 | Inactive |  | 210-6528 | 1970 | PEER | CI - Cast Iron | HWDP - Hotwater Heat & Dom Supply | 2/28/2008
Vine Congregational Church #X006600 | 1800 Twin Ridge Rd | Lincoln | NE | 68506-2355 | Lancaster | NE04472 | Scrapped/Junked |  | J9707 | 1957 | KEWA | FTFB - Firetube-Firebox Boiler | HWHT - Hot Water Heat | 8/31/2010
Vine Congregational Church #X006600 | 1800 Twin Ridge Rd | Lincoln | NE | 68506-2355 | Lancaster | NE17504 | Active | 117353 | 09h10117353 | 2009 | Lochinvar | SSCO - SS Coil Boiler | HWHT - Hot Water Heat | 2/28/2026
Vine Congregational Church #X006600 | 1800 Twin Ridge Rd | Lincoln | NE | 68506-2355 | Lancaster | NE17505 | Active | 117349 | 09h10117349 | 2009 | Lochinvar | SSCO - SS Coil Boiler | HWHT - Hot Water Heat | 2/28/2026
Raymond Central High School | 1800 W Agnew Rd | Raymond | NE | 68428-4315 | Lancaster | NE02361 | Scrapped/Junked | 13150 | 03F-1066 | 2003 | ALES | FTFB - Firetube-Firebox Boiler | HWDP - Hotwater Heat & Dom Supply | 7/31/2020
Raymond Central High School | 1800 W Agnew Rd | Raymond | NE | 68428-4315 | Lancaster | NE02362 | Scrapped/Junked | 13157 | 03F-1073 | 2003 | ALES | FTFB - Firetube-Firebox Boiler | HWDP - Hotwater Heat & Dom Supply | 7/31/2020
Raymond Central High School | 1800 W Agnew Rd | Raymond | NE | 68428-4315 | Lancaster | NE19330 | Scrapped/Junked | 9617 | 98-E6962 | 1998 | ALDR | FTFB - Firetube-Firebox Boiler | STHT - Steam-Heat | 7/31/2011
Raymond Central High School | 1800 W Agnew Rd | Raymond | NE | 68428-4315 | Lancaster | NE19484 | Active | 88720 | 88720 | 2011 | Groen | FPV - Fired Pressure Vessel | COOK - Cooker/Kettle | 7/31/2026
Raymond Central High School | 1800 W Agnew Rd | Raymond | NE | 68428-4315 | Lancaster | NE19485 | Active | 130330 | 0810130330 | 2010 | PVI Industries | CHWH - ASME/Fired Water Heater | HWSD - Hot Water Dom/Potable | 7/31/2026
Raymond Central High School | 1800 W Agnew Rd | Raymond | NE | 68428-4315 | Lancaster | NE28940 | Active | 10509 | 20HE090960720 | 2020 | Riello | WT - Water Tube Boiler | HWHT - Hot Water Heat | 7/31/2026
Raymond Central High School | 1800 W Agnew Rd | Raymond | NE | 68428-4315 | Lancaster | NE28941 | Active | 8270 | 19-HE068512019 | 2019 | Riello | WT - Water Tube Boiler | HWHT - Hot Water Heat | 7/31/2026
Raymond Central High School | 1800 W Agnew Rd | Raymond | NE | 68428-4315 | Lancaster | NE28942 | Active | 8285 | 19-HE068662019 | 2019 | Riello | WT - Water Tube Boiler | HWHT - Hot Water Heat | 7/31/2026
Raymond Central High School | 1800 W Agnew Rd | Raymond | NE | 68428-4315 | Lancaster | NE28943 | Active | 10523 | 20-HE091100720 | 2020 | Riello | WT - Water Tube Boiler | HWHT - Hot Water Heat | 7/31/2026
Raymond Central High School | 1800 W Agnew Rd | Raymond | NE | 68428-4315 | Lancaster | NE28944 | Active | 10403 | 20-HE089890520 | 2020 | Riello | WT - Water Tube Boiler | HWHT - Hot Water Heat | 7/31/2026
Raymond Central High School | 1800 W Agnew Rd | Raymond | NE | 68428-4315 | Lancaster | NE32690 | Scrapped/Junked | n/a | L2330 | 1959 | Kewanee | FTFB - Firetube-Firebox Boiler | HWHT - Hot Water Heat | 7/31/2012
Raymond Central High School | 1800 W Agnew Rd | Raymond | NE | 68428-4315 | Lancaster | NE32691 | Scrapped/Junked | n/a | L1970 | 1959 | Kewanee | FTFB - Firetube-Firebox Boiler | HWHT - Hot Water Heat | 7/31/2012
Raymond Central Jr/Sr High Schl | 1800 W Agnew Rd | Raymond | NE | 68428-4315 | Lancaster | NE20145 | Inactive |  | 60-3934 | 1960 | KEWANEE | FT - Firetube Boiler | HWHT - Hot Water Heat | 8/31/1998
Raymond Central Jr/Sr High Schl | 1800 W Agnew Rd | Raymond | NE | 68428-4315 | Lancaster | NE30349 | Scrapped/Junked |  | 550 | 1959 | KEWANEE | FT - Firetube Boiler | STHT - Steam-Heat | 7/31/2000
Raymond Central Jr/Sr High Schl | 1800 W Agnew Rd | Raymond | NE | 68428-4315 | Lancaster | NE32383 | Scrapped/Junked | 61300 | L4202 | 1959 | KEWANEE | FTFB - Firetube-Firebox Boiler | HWHT - Hot Water Heat | 7/31/2004
Raymond Central Jr/Sr High Schl | 1800 W Agnew Rd | Raymond | NE | 68428-4315 | Lancaster | NE32684 | Scrapped/Junked |  | 2870 | 1968 | Kewannee | FT - Firetube Boiler | STHT - Steam-Heat | 7/31/2000
Raymond Central Jr/Sr High Schl | 1800 W Agnew Rd | Raymond | NE | 68428-4315 | Lancaster | NE32692 | Scrapped/Junked |  | N8426 | 1968 | KEWANEE | FTFB - Firetube-Firebox Boiler | HWHT - Hot Water Heat | 7/31/2004
Raymond Central Jr/Sr High Schl | 1800 W Agnew Rd | Raymond | NE | 68428-4315 | Lancaster | NE32693 | Scrapped/Junked |  | N8429 | 1968 | KEWANEE | FTFB - Firetube-Firebox Boiler | HWHT - Hot Water Heat | 7/31/2004
Raymond Central Jr/Sr High Schl | 1800 W Agnew Rd | Raymond | NE | 68428-4315 | Lancaster | NE32766 | Scrapped/Junked | 36902 |  | 1983 | KEWANEE | FT - Firetube Boiler | STHT - Steam-Heat | 7/31/2000
Wilderness Ridge | 1800 Wilderness Woods Pl | Lincoln | NE | 68512-9361 | Lancaster | NE10563 | Active | 183205 | 0105183205 | 2001 | Raypak | CPFT - Horiz Cpr Fin Boiler | HWHT - Hot Water Heat | 10/31/2026
Wilderness Ridge | 1800 Wilderness Woods Pl | Lincoln | NE | 68512-9361 | Lancaster | NE10564 | Active | 183204 | 0105183204 | 2001 | Raypak | CPFT - Horiz Cpr Fin Boiler | HWHT - Hot Water Heat | 10/31/2026
Wilderness Ridge | 1800 Wilderness Woods Pl | Lincoln | NE | 68512-9361 | Lancaster | NE10565 | Inactive | 184381 | 0107184381 | 2007 | Raypak | CPFT - Horiz Cpr Fin Boiler | HWSD - Hot Water Dom/Potable | 10/31/2023
Wilderness Ridge | 1800 Wilderness Woods Pl | Lincoln | NE | 68512-9361 | Lancaster | NE10566 | Exempt | 41117 | AP10372148X4245 | 2002 | Vulcan | KETT - Fired Kettle | COOK - Cooker/Kettle | 10/31/2021
Wilderness Ridge | 1800 Wilderness Woods Pl | Lincoln | NE | 68512-9361 | Lancaster | NE41596 | Active | 372483 | 21372483 | 2021 | Lochinvar | CPPH - Ansi Cpr Fin Pool Heater | SPAJ - Spa/Jacuzzi Heater | 6/30/2026
Wilderness Ridge | 1800 Wilderness Woods Pl | Lincoln | NE | 68512-9361 | Lancaster | NE41597 | Active | 373356 | 21373356 | 2021 | Lochinvar | CPPH - Ansi Cpr Fin Pool Heater | OPHT - Outdoor Pool Heater | 6/30/2026
Wilderness Ridge | 1800 Wilderness Woods Pl | Lincoln | NE | 68512-9361 | Lancaster | NE41598 | Active | 372479 | 21372479 | 2021 | Lochinvar | CPPH - Ansi Cpr Fin Pool Heater | OPHT - Outdoor Pool Heater | 6/30/2026
Wilderness Ridge | 1800 Wilderness Woods Pl | Lincoln | NE | 68512-9361 | Lancaster | NE41599 | Active | 372193 | 21372193 | 2021 | Lochinvar | CPPH - Ansi Cpr Fin Pool Heater | OPHT - Outdoor Pool Heater | 6/30/2026
Wilderness Ridge | 1800 Wilderness Woods Pl | Lincoln | NE | 68512-9361 | Lancaster | NE41600 | Active | 372786 | 21372786 | 2021 | Lochinvar | CPPH - Ansi Cpr Fin Pool Heater | OPHT - Outdoor Pool Heater | 6/30/2026
Ready Mix Concrete Co | 1800 Y St | Lincoln | NE | 68508-1232 | Lancaster | NE05961 | Active | 24290 | 24290 | 2004 | CLAY | COBL - Coil Type Boiler | PROC - Process Steam | 10/31/2026
Ready Mix Concrete Co | 1800 Y St | Lincoln | NE | 68508-1232 | Lancaster | NE07215 | Inactive | 32545 | 32545 | 1995 | LATT | ELBL - Electric Boiler | HUMI - Humidifier/Humidity Contr | 10/31/2011
Ready Mix Concrete Co | 1800 Y St | Lincoln | NE | 68508-1232 | Lancaster | NE17123 | Scrapped/Junked | 108 | 6301 | 1987 | SUPR | WT - Water Tube Boiler | PROC - Process Steam | 10/31/2013
Ready Mix Concrete Co | 1800 Y St | Lincoln | NE | 68508-1232 | Lancaster | NE17124 | Scrapped/Junked | 117 |  | 1987 | SUPERIOR BOILERWORKS | WT - Water Tube Boiler | PROC - Process Steam | 10/31/2004
United Presbyterian Church | 1801 17th Ave | Central City | NE | 68826-1715 | Merrick | NE15236 | Active | n/a | 211-8640 | 1985 | Peerless | CI - Cast Iron | STHT - Steam-Heat | 7/31/2026
Prime Stop Carwash | 1801 Hwy 275 | Wisner | NE | 68791 | Cuming | NE05945 | Active | 160562 | L03H00160562 | 2003 | Lochinvar | CPFT - Horiz Cpr Fin Boiler | HWHF - Hot Water Heat-Floor | 1/31/2027
Capital Hill Apartments | 1801 J St | Lincoln | NE | 68508-2684 | Lancaster | NE04869 | Active | n/a | M1815 | 1962 | Kewanee | FTFB - Firetube-Firebox Boiler | HWHT - Hot Water Heat | 9/30/2026
Capital Hill Apartments | 1801 J St | Lincoln | NE | 68508-2684 | Lancaster | NE04870 | Active | n/a | M1801 | 1962 | Kewanee | FTFB - Firetube-Firebox Boiler | HWHT - Hot Water Heat | 9/30/2026
Capital Hill Apartments | 1801 J St | Lincoln | NE | 68508-2684 | Lancaster | NE04871 | Active | n/a | M1827 | 1962 | Kewanee | FTFB - Firetube-Firebox Boiler | HWHT - Hot Water Heat | 9/30/2026
Capital Hill Apartments | 1801 J St | Lincoln | NE | 68508-2684 | Lancaster | NE04872 | Active | n/a | M1828 | 1962 | Kewanee | FTFB - Firetube-Firebox Boiler | HWHT - Hot Water Heat | 9/30/2026
Dakota City Elementary | 1801 Locust St | Dakota City | NE | 68731-5068 | Dakota | NE02175 | Scrapped/Junked | 19689 | n/a | 1991 | Burnham | FTFB - Firetube-Firebox Boiler | HWHT - Hot Water Heat | 3/31/2024
Dakota City Elementary | 1801 Locust St | Dakota City | NE | 68731-5068 | Dakota | NE37106 | Scrapped/Junked | 17198 | n/a | 1987 | Burnham | FTFB - Firetube-Firebox Boiler | HWHT - Hot Water Heat | 3/31/2024
Dakota City Elementary | 1801 Locust St | Dakota City | NE | 68731-5068 | Dakota | NE42407 | Active | 398317 | 23398317 | 2023 | Lochinvar | FTVT - Firetube Vertical TB | GLYC - Glycol Bldg Heat Sys | 3/31/2026
Dakota City Elementary | 1801 Locust St | Dakota City | NE | 68731-5068 | Dakota | NE42408 | Active | 398319 | 23398319 | 2023 | Lochinvar | FTVT - Firetube Vertical TB | HWHT - Hot Water Heat | 3/31/2026
Kirk Motors | 1801 O St | Lincoln | NE | 68508-1738 | Lancaster | NE16346 | Scrapped/Junked |  | 211-2463 | 1977 | PEER | CI - Cast Iron | STHT - Steam-Heat | 3/31/2008
JST Global | 1801 Pine St | Dakota City | NE | 68731-5133 | Dakota | NE42469 | Active | 25350 | 51250-150-282 | 2022 | Hurst | FTHT - Firetube Horizontal | PROC - Process Steam | 8/31/2026
JST Global | 1801 Pine St | Dakota City | NE | 68731-5133 | Dakota | NE42470 | Active | 3821 | 7971 | 2022 | Cain | ECON - Boiler Economizer | ECON - Boiler Economizer | 8/31/2026
JST Global | 1801 Pine St | Dakota City | NE | 68731-5133 | Dakota | NE42471 | Active | 25349 | S1250-150-281 | 2022 | Hurst | FTHT - Firetube Horizontal | PROC - Process Steam | 8/31/2026
JST Global | 1801 Pine St | Dakota City | NE | 68731-5133 | Dakota | NE42472 | Active | 3822 | 7972 | 2022 | Cain | ECON - Boiler Economizer | ECON - Boiler Economizer | 8/31/2026
Petsource | 1801 Pine St | Seward | NE | 68434-9400 | Seward | NE28792 | Out of Service | 61800 | 102412 | 2020 | Bryan | WT - Water Tube Boiler | PROC - Process Steam | 7/31/2023
Petsource | 1801 Pine St | Seward | NE | 68434-9400 | Seward | NE28793 | Active | 61804 | 102416 | 2020 | Bryan | WT - Water Tube Boiler | PROC - Process Steam | 7/31/2026
Petsource | 1801 Pine St | Seward | NE | 68434-9400 | Seward | NE28794 | Active | 61801 | 102413 | 2020 | Bryan | WT - Water Tube Boiler | PROC - Process Steam | 7/31/2026
Petsource | 1801 Pine St | Seward | NE | 68434-9400 | Seward | NE28795 | Active | 469578 | D1.19.47.00574 | 2019 | A O Smith | WTSS - Watertube SS Steel | HWSD - Hot Water Dom/Potable | 7/31/2027
Petsource | 1801 Pine St | Seward | NE | 68434-9400 | Seward | NE42264 | Active | 4150 | 270169 | 2023 | Miura | VTWT - Vert Watertube | PROC - Process Steam | 7/31/2026
Petsource | 1801 Pine St | Seward | NE | 68434-9400 | Seward | NE42376 | Scrapped/Junked | 23423 | 23423 | 2023 | Precision | WT - Water Tube Boiler | PROC - Process Steam | 7/31/2024
Petsource | 1801 Pine St | Seward | NE | 68434-9400 | Seward | NE42377 | Scrapped/Junked | 219 | 6039- 1 | 2023 | BEI | ECON - Boiler Economizer | HPEC - High Pressure Economizer | 7/31/2025
Petsource | 1801 Pine St | Seward | NE | 68434-9400 | Seward | NE42378 | Scrapped/Junked | 23424 | 23424 | 2023 | Precision | WT - Water Tube Boiler | PROC - Process Steam | 7/31/2024
Petsource | 1801 Pine St | Seward | NE | 68434-9400 | Seward | NE42379 | Scrapped/Junked | 220 | 6039-2 | 2023 | BEI | ECON - Boiler Economizer | HPEC - High Pressure Economizer | 7/31/2024
Petsource | 1801 Pine St | Seward | NE | 68434-9400 | Seward | NE42549 | Scrapped/Junked | 4324 | 286390 | 2023 | Miura | VTWT - Vert Watertube | PROC - Process Steam | 1/31/2025
Petsource | 1801 Pine St | Seward | NE | 68434-9400 | Seward | NE43802 | Active | 4741 | 327100 | 2025 | Miura | VTWT - Vert Watertube | PROC - Process Steam | 7/31/2026
City of Lincoln Fire Dept Headquarters | 1801 Q St | Lincoln | NE | 68508-1746 | Lancaster | NE11345 | Scrapped/Junked | 87655 | MF04001973 | 2004 | A O Smith | CHWH - ASME/Fired Water Heater | HWSD - Hot Water Dom/Potable | 8/31/2018
City of Lincoln Fire Dept Headquarters | 1801 Q St | Lincoln | NE | 68508-1746 | Lancaster | NE12129 | Scrapped/Junked | 003187 | 199K0510382 | 2003 | Peerless | COBL - Coil Type Boiler | HWHT - Hot Water Heat | 8/31/2018
City of Lincoln Fire Dept Headquarters | 1801 Q St | Lincoln | NE | 68508-1746 | Lancaster | NE15654 | Scrapped/Junked |  | MB930259259880 | 1993 | A. O. Smith |  | HWDP - Hotwater Heat & Dom Supply | 9/30/2005
City of Lincoln Fire Dept Headquarters | 1801 Q St | Lincoln | NE | 68508-1746 | Lancaster | NE28134 | Active | 271303 | 1741107791245 | 2017 | Lochinvar | FTVT - Firetube Vertical TB | HWHT - Hot Water Heat | 10/31/2026
CITY FIRE DEPARTMENT | 1801 Q St | Lincoln | NE | 68508-1746 | LANCASTER | NE04875 | Scrapped/Junked |  | N-2573 | 1965 | KEWANEE | FTFB - Firetube-Firebox Boiler | HWHT - Hot Water Heat | 9/30/2004
50/50 Building | 1801 R St | Lincoln | NE | 68508-1613 | Lancaster | NE24936 | Active | 66203 | G13-1967 | 2013 | Aerco | FTSS - Firetube Stainless Steel | HWSD - Hot Water Dom/Potable | 12/31/2025
50/50 Building | 1801 R St | Lincoln | NE | 68508-1613 | Lancaster | NE24937 | Active | 64566 | G13-0526 | 2013 | Aerco | FTSS - Firetube Stainless Steel | HWSD - Hot Water Dom/Potable | 12/31/2025
50/50 Building | 1801 R St | Lincoln | NE | 68508-1613 | Lancaster | NE24938 | Active | 65371 | G13-1240 | 2013 | Aerco | FTSS - Firetube Stainless Steel | HWHT - Hot Water Heat | 12/31/2025
50/50 Building | 1801 R St | Lincoln | NE | 68508-1613 | Lancaster | NE24939 | Active | 65621 | G13-1454 | 2013 | Aerco | FTSS - Firetube Stainless Steel | HWHT - Hot Water Heat | 12/31/2025
50/50 Building | 1801 R St | Lincoln | NE | 68508-1613 | Lancaster | NE24940 | Active | 64567 | G13-0527 | 2013 | Aerco | FTSS - Firetube Stainless Steel | HWSD - Hot Water Dom/Potable | 12/31/2025
50/50 Building | 1801 R St | Lincoln | NE | 68508-1613 | Lancaster | NE24941 | Active | 66204 | G13-1968 | 2013 | Aerco | FTSS - Firetube Stainless Steel | HWSD - Hot Water Dom/Potable | 12/31/2025
50/50 Building | 1801 R St | Lincoln | NE | 68508-1613 | Lancaster | NE24942 | Active | 64565 | G13-0525 | 2013 | Aerco | FTSS - Firetube Stainless Steel | HWSD - Hot Water Dom/Potable | 12/31/2025
50/50 Building | 1801 R St | Lincoln | NE | 68508-1613 | Lancaster | NE24943 | Active | 66205 | G13-1969 | 2013 | Aerco | FTSS - Firetube Stainless Steel | HWSD - Hot Water Dom/Potable | 12/31/2025
Bryan Learning Center | 1801 S 40th St | Lincoln | NE | 68506-5205 | Lancaster | NE30084 | Scrapped/Junked | N/A | 0001-J2176 | 1956 | Kewanee | FTFB - Firetube-Firebox Boiler | HWHT - Hot Water Heat | 2/28/2015
YMCA | 1801 Scott St | Beatrice | NE | 68310-4112 | Gage | NE03378 | Scrapped/Junked | 33975 | R2380 | 1980 | Kewanee | FTFB - Firetube-Firebox Boiler | HWHT - Hot Water Heat | 10/31/2021
YMCA | 1801 Scott St | Beatrice | NE | 68310-4112 | Gage | NE06631 | Scrapped/Junked | 104604 | 104604/0305G019110 | 2005 | RHEEM | CHWH - ASME/Fired Water Heater | HWSD - Hot Water Dom/Potable | 10/31/2012
YMCA | 1801 Scott St | Beatrice | NE | 68310-4112 | Gage | NE15508 | Scrapped/Junked | 4267 | 832D89-4267 | 1983 | AO SMITH | COBL - Coil Type Boiler | IPHT - Indoor Pool Heater | 10/31/2007
YMCA | 1801 Scott St | Beatrice | NE | 68310-4112 | Gage | NE20695 | Scrapped/Junked | 30503 | LF95-0445320-890 | 1998 | AO SMITH | CHWH - ASME/Fired Water Heater | HWSD - Hot Water Dom/Potable | 7/31/2005
YMCA | 1801 Scott St | Beatrice | NE | 68310-4112 | Gage | NE21430 | Scrapped/Junked | 324553 | 1104324553 | 2011 | Raypak | CPFH - Copper Fin Water Heater | IPHT - Indoor Pool Heater | 10/31/2025
YMCA | 1801 Scott St | Beatrice | NE | 68310-4112 | Gage | NE23895 | Scrapped/Junked | 162658 | 1140M000063 | 2011 | AO SMITH | CHWH - ASME/Fired Water Heater | HWSD - Hot Water Dom/Potable | 10/31/2017
YMCA | 1801 Scott St | Beatrice | NE | 68310-4112 | Gage | NE41484 | Active | 14362 | 20-HE1129744820 | 2020 | Riello | WT - Water Tube Boiler | HWHT - Hot Water Heat | 10/31/2026
YMCA | 1801 Scott St | Beatrice | NE | 68310-4112 | Gage | NE41485 | Active | 14361 | 20-HE129734820 | 2020 | Riello | WT - Water Tube Boiler | HWHT - Hot Water Heat | 10/31/2026
YMCA | 1801 Scott St | Beatrice | NE | 68310-4112 | Gage | NE41486 | Active | 14358 | 20-HE129704820 | 2020 | Riello | WT - Water Tube Boiler | HWHT - Hot Water Heat | 10/31/2026
YMCA | 1801 Scott St | Beatrice | NE | 68310-4112 | Gage | NE43827 | Active | 492466 | 24.POOL.268.00071 | 2024 | Raypak | COBL - Coil Type Boiler | IPHT - Indoor Pool Heater | 10/31/2026
DAKOTA TITLE & ESKROW | 1801 ST MARY`S AVE | OMAHA | NE | 68102-2518 | Douglas | NE18408 | Inactive |  | 0002117850 | 1986 | PEERLESS HEATER COMPANY |  | STHT - Steam-Heat | 2/28/2008
Hardware Bldg | 1801 Vinton St | Omaha | NE | 68108-1434 | Douglas | NE12849 | Active | n/a | 61-56177-0890 | 1990 | Peerless | CI - Cast Iron | STHT - Steam-Heat | 10/31/2024
Western Trails Sports | 1802 Broadway | Scottsbluff | NE | 69361-2458 | Scotts Bluff | NE09011 | Scrapped/Junked |  | 211-6766 | 1982 | Peerless | CI - Cast Iron | STHT - Steam-Heat | 4/30/2008
Hotel Indigo | 1802 Dodge St | Omaha | NE | 68102-1307 | Douglas | NE41242 | Active | 160945 | A332009837 | 2020 | RHEEM | WT - Water Tube Boiler | HWSD - Hot Water Dom/Potable | 12/31/2025
Hotel Indigo | 1802 Dodge St | Omaha | NE | 68102-1307 | Douglas | NE41243 | Active | 160887 | A332009833 | 2020 | RHEEM | WT - Water Tube Boiler | HWSD - Hot Water Dom/Potable | 12/31/2023
Hotel Indigo | 1802 Dodge St | Omaha | NE | 68102-1307 | Douglas | NE41244 | Active | 160942 | A332009835 | 2020 | RHEEM | WT - Water Tube Boiler | HWSD - Hot Water Dom/Potable | 12/31/2025
Hotel Indigo | 1802 Dodge St | Omaha | NE | 68102-1307 | Douglas | NE41245 | Active | 160893 | A332009834 | 2020 | RHEEM | WT - Water Tube Boiler | HWSD - Hot Water Dom/Potable | 12/31/2025
Hotel Indigo | 1802 Dodge St | Omaha | NE | 68102-1307 | Douglas | NE41246 | Active | 160894 | A332009836 | 2020 | RHEEM | WT - Water Tube Boiler | HWSD - Hot Water Dom/Potable | 12/31/2025
Second Baptist Church | 1802 Emmet St | Omaha | NE | 68110-1806 | Douglas | NE12897 | Scrapped/Junked | n/a | 61-628590991 | 1991 | Peerless | CI - Cast Iron | STHT - Steam-Heat | 3/31/2024
Second Baptist Church | 1802 Emmet St | Omaha | NE | 68110-1806 | Douglas | NE42900 | Active | N/A | 836358-202405 | 2024 | Peerless | CI - Cast Iron | STHT - Steam-Heat | 1/31/2025
SECOND BAPTIST CHURCH | 1802 Emmet St | Omaha | NE | 68110-1806 | Douglas | NE21680 | Exempt 1999 LB-66 |  | 0983402698 | 1983 | RUUD | AHWH - ANSI/Fired Water Htr | HWSD - Hot Water Dom/Potable | 4/30/2000
VACANT BLDG | 1804 14th Ave | Central City | NE | 68826-2017 | MERRICK | NE33882 | Inactive |  | 1B | 1957 | US RADIATOR |  | STHT - Steam-Heat | 6/30/1994
VACANT BLDG | 1804 14th Ave | Central City | NE | 68826-2017 | MERRICK | NE33885 | Inactive |  | 4B | 1945 | AMERICAN RADIATOR |  | STHT - Steam-Heat | 6/30/1995
City of Omaha-Civic Auditorium | 1804 Capital Ave | Omaha | NE |  | Sarpy | NE37337 | Scrapped/Junked | n/a | HSB41933 | 1954 | NATI | FTFB - Firetube-Firebox Boiler | STHT - Steam-Heat | 9/30/2014
City of Omaha-Civic Auditorium | 1804 Capital Ave | Omaha | NE |  | Sarpy | NE37340 | Scrapped/Junked | n/a | HSB7865 | 1954 | NATI | FT - Firetube Boiler | STHT - Steam-Heat | 9/30/2014
City of Omaha-Civic Auditorium | 1804 Capital Ave | Omaha | NE |  | Sarpy | NEW | Out of Service | 173297 | 173297 | 2013 | AO SMITH | CHWH - ASME/Fired Water Heater | HWSD - Hot Water Dom/Potable | 9/30/2013
Omaha Civic Auditoruim | 1804 Capitol Ave | Omaha | NE | 68102-4911 | Douglas | NE09577 | Scrapped/Junked | 99733 | 119999733 | 1999 | Pvi | CHWH - ASME/Fired Water Heater | HWSD - Hot Water Dom/Potable | 9/30/2013
Omaha Civic Auditoruim | 1804 Capitol Ave | Omaha | NE | 68102-4911 | Douglas | NE21327 | Inactive | 89187 |  | 1996 | PVI INDUSTRIES | CHWH - ASME/Fired Water Heater | HWSD - Hot Water Dom/Potable | 9/30/2001
LOGAN APARTMENTS | 1804 Dodge St | Omaha | NE | 68102-1307 | Douglas | NE03972 | Inactive |  | M1389 | 1970 | KEWANEE | FTFB - Firetube-Firebox Boiler | STHT - Steam-Heat | 7/31/2005
LOGAN APARTMENTS | 1804 Dodge St | Omaha | NE | 68102-1307 | Douglas | NE03973 | Scrapped/Junked | 64007 |  | 1988 | LAARS HEATING SYSTEMS CO | WT - Water Tube Boiler | HWSD - Hot Water Dom/Potable | 7/31/1999
LOGAN APARTMENTS | 1804 Dodge St | Omaha | NE | 68102-1307 | Douglas | NE21887 | Inactive | 142782 | 142782 | 1997 | RAYPAK INC, CALIFORNIA | WT - Water Tube Boiler | HWSD - Hot Water Dom/Potable | 7/31/2005
Gi Christian School | 1804 State St | Grand Island | NE | 68803-2716 | Hall | NE34539 | Scrapped/Junked |  | M7941 | 1968 | KEWA | FTFB - Firetube-Firebox Boiler | STHT - Steam-Heat | 7/31/2010
Route 26 Camp Grounds | 180454 Hwy 26 | Scottsbluff | NE | 69361-5732 | Scotts Bluff | NE25438 | Inactive | 6507 | IT194 | 1973 | Lochinvar | CPFT - Horiz Cpr Fin Boiler | HWSD - Hot Water Dom/Potable | 8/31/2015
Douglas County | 1805 Harney St | Omaha | NE | 68102-1908 | Douglas | NE04770 | Scrapped/Junked |  |  | 1983 | PEERLESS HEATER COMPANY |  | STHT - Steam-Heat | 3/31/2004
Douglas County | 1805 Harney St | Omaha | NE | 68102-1908 | Douglas | NE12008 | Scrapped/Junked | 12732 | 03F-0848 | 2003 | ALES | FTVT - Firetube Vertical TB | HWHT - Hot Water Heat | 2/28/2019
Douglas County | 1805 Harney St | Omaha | NE | 68102-1908 | Douglas | NE27195 | Active | 20043 | 18F-7951 | 2018 | Aldrich | FTVT - Firetube Vertical TB | HWHT - Hot Water Heat | 2/28/2026
Rose Street Laundry | 1805 S 9th St | Lincoln | NE | 68502-2110 | Lancaster | NE08325 | Inactive | 39858 | 740-D76-39858 | 1976 | AOSM | COBL - Coil Type Boiler | HWSP - Hot Water Non Potable Supply | 10/31/2009
Orr's Dry Cleaners | 1805 W A St | North Platte | NE | 69101-4534 | Lincoln | NE01870 | Scrapped/Junked | 32561 | na | 1976 | LATT | FT - Firetube Boiler | PROC - Process Steam | 3/31/2010
Orr's Dry Cleaners | 1805 W A St | North Platte | NE | 69101-4534 | Lincoln | NE18676 | Active | 55174 | 93634 | 2010 | Lattner Boiler Co | FTNT - FT Vertical Tubeless | PROC - Process Steam | 10/31/2026
CAPITOL RENT-A-TRUCK | 1806 CASS ST | OMAHA | NE | 68127 | Douglas | NE16787 | Inactive | 9933 |  | 1975 | RUUD | CHWH - ASME/Fired Water Heater | HWSD - Hot Water Dom/Potable | 1/31/1999
BILL RUFFNER | 1806 Lindy Ln | Bellevue | NE | 68005-4531 | SARPY | NE01146 | Inactive |  | 33158 | 1916 | J.I. CASE | HOBB - Hobby/Antique Boiler | 0024 - Antique Steam Tractor | 7/31/1992
Belle Ryan Elementary | 1807 S 60th St | Omaha | NE | 68106-2151 | Douglas | NE05453 | Exempt 1999 LB-66 |  | 000000000177208 | 1990 | AO SMITH | AHWH - ANSI/Fired Water Htr | HWSD - Hot Water Dom/Potable | 6/30/2000
Belle Ryan Elementary | 1807 S 60th St | Omaha | NE | 68106-2151 | Douglas | NE05454 | Exempt 1999 LB-66 |  | 88387 | 1971 | RUUD | AHWH - ANSI/Fired Water Htr | HWSD - Hot Water Dom/Potable | 6/30/2000
Belle Ryan Elementary | 1807 S 60th St | Omaha | NE | 68106-2151 | Douglas | NE27144 | Active | 387256 | 1705104760977 | 2016 | Lochinvar | WT - Water Tube Boiler | HWHT - Hot Water Heat | 12/31/2025
Belle Ryan Elementary | 1807 S 60th St | Omaha | NE | 68106-2151 | Douglas | NE27145 | Active | 387255 | 1705104760978 | 2016 | Lochinvar | WT - Water Tube Boiler | HWHT - Hot Water Heat | 12/31/2025
Belle Ryan Elementary | 1807 S 60th St | Omaha | NE | 68106-2151 | Douglas | NE31129 | Scrapped/Junked | n/a | L54337 | 1952 | York International | FTSM - FTS Marine Dry Back | STHT - Steam-Heat | 12/31/2016
Belle Ryan Elementary | 1807 S 60th St | Omaha | NE | 68106-2151 | Douglas | NE31130 | Scrapped/Junked | n/a | 154338 | 1952 | York International | FTSM - FTS Marine Dry Back | STHT - Steam-Heat | 12/31/2015
Tallgrass GP Holdings, LLC | 1808 Lincoln St | Holdrege | NE | 68949 | Phelps | NE23708 | Scrapped/Junked | n/a | 6150140-0689 | 1989 | Peerless | CI - Cast Iron | HWHT - Hot Water Heat | 10/31/2018
Tallgrass GP Holdings, LLC | 1808 Lincoln St | Holdrege | NE | 68949 | Phelps | NE27835 | Active | 324725 | 1839 111967698 | 2018 | Lochinvar / AIC Tuchom | FT - Firetube Boiler | GLYC - Glycol Bldg Heat Sys | 12/31/2026
Pinnacle Bank | 18081 Burt St | Omaha | NE | 68022-4725 | Douglas | NE19461 | Active | 56674 | G-10-1549 | 2010 | Aerco | FT - Firetube Boiler | HWHT - Hot Water Heat | 4/30/2026
Pinnacle Bank | 18081 Burt St | Omaha | NE | 68022-4725 | Douglas | NE19462 | Active | 56675 | G-10-1550 | 2010 | Aerco | FT - Firetube Boiler | HWHT - Hot Water Heat | 4/30/2026
Precision Tool Inc | 1809 Burt St | Omaha | NE | 68102-4628 | Douglas | NE12857 | Scrapped/Junked | 9999 | CP1586257 | 1988 | Weil-Mcclain | CI - Cast Iron | HWHT - Hot Water Heat | 12/31/2024
MAHONEY HOUSE | 1810 E 12th St | York | NE | 68467-2241 | YORK | NE21286 | Exempt 1999 LB-66 |  | C97473517 | 1997 | STATE INDUSTRIES | AHWH - ANSI/Fired Water Htr | HWSD - Hot Water Dom/Potable | 1/31/1999
MAHONEY HOUSE | 1810 E 12th St | York | NE | 68467-2241 | YORK | NE21287 | Exempt 1999 LB-66 |  | C97473514 | 1997 | STATE INDUSTRIES | AHWH - ANSI/Fired Water Htr | HWSD - Hot Water Dom/Potable | 1/31/1999
Rudge Memorial Home | 1810 E St | Lincoln | NE | 68508-3461 | Lancaster | NE08505 | Scrapped/Junked | N/A | 686725E0324 | 1972 | AOSM | COBL - Coil Type Boiler | HWSD - Hot Water Dom/Potable | 6/30/2019
Rudge Memorial Home | 1810 E St | Lincoln | NE | 68508-3461 | Lancaster | NE08506 | Scrapped/Junked | N/A | 686725E0325 | 1972 | AOSM | COBL - Coil Type Boiler | HWSD - Hot Water Dom/Potable | 6/30/2019
Cozad Middle School | 1810 Meridian Ave | Cozad | NE | 69130-1130 | Dawson | NE10576 | Active | 68726 | 68726 | 2002 | WEBJ | COBL - Coil Type Boiler | HWSD - Hot Water Dom/Potable | 12/31/2026
Cozad Middle School | 1810 Meridian Ave | Cozad | NE | 69130-1130 | Dawson | NE10577 | Active | 28240 | A88-802 | 2002 | Donlee | FTNT - FT Vertical Tubeless | HWHT - Hot Water Heat | 12/31/2026
Cozad Middle School | 1810 Meridian Ave | Cozad | NE | 69130-1130 | Dawson | NE33663 | Inactive |  | 1 | 1931 | KEWANEE | FTLO - Firetube Locomotive Type | STHT - Steam-Heat | 6/30/2003
Cozad Middle School | 1810 Meridian Ave | Cozad | NE | 69130-1130 | Dawson | NE33664 | Inactive |  | 2 | 1931 | KEWANEE | FTLO - Firetube Locomotive Type | STHT - Steam-Heat | 6/30/2003
CARLOS O'KELLYS | 1810 N Diers Ave | Grand Island | NE | 68803-1233 | HALL | NE40511 | Scrapped/Junked | 80419 | G00837 | 1998 | RHEEM MANUFACTURING CO | CHWH - ASME/Fired Water Heater | HWSD - Hot Water Dom/Potable | 5/31/2006
Porsche of Omaha | 18101 Burt St | Elkhorn | NE | 68022-4797 | Douglas | NE42636 | Active | 291984 | 21.PGT850.430.0396 | 2021 | Lochinvar | FTVT - Firetube Vertical TB | HWFG - Hotwater Heat Floor-Glycl | 4/30/2026
Gretna East High School | 18102 Lincoln Rd | Omaha | NE | 68136 | Sarpy | NE42163 | Active | 90139 | G-21-1343 | 2021 | Aerco | FTVT - Firetube Vertical TB | HWHT - Hot Water Heat | 7/31/2026
Gretna East High School | 18102 Lincoln Rd | Omaha | NE | 68136 | Sarpy | NE42164 | Active | 89807 | G21-0987 | 2021 | Aerco | FTVT - Firetube Vertical TB | HWHT - Hot Water Heat | 7/31/2026
Gretna East High School | 18102 Lincoln Rd | Omaha | NE | 68136 | Sarpy | NE42165 | Active | 89806 | G21-0986 | 2021 | Aerco | FTVT - Firetube Vertical TB | HWHT - Hot Water Heat | 7/31/2026
Gretna East High School | 18102 Lincoln Rd | Omaha | NE | 68136 | Sarpy | NE42166 | Active | 89887 | G-21-1060 | 2021 | Aerco | FTVT - Firetube Vertical TB | HWHT - Hot Water Heat | 7/31/2026
Gretna East High School | 18102 Lincoln Rd | Omaha | NE | 68136 | Sarpy | NE42341 | Active | 193712 | 20.WHTX.188.0615 | 2020 | PVI Industries | CHWH - ASME/Fired Water Heater | HWSD - Hot Water Dom/Potable | 7/31/2026
Gretna East High School | 18102 Lincoln Rd | Omaha | NE | 68136 | Sarpy | NE42342 | Active | 193721 | 20.WHTX188.0624 | 2020 | PVI Industries | CHWH - ASME/Fired Water Heater | HWSD - Hot Water Dom/Potable | 7/31/2026
Green Plains Energy | 1811 Aksarben Dr | Omaha | NE | 68106-2279 | Douglas | NE26611 | Active | 181480 | 15.MLK125.59.056 | 2015 | Lochinvar | COND - Condenser | HWHT - Hot Water Heat | 10/31/2026
Green Plains Energy | 1811 Aksarben Dr | Omaha | NE | 68106-2279 | Douglas | NE26612 | Active | 181483 | 15.MLK125.59.059 | 2015 | Lochinvar | COND - Condenser | HWHT - Hot Water Heat | 10/31/2026
Jet Wash | 1811 Court St | Beatrice | NE | 68310-3206 | Gage | NE08312 | Scrapped/Junked | 173736 | 0008173736 | 2000 | Raypak | CPFT - Horiz Cpr Fin Boiler | HWSP - Hot Water Non Potable Supply | 2/28/2026
Jet Wash | 1811 Court St | Beatrice | NE | 68310-3206 | Gage | NE08313 | Active | 170744 | 0005170744 | 2000 | Raypak | CPFT - Horiz Cpr Fin Boiler | HWHT - Hot Water Heat | 2/28/2026
Days Inn | 1811 Hillcrest Dr | Bellevue | NE | 68005-3662 | Sarpy | NE11328 | Inactive | 204615 | 0301204615 | 2003 | RayPak Inc, California | CPFH - Copper Fin Water Heater | IPHT - Indoor Pool Heater | 2/28/2005
Days Inn | 1811 Hillcrest Dr | Bellevue | NE | 68005-3662 | Sarpy | NE11335 | Scrapped/Junked | 83377 | MA04006744/83377 | 2004 | Unknown | CHWH - ASME/Fired Water Heater | HWSD - Hot Water Dom/Potable | 8/31/2006
Great Adventures Water Resort | 1811 Hillcrest Dr | Bellevue | NE | 68005-3662 | Sarpy | NE09194 | Inactive | 103096 | 103096 | 2006 | AOSM | CHWH - ASME/Fired Water Heater | HWSD - Hot Water Dom/Potable | 8/31/2008
Great Adventures Water Resort | 1811 Hillcrest Dr | Bellevue | NE | 68005-3662 | Sarpy | NE40684 | Scrapped/Junked | 70488 | RUN1295G03656 | 1995 | RHEEM MANUFACTURING CO | CHWH - ASME/Fired Water Heater | HWSD - Hot Water Dom/Potable | 2/28/2005
Great Adventures Water Resort | 1811 Hillcrest Dr | Bellevue | NE | 68005-3662 | Sarpy | NE40685 | Inactive | 57931/32 | RUN1091F00079 | 1991 | RHEE | AHWH - ANSI/Fired Water Htr | HWSD - Hot Water Dom/Potable | 8/31/2009
Great Adventures Water Resort | 1811 Hillcrest Dr | Bellevue | NE | 68005-3662 | Sarpy | NE40712 | Scrapped/Junked |  | 93M408695 | 1991 | COMFORT ZONE | WT - Water Tube Boiler | HWHT - Hot Water Heat | 8/31/2000
Great Adventures Water Resort | 1811 Hillcrest Dr | Bellevue | NE | 68005-3662 | Sarpy | NE40882 | Scrapped/Junked |  | 27L35647 | 1998 | HAYWARD | CPFT - Horiz Cpr Fin Boiler | IPHT - Indoor Pool Heater | 8/31/2003
Great Western Centre | 1811 W 2nd St | Grand Island | NE | 68803-5413 | Hall | NE14991 | Scrapped/Junked | 1726 | O-4975 | 1979 | Kewanee | FTFB - Firetube-Firebox Boiler | HWHT - Hot Water Heat | 4/30/2012
Great Western Centre | 1811 W 2nd St | Grand Island | NE | 68803-5413 | Hall | NE21051 | Scrapped/Junked | 187016 | G11 187016 | 2011 | Laars | WTSS - Watertube SS Steel | HWHT - Hot Water Heat | 11/30/2020
Great Western Centre | 1811 W 2nd St | Grand Island | NE | 68803-5413 | Hall | NE21052 | Scrapped/Junked | 187017 | G11 187017 | 2011 | Laars | WTSS - Watertube SS Steel | HWHT - Hot Water Heat | 11/30/2020
Great Western Centre | 1811 W 2nd St | Grand Island | NE | 68803-5413 | Hall | NE28447 | Active | 461471 | 01190800700 | 2019 | Apex | COBL - Coil Type Boiler | HWHT - Hot Water Heat | 11/30/2026
Great Western Centre | 1811 W 2nd St | Grand Island | NE | 68803-5413 | Hall | NE28448 | Active | 446019 | 0118350425 | 2019 | Apex | COBL - Coil Type Boiler | HWHT - Hot Water Heat | 11/30/2026
Engleman Elementary School | 1812 Mansfield Rd | Grand Island | NE | 68803-1509 | HALL | NE13620 | Active | 49772 | G-08-0207 | 2008 | AERCO INTERNATIONAL | FTVT - Firetube Vertical TB | HWHT - Hot Water Heat | 1/31/2027
Engleman Elementary School | 1812 Mansfield Rd | Grand Island | NE | 68803-1509 | HALL | NE13621 | Active | 49773 | G-08-0208 | 2008 | AERCO INTERNATIONAL | FTVT - Firetube Vertical TB | HWHT - Hot Water Heat | 1/31/2027
Engleman Elementary School | 1812 Mansfield Rd | Grand Island | NE | 68803-1509 | HALL | NE13622 | Scrapped/Junked | 71913 | 71913 | 2003 | AO SMITH | COBL - Coil Type Boiler | HWHT - Hot Water Heat | 1/31/2024
Engleman Elementary School | 1812 Mansfield Rd | Grand Island | NE | 68803-1509 | HALL | NE16934 | Inactive | 18409 | n/a | 1990 | GROE | COOK - Fired Cooker | COOK - Cooker/Kettle | 1/31/2011
Engleman Elementary School | 1812 Mansfield Rd | Grand Island | NE | 68803-1509 | HALL | NE25875 | Active | 70518 | G-15-0424 | 2015 | AERCO INTERNATIONAL | FTVT - Firetube Vertical TB | HWHT - Hot Water Heat | 1/31/2027
Engleman Elementary School | 1812 Mansfield Rd | Grand Island | NE | 68803-1509 | HALL | NE43162 | Active | C56129 | 2246131704755 | 2022 | AO SMITH | VTWT - Vert Watertube | HWSD - Hot Water Dom/Potable | 1/31/2027
First Church Of The Nazarene | 1812 N Jeffers St | North Platte | NE | 69101-2381 | Lincoln | NE08613 | Scrapped/Junked |  | 64330550 | 2001 | BURN | CI - Cast Iron | HWHT - Hot Water Heat | 10/31/2007
First Church Of The Nazarene | 1812 N Jeffers St | North Platte | NE | 69101-2381 | Lincoln | NE08614 | Scrapped/Junked |  | 64330554 | 2001 | BURN | CI - Cast Iron | HWHT - Hot Water Heat | 10/31/2007
First Church Of The Nazarene | 1812 N Jeffers St | North Platte | NE | 69101-2381 | Lincoln | NE14359 | Scrapped/Junked |  | M2647 | 1963 | KEWANEE | FT - Firetube Boiler | HWHT - Hot Water Heat | 11/30/2001
First Church Of The Nazarene | 1812 N Jeffers St | North Platte | NE | 69101-2381 | Lincoln | NE20283 | Exempt 1999 LB-66 | 2710 |  | 1995 | RHEEM MANUFACTURING CO | AHWH - ANSI/Fired Water Htr | HWSD - Hot Water Dom/Potable | 11/30/1999
First Church of The Nazarene-BMIC #425195 | 1812 Wilson St | Falls City | NE | 68355-2258 | Richardson | NE09574 | Active | N/A | MEA-35702-E | 2003 | Weil-Mcclain | CALU - Cast Aluminum | HWHT - Hot Water Heat | 2/28/2026
First Church of The Nazarene-BMIC #425195 | 1812 Wilson St | Falls City | NE | 68355-2258 | Richardson | NE20515 | Scrapped/Junked |  | 81-4065-0785 | 1985 | PEERLESS HEATER COMPANY |  | HWHT - Hot Water Heat | 10/31/2004
West Dodge Hills Office | 18135 Burke St | Omaha | NE | 68022 | Douglas | NE27684 | Active | 84961 | 1739107707134 | 2017 | Lochinvar | FT - Firetube Boiler | HWHT - Hot Water Heat | 4/30/2026
West Dodge Hills Office | 18135 Burke St | Omaha | NE | 68022 | Douglas | NE27685 | Active | 84962 | 1739107707132 | 2017 | Lochinvar | FT - Firetube Boiler | HWHT - Hot Water Heat | 4/30/2026
APARTMENT BUILDING | 1814 N 68th St | Lincoln | NE | 68505-1313 | LANCASTER | NE06192 | Inactive |  | 61-16282 | 1970 | PEERLESS HEATER COMPANY |  | STHT - Steam-Heat | 1/1/1900
Apartment Building | 1815 Capitol Ave | Omaha | NE | 68102-4910 | Douglas | NE15339 | Scrapped/Junked | NA | 3K149 | 1967 | Thermo-Pak | WT - Water Tube Boiler | HWHT - Hot Water Heat | 4/30/2012
Apartment Building | 1815 Capitol Ave | Omaha | NE | 68102-4910 | Douglas | NE15340 | Scrapped/Junked | NA | 000AN3K150 | 1967 | Thermo-Pak | WT - Water Tube Boiler | HWHT - Hot Water Heat | 4/30/2012
Apartment Building | 1815 Capitol Ave | Omaha | NE | 68102-4910 | Douglas | NE15341 | Scrapped/Junked | 22748 | 63245 | 1987 | BRYA | WT - Water Tube Boiler | STHT - Steam-Heat | 4/30/2012
5 Points Car Wash | 1815 N Eddy St | Grand Island | NE | 68801-3501 | Hall | NE22127 | Active | 319590 | 1102319590 | 2011 | Raypak | CPFT - Horiz Cpr Fin Boiler | HWHF - Hot Water Heat-Floor | 3/31/2026
5 Points Car Wash | 1815 N Eddy St | Grand Island | NE | 68801-3501 | Hall | NE23574 | Scrapped/Junked | 62266 | 1087105951 | 1987 | Raypak | CPFT - Horiz Cpr Fin Boiler | HWHF - Hot Water Heat-Floor | 3/31/2012
5 Points Car Wash | 1815 N Eddy St | Grand Island | NE | 68801-3501 | Hall | NE26915 | Active | 444305 | 1705444305 | 2017 | Raypak | CPFT - Horiz Cpr Fin Boiler | HWSP - Hot Water Non Potable Supply | 3/31/2026
5 Points Car Wash | 1815 N Eddy St | Grand Island | NE | 68801-3501 | Hall | NE40128 | Scrapped/Junked | 64046 | 018810086 | 1988 | Raypak | CPFT - Horiz Cpr Fin Boiler | HWSP - Hot Water Non Potable Supply | 3/31/2018
Max I Walkers | 18150 Wright St | Omaha | NE | 68130-2881 | Douglas | NE08494 | Inactive | 88260 | 88260 | 2001 | Fulton | FTNT - FT Vertical Tubeless | PROC - Process Steam | 5/31/2022
Hoys Ideal Cleaners | 1817 Harlan St | Falls City | NE | 68355-2127 | Richardson | NE20513 | Scrapped/Junked | 4430 | DS125-150-2 | 1997 | Hurst | FTSM - FTS Marine Dry Back | PROC - Process Steam | 10/31/2013
Fort Kearny Consolidated | 1818 32nd Rd | Minden | NE | 68959-7012 | Kearney | NE15374 | Scrapped/Junked | 15377 | 51250-150-159 | 2009 | Hurst | FTWB - FTS Marine Wet Back | PROC - Process Steam | 10/31/2020
Fort Kearny Consolidated | 1818 32nd Rd | Minden | NE | 68959-7012 | Kearney | NE22879 | Active | 18472 | S1250-150-190 | 2012 | Hurst | FTSM - FTS Marine Dry Back | PROC - Process Steam | 10/31/2025
Fort Kearny Consolidated | 1818 32nd Rd | Minden | NE | 68959-7012 | Kearney | NE41043 | Inactive | 18254 | 18254 | 2016 | Superior Boiler Works | FTHT - Firetube Horizontal | 0030 - Portable HPS Boiler | 6/30/2022
Fort Kearny Consolidated | 1818 32nd Rd | Minden | NE | 68959-7012 | Kearney | NE41319 | Active | 19791 | 19791 | 2021 | Superior Boiler Works | FT - Firetube Boiler | PROC - Process Steam | 6/30/2025
Chicory USA | 1818 E 7th St | Scottsbluff | NE | 69361-7737 | Scotts Bluff | NE02122 | Inactive | 6176 |  | 1955 | STEAMASTER | FTSM - FTS Marine Dry Back | PROC - Process Steam | 6/30/2006
Chicory USA | 1818 E 7th St | Scottsbluff | NE | 69361-7737 | Scotts Bluff | NE06444 | Active | 8917 | OL104016 | 2004 | Cleaver Brooks | FTSM - FTS Marine Dry Back | STHT - Steam-Heat | 8/31/2026
City of Omaha - Northeast Salt Storage S | 1818 Jaynes St | Omaha | NE | 68110 | Douglas | NE26333 | Active | 273939 | M1.13.32.00153 | 2013 | Giannoni France | WT - Water Tube Boiler | GLFH - Glycol Floor Heat System | 9/30/2025
Marriott Omaha Reservation Center | 1818 N 90th St | Omaha | NE | 68114-1315 | Douglas | NE14981 | Scrapped/Junked | 34746 | R3167 | 1981 | Kewannee | FTFB - Firetube-Firebox Boiler | HUMI - Humidifier/Humidity Contr | 5/31/2016
Marriott Omaha Reservation Center | 1818 N 90th St | Omaha | NE | 68114-1315 | Douglas | NE14982 | Scrapped/Junked | 40164 | 9156 | 1986 | Kewannee | FTFB - Firetube-Firebox Boiler | HWHT - Hot Water Heat | 5/31/2016
Marriott Omaha Reservation Center | 1818 N 90th St | Omaha | NE | 68114-1315 | Douglas | NE26275 | Active | 363663 | 1549102267391 | 2015 | Lochinvar | WTSS - Watertube SS Steel | HWHT - Hot Water Heat | 4/30/2026
Marriott Omaha Reservation Center | 1818 N 90th St | Omaha | NE | 68114-1315 | Douglas | NE26276 | Active | 363665 | 154910267392 | 2015 | Lochinvar | WTSS - Watertube SS Steel | HWHT - Hot Water Heat | 4/30/2026
Mitchell High School | 1819 19Th Ave | Mitchell | NE | 69357-1112 | Scotts Bluff | NE21131 | Exempt 1999 LB-66 |  | 9776 | 1996 | AO SMITH | AHWH - ANSI/Fired Water Htr | HWSD - Hot Water Dom/Potable | 9/30/1999
Mitchell High School | 1819 19Th Ave | Mitchell | NE | 69357-1112 | Scotts Bluff | NE23522 | Scrapped/Junked | 49617 | 20551 | 1998 | KEWA | FTFB - Firetube-Firebox Boiler | HWHT - Hot Water Heat | 9/30/2005
Mitchell High School | 1819 19Th Ave | Mitchell | NE | 69357-1112 | Scotts Bluff | NE23523 | Exempt 1999 LB-66 |  | 4056 | 1998 | A. O. Smith | AHWH - ANSI/Fired Water Htr | HWSD - Hot Water Dom/Potable | 9/30/1999
Mitchell High School | 1819 19Th Ave | Mitchell | NE | 69357-1112 | Scotts Bluff | NE23524 | Exempt 1999 LB-66 |  | 4054 | 1998 | AO SMITH | AHWH - ANSI/Fired Water Htr | HWHT - Hot Water Heat | 9/30/1999
Mitchell High School | 1819 19Th Ave | Mitchell | NE | 69357-1112 | Scotts Bluff | NE23525 | Exempt 1999 LB-66 |  | 4052 | 1998 | AO SMITH | AHWH - ANSI/Fired Water Htr | HWHT - Hot Water Heat | 9/30/1999
BOULEVARD LANES | 1819 Howard Blvd | Columbus | NE | 68601-4077 | PLATTE | NE30823 | Scrapped/Junked |  | 20183 | 1937 | BRYANT |  | HWHT - Hot Water Heat | 12/31/2006
Sacred Heart School | 1820 Fulton St | Falls City | NE | 68355-2234 | Richardson | NE33240 | Scrapped/Junked | 6655 | F7252 | 1955 | Kewanee | FTFB - Firetube-Firebox Boiler | HWHT - Hot Water Heat | 11/30/2022
St Peter & Paul Catholic Church / Sacred Heart Sch | 1820 Fulton St | Falls City | NE | 68355-2234 | Richardson | NE29085 | Active | 340567 | 18.PG80.95.1740 | 2018 | Lochinvar | FTVT - Firetube Vertical TB | GLYC - Glycol Bldg Heat Sys | 11/30/2026
St Peter & Paul Catholic Church / Sacred Heart Sch | 1820 Fulton St | Falls City | NE | 68355-2234 | Richardson | NE43190 | Active | 331515 | 22.PGT700.41.00049 | 2022 | Lochinvar | FTNT - FT Vertical Tubeless | HWHT - Hot Water Heat | 11/30/2026
Bellevue Ready Mixed Concrete | 1820 Hwy 370 | Bellevue | NE | 68123-1594 | Sarpy | NE14078 | Scrapped/Junked | 25239 | SN0-7996 | 1972 | Kewannee | FTWB - FTS Marine Wet Back | PROC - Process Steam | 9/30/2021
HOLIDAY VILLA | 1820 N 6th St | Beatrice | NE | 68310-1407 | GAGE | NE04123 | Scrapped/Junked | N/A | G407 | 1970 | AMERICAN STANDARD |  | HWHT - Hot Water Heat | 3/31/2006
HOLIDAY VILLA | 1820 N 6th St | Beatrice | NE | 68310-1407 | GAGE | NE15076 | Scrapped/Junked | 87670 | URNE100G05217/87670 | 2000 | RHEEM MANUFACTURING CO | CHWH - ASME/Fired Water Heater | HWSD - Hot Water Dom/Potable | 3/31/2006
HOLIDAY VILLA | 1820 N 6th St | Beatrice | NE | 68310-1407 | GAGE | NE24394 | Scrapped/Junked | 82576 | URNG0599G04387 | 1999 | RHEEM MANUFACTURING CO | CHWH - ASME/Fired Water Heater | HWSD - Hot Water Dom/Potable | 3/31/2006
HOLIDAY VILLA | 1820 N 6th St | Beatrice | NE | 68310-1407 | GAGE | NE30674 | Scrapped/Junked |  | RN0484400292 | 1984 | RHEEM MANUFACTURING CO | AHWH - ANSI/Fired Water Htr | HWSD - Hot Water Dom/Potable | 6/30/2000
HOLIDAY VILLA | 1820 N 6th St | Beatrice | NE | 68310-1407 | GAGE | NE30675 | Scrapped/Junked |  | RUN0293D07094 | 1993 | Ruud-Rheem | AHWH - ANSI/Fired Water Htr | HWSD - Hot Water Dom/Potable | 3/31/2004
HOLIDAY VILLA | 1820 N 6th St | Beatrice | NE | 68310-1407 | GAGE | NE30676 | Exempt 1999 LB-66 |  | RN0191DO1330 | 1991 | RHEEM MANUFACTURING CO | AHWH - ANSI/Fired Water Htr | HWSD - Hot Water Dom/Potable | 6/30/2000
HOLIDAY VILLA | 1820 N 6th St | Beatrice | NE | 68310-1407 | GAGE | NE30890 | Inactive | N/A | GAK-1499 | 1996 | HYDR | CI - Cast Iron | HWHT - Hot Water Heat | 10/31/2007
HOLIDAY VILLA | 1820 N 6th St | Beatrice | NE | 68310-1407 | GAGE | NE30891 | Inactive |  | GAK-1456 | 1996 | HYDR | CI - Cast Iron | HWHT - Hot Water Heat | 10/31/2007
HOLIDAY VILLA | 1820 N 6th St | Beatrice | NE | 68310-1407 | GAGE | NE40103 | Exempt 1999 LB-66 |  | RN1197G00372 | 1997 | Rheem Manufacturing Co | AHWH - ANSI/Fired Water Htr | HWSD - Hot Water Dom/Potable | 6/30/2000
Village Pointe Toyota | 18201 Cuming St | Elkhorn | NE | 68022 | Douglas | NE23962 | Active | 250454 | D1.12.51.00403 | 2012 | Giannoni France | WT - Water Tube Boiler | HWHF - Hot Water Heat-Floor | 11/30/2026
Beadle Middle School | 18201 Jefferson St | Omaha | NE | 68135-1534 | Douglas | NE08452 | Active | 115580 | F001084 | 2000 | Lochinvar | CPFT - Horiz Cpr Fin Boiler | HWHT - Hot Water Heat | 8/31/2026
Beadle Middle School | 18201 Jefferson St | Omaha | NE | 68135-1534 | Douglas | NE08453 | Active | 115717 | F001298 | 2000 | Lochinvar | CPFH - Copper Fin Water Heater | HWSD - Hot Water Dom/Potable | 8/31/2026
Beadle Middle School | 18201 Jefferson St | Omaha | NE | 68135-1534 | Douglas | NE08649 | Scrapped/Junked | 96398 | 96398 | 2000 | WBLT | FT - Firetube Boiler | 0021 - Steam Supp Cooker/Kettle | 8/31/2009
Beadle Middle School | 18201 Jefferson St | Omaha | NE | 68135-1534 | Douglas | NE14608 | Scrapped/Junked | 113372 | 113372 | 2009 | Cleveland Range | FT - Firetube Boiler | 0021 - Steam Supp Cooker/Kettle | 7/31/2016
Beadle Middle School | 18201 Jefferson St | Omaha | NE | 68135-1534 | Douglas | NE26625 | Active | 119408 | 119408 | 2015 | Cleveland | FT - Firetube Boiler | 0021 - Steam Supp Cooker/Kettle | 8/31/2026
Residence Inn by Marriott | 18202 Cuming St | Omaha | NE | 68022-4521 | Douglas | NE24835 | Scrapped/Junked | 369120 | 1312369120 | 2013 | Raypak | WT - Water Tube Boiler | IPHT - Indoor Pool Heater | 5/31/2025
West Dodge Hills | 18205 Capitol Ave | Elkhorn | NE | 68022 | Douglas | NE28852 | Active | 337425 | 19337425 | 2019 | Lochinvar | WT - Water Tube Boiler | HWHT - Hot Water Heat | 4/30/2026
West Dodge Hills | 18205 Capitol Ave | Elkhorn | NE | 68022 | Douglas | NE28853 | Active | 337424 | 19337424 | 2019 | Lochinvar | WT - Water Tube Boiler | HWHT - Hot Water Heat | 4/30/2026
MERRICK CTY SHERIFF'S OFF | 1821 16th Ave | Central City | NE | 68826-2039 | MERRICK | NE35242 | Scrapped/Junked |  | 1BJ1 | 1957 | AMERICAN STANDARD |  | HWHT - Hot Water Heat | 5/31/2004
CARPENTERS LOCAL #444 | 1821 California St | Omaha | NE | 68102-4617 | Douglas | NE24705 | Scrapped/Junked |  | 61-87033-0497 | 1998 | PEERLESS HEATER COMPANY |  | STHT - Steam-Heat | 3/31/2003
Holiday Inn Express | 1821 Frontage Rd | Scottsbluff | NE | 69361-2789 | Scotts Bluff | NE14658 | Scrapped/Junked | 00527 | 0806T0224 | 2008 | G AND S | CHWH - ASME/Fired Water Heater | HWSD - Hot Water Dom/Potable | 8/31/2022
Holiday Inn Express | 1821 Frontage Rd | Scottsbluff | NE | 69361-2789 | Scotts Bluff | NE22047 | Out of Service | 165668 | 165668 | 2012 | American | CHWH - ASME/Fired Water Heater | HWSD - Hot Water Dom/Potable | 8/31/2018
Holiday Inn Express | 1821 Frontage Rd | Scottsbluff | NE | 69361-2789 | Scotts Bluff | NE24168 | Scrapped/Junked | 171949 | 171949 | 2012 | American | CHWH - ASME/Fired Water Heater | HWSD - Hot Water Dom/Potable | 8/31/2022
Holiday Inn Express | 1821 Frontage Rd | Scottsbluff | NE | 69361-2789 | Scotts Bluff | NE27535 | Active | 3532 | D-170730-7 | 2017 | American Standard | CHWH - ASME/Fired Water Heater | HWSD - Hot Water Dom/Potable | 8/31/2026
Holiday Inn Express | 1821 Frontage Rd | Scottsbluff | NE | 69361-2789 | Scotts Bluff | NE40119 | Scrapped/Junked | 40395 | 40395 | 1997 | AOSM | CHWH - ASME/Fired Water Heater | HWSD - Hot Water Dom/Potable | 8/31/2013
Holiday Inn Express | 1821 Frontage Rd | Scottsbluff | NE | 69361-2789 | Scotts Bluff | NE40140 | Scrapped/Junked | 42204 | 42204 | 1997 | AOSM | CHWH - ASME/Fired Water Heater | HWSD - Hot Water Dom/Potable | 8/31/2011
Holiday Inn Express | 1821 Frontage Rd | Scottsbluff | NE | 69361-2789 | Scotts Bluff | NE40141 | Scrapped/Junked | 42203 |  | 1997 | AOSM | CHWH - ASME/Fired Water Heater | HWSD - Hot Water Dom/Potable | 8/31/2009
Holiday Inn Express | 1821 Frontage Rd | Scottsbluff | NE | 69361-2789 | Scotts Bluff | NE41604 | Active | 154957 | 154957 | 2018 | RHEEM | CHWH - ASME/Fired Water Heater | HWSD - Hot Water Dom/Potable | 8/31/2026
Holiday Inn Express | 1821 Frontage Rd | Scottsbluff | NE | 69361-2789 | Scotts Bluff | NE41605 | Active | 154965 | 154965 | 2018 | RHEEM | CHWH - ASME/Fired Water Heater | HWSD - Hot Water Dom/Potable | 8/31/2026
Apartment Building - Reinke | 1821 G St | Lincoln | NE | 68508-3769 | Lancaster | NE09748 | Active | N/A | 60-3342 | 1962 | Peerless | CI - Cast Iron | HWHT - Hot Water Heat | 1/31/2026
Community Action Head Start | 1821 K St | Lincoln | NE | 68508-2668 | Lancaster | NE07760 | Exempt 1999 LB-66 |  | 08382 | 1998 | AO SMITH | AHWH - ANSI/Fired Water Htr | HWSD - Hot Water Dom/Potable | 6/30/2000
Community Action Head Start | 1821 K St | Lincoln | NE | 68508-2668 | Lancaster | NE07761 | Exempt 1999 LB-66 |  | 53983 | 1998 | AO SMITH | AHWH - ANSI/Fired Water Htr | HWSD - Hot Water Dom/Potable | 6/30/2000
Community Action Head Start | 1821 K St | Lincoln | NE | 68508-2668 | Lancaster | NE07762 | Exempt 1999 LB-66 |  | 55783 | 1998 | AO SMITH | AHWH - ANSI/Fired Water Htr | HWSD - Hot Water Dom/Potable | 6/30/2000
Community Action Head Start | 1821 K St | Lincoln | NE | 68508-2668 | Lancaster | NE17515 | Active | 126023 | 126023 | 2008 | A O Smith | CHWH - ASME/Fired Water Heater | HWSD - Hot Water Dom/Potable | 3/31/2026
Community Action Head Start | 1821 K St | Lincoln | NE | 68508-2668 | Lancaster | NE17516 | Active | 210376 | A09210376 | 2009 | Laars | WT - Water Tube Boiler | HWHT - Hot Water Heat | 3/31/2026
Community Action Head Start | 1821 K St | Lincoln | NE | 68508-2668 | Lancaster | NE17517 | Active | 210375 | A09210375 | 2009 | Laars | WT - Water Tube Boiler | HWHT - Hot Water Heat | 3/31/2026
Community Action Head Start | 1821 K St | Lincoln | NE | 68508-2668 | Lancaster | NE37763 | Scrapped/Junked |  | M9213 | 1964 | Kewannee | FT - Firetube Boiler | HWHT - Hot Water Heat | 3/31/2010
Community Action Head Start | 1821 K St | Lincoln | NE | 68508-2668 | Lancaster | NE37764 | Scrapped/Junked |  | 000000M265 | 1968 | KEWANEE | FT - Firetube Boiler | HWHT - Hot Water Heat | 6/30/1999
Community Action Head Start | 1821 K St | Lincoln | NE | 68508-2668 | Lancaster | NE40881 | Scrapped/Junked | 9986 | 98E-7432 | 1998 | Aldrich | FT - Firetube Boiler | HWHT - Hot Water Heat | 3/31/2010
St Mark Lutheran Church | 1821 N 90th St | Omaha | NE | 68114-1314 | Douglas | NE09466 | Scrapped/Junked | n/a | M1877 | 1962 | Kewanee | FTFB - Firetube-Firebox Boiler | HWHT - Hot Water Heat | 3/31/2023
St Mark Lutheran Church | 1821 N 90th St | Omaha | NE | 68114-1314 | Douglas | NE17329 | Active | 110314 | 8892465 | 1989 | Teledyne Laars | CPFT - Horiz Cpr Fin Boiler | HWHT - Hot Water Heat | 1/31/2026
St Mark Lutheran Church | 1821 N 90th St | Omaha | NE | 68114-1314 | Douglas | NE17330 | Active | 110308 | 8892459 | 1989 | Teledyne Laars | CPFT - Horiz Cpr Fin Boiler | HWHT - Hot Water Heat | 1/31/2026
St Mark Lutheran Church | 1821 N 90th St | Omaha | NE | 68114-1314 | Douglas | NE23142 | Scrapped/Junked |  | PK0823272 | 1997 | BRADFORD-WHITE | AHWH - ANSI/Fired Water Htr | HWSD - Hot Water Dom/Potable | 5/31/2000
St Mark Lutheran Church | 1821 N 90th St | Omaha | NE | 68114-1314 | Douglas | NE42532 | Active | 545724 | N1.22.03.00036 | 2022 | Lochinvar | WT - Water Tube Boiler | HWHT - Hot Water Heat | 1/31/2026
St Mark Lutheran Church | 1821 N 90th St | Omaha | NE | 68114-1314 | Douglas | NE42533 | Active | 545719 | N1.22.03.00031 | 2022 | Lochinvar | WT - Water Tube Boiler | HWHT - Hot Water Heat | 1/31/2026
Zion Lutheran Church-BMIC#532196 | 18219 S 80th Rd | Pickrell | NE | 68422-8121 | Gage | NE06535 | Active | n/a | 64739906 | 2004 | Burnham | CI - Cast Iron | STHT - Steam-Heat | 10/31/2026
Zion Lutheran Church-BMIC#532196 | 18219 S 80th Rd | Pickrell | NE | 68422-8121 | Gage | NE14569 | Scrapped/Junked |  | JO-3878 | 1975 | PEERLESS HEATER COMPANY |  | STHT - Steam-Heat | 3/31/2005
Candlelight Inn | 1822 E 20th Pl | Scottsbluff | NE | 69361-2707 | Scotts Bluff | NE09370 | Scrapped/Junked | 106592 | 106592 | 2006 | AOSM | CHWH - ASME/Fired Water Heater | HWSD - Hot Water Dom/Potable | 9/30/2017
Candlelight Inn | 1822 E 20th Pl | Scottsbluff | NE | 69361-2707 | Scotts Bluff | NE18752 | Out of Service | 248219 | B10ZA1142 | 2010 | Jandy | CPPH - Ansi Cpr Fin Pool Heater | OPHT - Outdoor Pool Heater | 9/30/2013
Candlelight Inn | 1822 E 20th Pl | Scottsbluff | NE | 69361-2707 | Scotts Bluff | NE23580 | Out of Service | 30098 | 23580 | 1999 | AOSM | CHWH - ASME/Fired Water Heater | HWSD - Hot Water Dom/Potable | 9/30/2013
Candlelight Inn | 1822 E 20th Pl | Scottsbluff | NE | 69361-2707 | Scotts Bluff | NE23581 | Scrapped/Junked |  | ME91-0197220 | 1991 | AO SMITH | AHWH - ANSI/Fired Water Htr | HWSD - Hot Water Dom/Potable | 3/31/2007
Candlelight Inn | 1822 E 20th Pl | Scottsbluff | NE | 69361-2707 | Scotts Bluff | NE23582 | Scrapped/Junked |  |  | 1989 | TELE | CPFT - Horiz Cpr Fin Boiler | IPHT - Indoor Pool Heater | 9/30/2009
EPWORTH VILLAGE | 1822 N Iowa Ave | York | NE | 68467-1541 | YORK | NE05125 | Exempt 1999 LB-66 |  | 0116973255 | 1969 | RHEEM MANUFACTURING CO | AHWH - ANSI/Fired Water Htr | HWSD - Hot Water Dom/Potable | 2/28/1999
Flyover Brewery | 1824 Broadway | Scottsbluff | NE | 69361-2458 | Scotts Bluff | NE27513 | Active | 18699 | 32927 | 2017 | Rite | CI - Cast Iron | PROC - Process Steam | 6/30/2026
Flyover Brewery | 1824 Broadway | Scottsbluff | NE | 69361-2458 | Scotts Bluff | NE27536 | Active | 154192 | A231808149 | 2018 | RHEEM | CHWH - ASME/Fired Water Heater | HWSD - Hot Water Dom/Potable | 6/30/2026
Nemaha County Courthouse | 1824 N St | Auburn | NE | 68305-2305 | Nemaha | NE35217 | Active | n/a | N1748 | 1960 | Kewanee | FTFB - Firetube-Firebox Boiler | STHT - Steam-Heat | 1/31/2027
Scotts Bluff Courthouse | 1825 10th St | Gering | NE | 69341-2444 | Scotts Bluff | NE09445 | Active | N/A | MNL-1115 | 1979 | HYDR | CI - Cast Iron | HWHT - Hot Water Heat | 8/31/2026
Scotts Bluff Courthouse | 1825 10th St | Gering | NE | 69341-2444 | Scotts Bluff | NE09452 | Scrapped/Junked | 27367 | P-4937 | 1976 | KEWA | FT - Firetube Boiler | HWHT - Hot Water Heat | 9/30/2010
Scotts Bluff Courthouse | 1825 10th St | Gering | NE | 69341-2444 | Scotts Bluff | NE20594 | Active | 25116 | 120954906 | 2010 | Rbi | VCPF - Vert Cpr Fin Blr | HWHT - Hot Water Heat | 8/31/2026
Scotts Bluff Courthouse | 1825 10th St | Gering | NE | 69341-2444 | Scotts Bluff | NE20595 | Active | 24909 | 100954593 | 2010 | Rbi | VCPF - Vert Cpr Fin Blr | HWHT - Hot Water Heat | 8/31/2026
Scotts Bluff Courthouse | 1825 10th St | Gering | NE | 69341-2444 | Scotts Bluff | NE39451 | Scrapped/Junked | 27363 | P-4781 | 1976 | KEWA | FT - Firetube Boiler | HWHT - Hot Water Heat | 9/30/2010
Scotts Bluff Courthouse | 1825 10th St | Gering | NE | 69341-2444 | Scotts Bluff | NE43893 | Active | 632587 | N1.25.03.00257 | 2025 | Lochinvar | FTSS - Firetube Stainless Steel | HWHT - Hot Water Heat | 8/31/2025
Scotts Bluff Courthouse | 1825 10th St | Gering | NE | 69341-2444 | Scotts Bluff | NE43894 | Active | 630860 | N1.24.50.00229 | 2024 | Lochinvar | FTSS - Firetube Stainless Steel | HWHT - Hot Water Heat | 8/31/2025
1825 Apartment Bldg | 1825 G St | Lincoln | NE | 68508-3743 | Lancaster | NE10500 | Active | n/a | 259900141 | 1999 | Dunkirk | CI - Cast Iron | HWHT - Hot Water Heat | 10/31/2025
APARTMENT BUILDING | 1826 D St | Lincoln | NE | 68502-1687 | LANCASTER | NE09781 | Inactive |  | 25-4C | 1880 | ABRAN COX STONE |  | HWHT - Hot Water Heat | 12/31/2007
Apartment Building - Century | 1827 F St | Lincoln | NE | 68508-3456 | Lancaster | NE09834 | Active | N/A | 60-16472 | 1964 | Peerless | CI - Cast Iron | HWHT - Hot Water Heat | 10/31/2026
Capitol Car Wash | 1827 W Capital Ave | Grand Island | NE | 68803-2109 | Hall | NE24360 | Inactive | 56798 | 56798 | 1977 | A. O. Smith | COBL - Coil Type Boiler | HWSP - Hot Water Non Potable Supply | 4/30/2008
USA STEAK BUFFET/BONANZA | 1828 N Webb Rd | Grand Island | NE | 68803-2323 | HALL | NE19191 | Exempt 1999 LB-66 |  | 00SN0594-G03862 | 1994 | RHEEM MANUFACTURING CO | AHWH - ANSI/Fired Water Htr | HWSD - Hot Water Dom/Potable | 6/30/2000
Casey's Carwash | 18280 Wright St | Omaha | NE | 68130-2883 | Douglas | NE10526 | Scrapped/Junked | 765 | P-3460 | 2002 | Zink Corp | COBL - Coil Type Boiler | HWHP - Hot Water Heat & Nonpotable | 2/28/2024
Casey's Carwash | 18280 Wright St | Omaha | NE | 68130-2883 | Douglas | NE10527 | Scrapped/Junked | 781 | P-3476 | 2002 | Zink Corp | COBL - Coil Type Boiler | HWHP - Hot Water Heat & Nonpotable | 2/28/2024
Casey's Carwash | 18280 Wright St | Omaha | NE | 68130-2883 | Douglas | NE10528 | Scrapped/Junked | 785 | P-3480 | 2002 | Zink Corp | COBL - Coil Type Boiler | HWHP - Hot Water Heat & Nonpotable | 2/28/2024
Casey's Carwash | 18280 Wright St | Omaha | NE | 68130-2883 | Douglas | NE10545 | Scrapped/Junked | 766 | P-3461 | 2002 | Zink Corp | COBL - Coil Type Boiler | HWHP - Hot Water Heat & Nonpotable | 2/28/2024
Casey's Carwash | 18280 Wright St | Omaha | NE | 68130-2883 | Douglas | NE43034 | Active | 591748 | N1.23.21.00008 | 2023 | Lochinvar/Sermeta | WTSS - Watertube SS Steel | HWFP - Floor Heat & Nonpotable | 1/31/2027
Casey's Carwash | 18280 Wright St | Omaha | NE | 68130-2883 | Douglas | NE43035 | Active | 593333 | N1.23.23.00057 | 2023 | Lochinvar/Sermeta | WTSS - Watertube SS Steel | HWFP - Floor Heat & Nonpotable | 1/31/2027
Auburn High School | 1829 Central Ave | Auburn | NE | 68305-1713 | Nemaha | NE01490 | Active | 3900 | 121984575 | 2001 | Rbi | WT - Water Tube Boiler | HWSD - Hot Water Dom/Potable | 1/31/2026
Auburn High School | 1829 Central Ave | Auburn | NE | 68305-1713 | Nemaha | NE02097 | Scrapped/Junked | 66013 | 66013 | 2004 | MKTF | FTVT - Firetube Vertical TB | 0021 - Steam Supp Cooker/Kettle | 1/31/2013
Auburn High School | 1829 Central Ave | Auburn | NE | 68305-1713 | Nemaha | NE04752 | Scrapped/Junked | 33915 | 33915 | 1990 | MARKET FORGE INDUSTRIES | FT - Firetube Boiler | 0021 - Steam Supp Cooker/Kettle | 7/31/2003
Auburn High School | 1829 Central Ave | Auburn | NE | 68305-1713 | Nemaha | NE19306 | Exempt 1999 LB-66 |  | F92874913 | 1992 | STATE INDUSTRIES | AHWH - ANSI/Fired Water Htr | HWSD - Hot Water Dom/Potable | 7/31/1998
Auburn High School | 1829 Central Ave | Auburn | NE | 68305-1713 | Nemaha | NE22862 | Active | 73975 | 73975 | 2012 | Market Forge | FTVT - Firetube Vertical TB | COOK - Cooker/Kettle | 1/31/2026
Auburn High School | 1829 Central Ave | Auburn | NE | 68305-1713 | Nemaha | NE34398 | Inactive | 2498 |  | 1970 | Sellers Engineering | FT - Firetube Boiler | HWSD - Hot Water Dom/Potable | 7/31/2001
NORTH SIDE ELEMENTARY | 183 N D ST | FREMONT | NE | 68025 | DODGE | NE33501 | Scrapped/Junked |  | 10580 | 1954 | NATIONAL STEEL | FT - Firetube Boiler | STHT - Steam-Heat | 8/31/2004
NORTH SIDE ELEMENTARY | 183 N D ST | FREMONT | NE | 68025 | DODGE | NE33502 | Scrapped/Junked |  | 104398 | 1947 | PACIFIC | FT - Firetube Boiler | STHT - Steam-Heat | 8/31/1998
Grace United Methodist Church | 1832 W 9th St | Hastings | NE | 68901-3610 | Adams | NE06293 | Active | 16540 | 16540/A24L2045 | 2005 | MUNCHKIN | COBL - Coil Type Boiler | HWHT - Hot Water Heat | 1/31/2027
Grace United Methodist Church | 1832 W 9th St | Hastings | NE | 68901-3610 | Adams | NE30434 | Scrapped/Junked | N/A | 170-6604 | 1966 | Peerless | CI - Cast Iron | HWHT - Hot Water Heat | 1/31/2014
Grace United Methodist Church | 1832 W 9th St | Hastings | NE | 68901-3610 | Adams | NE30435 | Scrapped/Junked | N/A | 5-66 | 1960 | National | CI - Cast Iron | HWHT - Hot Water Heat | 1/31/2014
Apartment Building - Reinke | 1833 G St | Lincoln | NE | 68508-3745 | Lancaster | NE06025 | Active | n/a | 0 | 1960 | Crane | CI - Cast Iron | HWHT - Hot Water Heat | 1/31/2026
North Ridge Middle School | 18330 Purple Martin Pkwy | Elkhorn | NE | 68022-4085 | Douglas | NE41202 | Active | 274904 | 2045121773418 | 2020 | AO SMITH | CHWH - ASME/Fired Water Heater | HWSD - Hot Water Dom/Potable | 7/31/2026
North Ridge Middle School | 18330 Purple Martin Pkwy | Elkhorn | NE | 68022-4085 | Douglas | NE41203 | Active | 274903 | 2045121773416 | 2020 | AO SMITH | CHWH - ASME/Fired Water Heater | HWSD - Hot Water Dom/Potable | 7/31/2026
North Ridge Middle School | 18330 Purple Martin Pkwy | Elkhorn | NE | 68022-4085 | Douglas | NE41204 | Active | 270848 | 2027119969725 | 2020 | AO SMITH | CHWH - ASME/Fired Water Heater | HWSD - Hot Water Dom/Potable | 7/31/2026
Hall County Housing Authority | 1834 W 7th St | Grand Island | NE | 68803-4600 | Hall | NE21446 | Active | 186151 | G11186151 | 2011 | Laars | WTSS - Watertube SS Steel | HWHT - Hot Water Heat | 1/31/2026
Hall County Housing Authority | 1834 W 7th St | Grand Island | NE | 68803-4600 | Hall | NE21447 | Active | 159005 | G11159005 | 2011 | Laars | WTSS - Watertube SS Steel | HWHT - Hot Water Heat | 1/31/2026
SPOTLESS CLEANERS | 1839 N 24th St | Omaha | NE | 68110-2328 | Douglas | NE04209 | Inactive | 2533 |  | 1964 | WILLIAMS & DAVIS BOILERS | FT - Firetube Boiler | PROC - Process Steam | 9/30/1993
NE Christian Schools | 1840 Inskip Ave | Central City | NE | 68826-8008 | Merrick | NE19648 | Exempt 1999 LB-66 |  | E774-04011 | 1978 | VULCRAFT | AHWH - ANSI/Fired Water Htr | HWSD - Hot Water Dom/Potable | 4/30/1999
NE Christian Schools | 1840 Inskip Ave | Central City | NE | 68826-8008 | Merrick | NE30381 | Scrapped/Junked | n/a | 1B-J1 | 1975 | American Standard | CI - Cast Iron | STHT - Steam-Heat | 4/30/2015
TIP TOP CORPORATION | 1841 S 54th St | Omaha | NE | 68106-2316 | Douglas | NE11450 | Inactive | 34259 | R-2419 | 1980 | KEWANEE | FTWB - FTS Marine Wet Back | PROC - Process Steam | 6/30/1987
TIP TOP CORPORATION | 1841 S 54th St | Omaha | NE | 68106-2316 | Douglas | NE11451 | Inactive | 34222 | R-2421 | 1980 | KEWANEE | FTWB - FTS Marine Wet Back | PROC - Process Steam | 6/30/1987
TIP TOP CORPORATION | 1841 S 54th St | Omaha | NE | 68106-2316 | Douglas | NE12416 | Inactive |  | 662 | 1928 | TITUSVILLE | FT - Firetube Boiler | PROC - Process Steam | 6/30/1987
Aspen Creek Middle School | 18414 Summit Dr | Gretna | NE | 68136 | Sarpy | NE27230 | Active | 75788 | G-16-2237 | 2016 | Aerco | FTVT - Firetube Vertical TB | HWHT - Hot Water Heat | 7/31/2026
Aspen Creek Middle School | 18414 Summit Dr | Gretna | NE | 68136 | Sarpy | NE27231 | Active | 75787 | G-16-2236 | 2016 | Aerco | FTVT - Firetube Vertical TB | HWHT - Hot Water Heat | 7/31/2026
Aspen Creek Middle School | 18414 Summit Dr | Gretna | NE | 68136 | Sarpy | NE27232 | Active | 71495 | F001196 | 2016 | PVI Industries | CHWH - ASME/Fired Water Heater | HWSD - Hot Water Dom/Potable | 7/31/2026
Aspen Creek Middle School | 18414 Summit Dr | Gretna | NE | 68136 | Sarpy | NE27233 | Active | 70628 | F000950 | 2016 | PVI Industries | CHWH - ASME/Fired Water Heater | HWSD - Hot Water Dom/Potable | 7/31/2026
Ashland-Greenwood High | 1842 Furnas St | Ashland | NE | 68003-1219 | Saunders | NE16937 | Scrapped/Junked | 25897 | LF940344866-920 | 1994 | AOSM | CHWH - ASME/Fired Water Heater | HWSD - Hot Water Dom/Potable | 12/31/2015
Ashland-Greenwood High | 1842 Furnas St | Ashland | NE | 68003-1219 | Saunders | NE18783 | Scrapped/Junked | 144889 | 144889 | 2010 | A O Smith | CHWH - ASME/Fired Water Heater | HWSD - Hot Water Dom/Potable | 11/30/2025
Ashland-Greenwood High | 1842 Furnas St | Ashland | NE | 68003-1219 | Saunders | NE18953 | Scrapped/Junked | 28633 | LC95-0414377 | 1995 | AOSM | CHWH - ASME/Fired Water Heater | HWSD - Hot Water Dom/Potable | 12/31/2010
Ashland-Greenwood High | 1842 Furnas St | Ashland | NE | 68003-1219 | Saunders | NE18954 | Scrapped/Junked | 123886 | 9505123886 | 1995 | Raypak | CPFT - Horiz Cpr Fin Boiler | HWHT - Hot Water Heat | 12/31/2014
Ashland-Greenwood High | 1842 Furnas St | Ashland | NE | 68003-1219 | Saunders | NE37713 | Scrapped/Junked | 9999 | 211A-1272-0985 | 1985 | Peerless | CI - Cast Iron | HWHT - Hot Water Heat | 12/31/2014
Mercy Villa | 1845 S 72nd St | Omaha | NE | 68124-1703 | Douglas | NE00554 | Scrapped/Junked | 24896 | 100954571 | 2009 | Ruscio Brothers Ltd | WT - Water Tube Boiler | HWSD - Hot Water Dom/Potable | 1/31/2014
Mercy Villa | 1845 S 72nd St | Omaha | NE | 68124-1703 | Douglas | NE00555 | Scrapped/Junked | 1774 | 129920211 | 1999 | Ruscio Brothers Ltd | WT - Water Tube Boiler | HWSD - Hot Water Dom/Potable | 1/31/2014
Mercy Villa | 1845 S 72nd St | Omaha | NE | 68124-1703 | Douglas | NE09317 | Scrapped/Junked | 120318 | L07M001940 | 2007 | AOSM | CHWH - ASME/Fired Water Heater | HWSD - Hot Water Dom/Potable | 1/31/2023
Mercy Villa | 1845 S 72nd St | Omaha | NE | 68124-1703 | Douglas | NE20078 | Scrapped/Junked | 8884 | 96-E5841 | 1996 | ALES | FTFB - Firetube-Firebox Boiler | HWHT - Hot Water Heat | 1/31/2023
Mercy Villa | 1845 S 72nd St | Omaha | NE | 68124-1703 | Douglas | NE20079 | Scrapped/Junked | 101630 |  | 1987 | TELEDYNE LAARS | WT - Water Tube Boiler | HWHT - Hot Water Heat | 7/31/2000
Mercy Villa | 1845 S 72nd St | Omaha | NE | 68124-1703 | Douglas | NE20080 | Scrapped/Junked | 101629 |  | 1987 | TELEDYNE LAARS | WT - Water Tube Boiler | HWHT - Hot Water Heat | 7/31/2000
Mercy Villa | 1845 S 72nd St | Omaha | NE | 68124-1703 | Douglas | NE20081 | Scrapped/Junked | 101634 |  | 1987 | TELEDYNE LAARS | WT - Water Tube Boiler | HWHT - Hot Water Heat | 7/31/2000
Mercy Villa | 1845 S 72nd St | Omaha | NE | 68124-1703 | Douglas | NE20082 | Scrapped/Junked | 26224 |  | 1982 | AO SMITH | CHWH - ASME/Fired Water Heater | HWSD - Hot Water Dom/Potable | 5/31/1999
Mercy Villa | 1845 S 72nd St | Omaha | NE | 68124-1703 | Douglas | NE20083 | Scrapped/Junked |  | AE83-05400 | 1983 | AO SMITH | AHWH - ANSI/Fired Water Htr | HWSD - Hot Water Dom/Potable | 5/31/1999
Mercy Villa | 1845 S 72nd St | Omaha | NE | 68124-1703 | Douglas | NE25607 | Scrapped/Junked | 52367 | LL990883072 | 1999 | AO SMITH | CHWH - ASME/Fired Water Heater | HWSD - Hot Water Dom/Potable | 1/31/2008
Mercy Villa | 1845 S 72nd St | Omaha | NE | 68124-1703 | Douglas | NE25608 | Scrapped/Junked | 52078 | LK990877572 | 1999 | AOSM | CHWH - ASME/Fired Water Heater | HWSD - Hot Water Dom/Potable | 1/31/2023
Mercy Villa | 1845 S 72nd St | Omaha | NE | 68124-1703 | Douglas | NE26565 | Scrapped/Junked | 66112 | G-13-1879 | 2013 | Aerco | FTVT - Firetube Vertical TB | HWHT - Hot Water Heat | 1/31/2023
Apartment Building - Maranville | 1848 C St | Lincoln | NE | 68502-1672 | Lancaster | NE23341 | Active | N/A | 7746182 | 1998 | Burnham | CI - Cast Iron | STHT - Steam-Heat | 1/31/2025
West Dodge Station Elementary School | 18480 California St | Elkhorn | NE | 68022-3902 | Douglas | NE17799 | Active | 117401 | H07M001123 | 2007 | AO SMITH | CHWH - ASME/Fired Water Heater | HWSD - Hot Water Dom/Potable | 7/31/2026
NEWBERG APARTMENTS | 1849 C St | Lincoln | NE | 68502-1675 | LANCASTER | NE19656 | Scrapped/Junked |  | 81-1483 | 1981 | PEERLESS HEATER COMPANY |  | HWHT - Hot Water Heat | 11/30/2005
Woodbrook Elementary School | 18520 Purple Martin Pkwy | Elkhorn | NE | 68022 | Douglas | NE28879 | Active | 110332 | 110332 | 2019 | PVI Industries | WT - Water Tube Boiler | HWSD - Hot Water Dom/Potable | 7/31/2027
Woodbrook Elementary School | 18520 Purple Martin Pkwy | Elkhorn | NE | 68022 | Douglas | NE28880 | Active | 110394 | F012789 | 2019 | PVI Industries | WT - Water Tube Boiler | HWSD - Hot Water Dom/Potable | 7/31/2027
Sidney Regional Assisted Living | 1855 Greenwood Rd | Sidney | NE | 69162-3076 | Cheyenne | NE42770 | Active | 596912 | N1.23.31.00102 | 2023 | Lochinvar | WT - Water Tube Boiler | HWSD - Hot Water Dom/Potable | 10/31/2026
Sidney Regional Assisted Living | 1855 Greenwood Rd | Sidney | NE | 69162-3076 | Cheyenne | NE42771 | Active | 596020 | N1.23.28.00075 | 2023 | Lochinvar | WT - Water Tube Boiler | HWSD - Hot Water Dom/Potable | 10/31/2026
Sidney Regional Assisted Living | 1855 Greenwood Rd | Sidney | NE | 69162-3076 | Cheyenne | NE42772 | Active | 111003 | C41A21E42015900533 | 2023 | Laars | FTVT - Firetube Vertical TB | HWHS - Hotwater Heat Sidewalks | 10/31/2026
Sidney Regional Assisted Living | 1855 Greenwood Rd | Sidney | NE | 69162-3076 | Cheyenne | NE42773 | Active | 11102 | C41A21E420159000023 | 2023 | Laars | FTVT - Firetube Vertical TB | HWHS - Hotwater Heat Sidewalks | 10/31/2026
College Of Saint Mary | 1857 S 72nd St | Omaha | NE | 68124-1745 | Douglas | NE26234 | Active | 65052 | 65052 | 1999 | State Industries | CHWH - ASME/Fired Water Heater | HWSD - Hot Water Dom/Potable | 1/31/2026
Bauer Infrastructure LLC | 18570 SW 29th St | Martell | NE | 68404 | Lancaster | NE28755 | Active | 120290 | 19.PG60.94.1848 | 2019 | Lochinvar | FTVT - Firetube Vertical TB | HWHT - Hot Water Heat | 3/31/2026
Bauer Infrastructure LLC | 18570 SW 29th St | Martell | NE | 68404 | Lancaster | NE28756 | Active | 358175 | 19.PG60.94.0833 | 2019 | Lochinvar | FTVT - Firetube Vertical TB | HWHT - Hot Water Heat | 3/31/2026
St Andrew Church | 186 N 5th St | Tecumseh | NE | 68450 | Johnson | NE19706 | Exempt 1999 LB-66 |  | G88134489 | 1988 | STATE INDUSTRIES | AHWH - ANSI/Fired Water Htr | HWSD - Hot Water Dom/Potable | 11/30/1998
St Andrew Church | 186 N 5th St | Tecumseh | NE | 68450 | Johnson | NE24684 | Active | 66950 | 6-14-0051 | 2014 | Aerco | FTVT - Firetube Vertical TB | HWHT - Hot Water Heat | 10/31/2025
St Andrew Church | 186 N 5th St | Tecumseh | NE | 68450 | Johnson | NE39133 | Scrapped/Junked | 37721 | R-6172 | 1984 | Kewanee | FTFB - Firetube-Firebox Boiler | HWHT - Hot Water Heat | 10/31/2014
St Andrew Church | 186 N 5th St | Tecumseh | NE | 68450 | Johnson | NE39134 | Exempt |  | MMW-76067-0784 | 1984 | PEERLESS HEATER COMPANY |  | HWHT - Hot Water Heat | 10/31/2005
St. Patrick's Catholic Church of Elkhorn | 18602 West Maple St | Elkhorn | NE | 68022 | Douglas | NE43548 | Active | 2265 | F2067223A | 2023 | Fulton | FTVT - Firetube Vertical TB | GLYC - Glycol Bldg Heat Sys | 7/31/2026
St. Patrick's Catholic Church of Elkhorn | 18602 West Maple St | Elkhorn | NE | 68022 | Douglas | NE43549 | Active | 2208 | F2066958A | 2023 | Fulton | FTVT - Firetube Vertical TB | GLYC - Glycol Bldg Heat Sys | 7/31/2026
Demolished | 1865 E 19th St | Fremont | NE | 68025-3227 | Dodge | NE18692 | Scrapped/Junked | 18037 | 10F-5945 | 2010 | Aldrich | FTFB - Firetube-Firebox Boiler | STHT - Steam-Heat | 2/28/2025
Demolished | 1865 E 19th St | Fremont | NE | 68025-3227 | Dodge | NE33509 | Scrapped/Junked |  | M2465 | 1961 | KEWA | FTFB - Firetube-Firebox Boiler | STHT - Steam-Heat | 8/31/2010
1865 Washington St Building | 1865 Washington St | Blair | NE | 68008-1561 | Washington | NE19284 | Active | 0 | 1704233 | 1970 | Peerless Heater Company | CI - Cast Iron | HWHT - Hot Water Heat | 4/30/2025
Village on the Preserve Apts | 18661 Elm Plz | Omaha | NE | 68130 | Douglas | NE14873 | Inactive | 298530 | 0907298530 | 2009 | Raypak | WT - Water Tube Boiler | IPHT - Indoor Pool Heater | 6/30/2019
Garden County Rural Fire Dist | 18668 Rd 82 | Oshkosh | NE | 69154 | Garden | NE28419 | Scrapped/Junked | NA | 141054294 | 2017 | A. O. Smith | COBL - Coil Type Boiler | GLFH - Glycol Floor Heat System | 8/19/2020
Garden County Rural Fire Dist | 18668 Rd 82 | Oshkosh | NE | 69154 | Garden | NE28420 | Scrapped/Junked | NA | 141059887 | 2017 | A. O. Smith | COBL - Coil Type Boiler | GLFH - Glycol Floor Heat System | 8/19/2020
Garden County Rural Fire Dist | 18668 Rd 82 | Oshkosh | NE | 69154 | Garden | NE28421 | Scrapped/Junked | NA | 141050924 | 2017 | A. O. Smith | COBL - Coil Type Boiler | GLFH - Glycol Floor Heat System | 8/19/2020
Garden County Rural Fire Dist | 18668 Rd 82 | Oshkosh | NE | 69154 | Garden | NE41107 | Exempt | 148066 | 19VC601825601 | 2019 | AIC GDYNIA | COBL - Coil Type Boiler | HWFG - Hotwater Heat Floor-Glycl | 1/31/2024
Garden County Rural Fire Dist | 18668 Rd 82 | Oshkosh | NE | 69154 | Garden | NE41108 | Exempt | 122537 | 19VC601823214 | 2019 | AIC GDYNIA | COBL - Coil Type Boiler | HWFG - Hotwater Heat Floor-Glycl | 1/31/2024
Garden County Rural Fire Dist | 18668 Rd 82 | Oshkosh | NE | 69154 | Garden | NE41109 | Exempt | 122540 | 19VC601823217 | 2019 | AIC GDYNIA | COBL - Coil Type Boiler | HWFG - Hotwater Heat Floor-Glycl | 1/31/2024
Select Specialty Hospital | 1870 S 75th St | Omaha | NE | 68124-1700 | Douglas | NE12597 | Active | 122324 | 0907122324 | 2007 | PVI Industries | FTVT - Firetube Vertical TB | HWHT - Hot Water Heat | 7/31/2026
Select Specialty Hospital | 1870 S 75th St | Omaha | NE | 68124-1700 | Douglas | NE12598 | Active | 122323 | 0907122323 | 2007 | PVI Industries | FTVT - Firetube Vertical TB | HWHT - Hot Water Heat | 7/31/2026
Select Specialty Hospital | 1870 S 75th St | Omaha | NE | 68124-1700 | Douglas | NE12599 | Active | 122489 | 0907122489 | 2007 | PVI Industries | FTVT - Firetube Vertical TB | HWSD - Hot Water Dom/Potable | 7/31/2026
Select Specialty Hospital | 1870 S 75th St | Omaha | NE | 68124-1700 | Douglas | NE12606 | Scrapped/Junked | 122490 | 0907122490 | 2007 | PVI Industries | FTVT - Firetube Vertical TB | HWSD - Hot Water Dom/Potable | 7/31/2022
Select Specialty Hospital | 1870 S 75th St | Omaha | NE | 68124-1700 | Douglas | NE42373 | Active | 164188 | 20.WHTX.188.0180 | 2020 | PVI Industries | CHWH - ASME/Fired Water Heater | HWSD - Hot Water Dom/Potable | 7/31/2026
Saunders Archery Co | 1874 14th Ave | Columbus | NE | 68601-3671 | Platte | NE11521 | Out of Service | n/a | 61-21131 | 1983 | Peerless | CI - Cast Iron | HWHT - Hot Water Heat | 4/30/2016
Saunders Archery Co | 1874 14th Ave | Columbus | NE | 68601-3671 | Platte | NE11522 | Out of Service | n/a | 1BJ1 | 1973 | AMST | CI - Cast Iron | HWHT - Hot Water Heat | 4/30/2016
Saunders Archery Co | 1874 14th Ave | Columbus | NE | 68601-3671 | Platte | NE11523 | Out of Service | 21131 | n/a | 1973 | AMST | CI - Cast Iron | HWHT - Hot Water Heat | 4/30/2016
Saunders Archery Co | 1874 14th Ave | Columbus | NE | 68601-3671 | Platte | NE27293 | Active | 195363 | 1630103234536 | 2016 | Lochinvar | FTSS - Firetube Stainless Steel | HWHT - Hot Water Heat | 11/30/2026
Cedarwood Apartments | 1875 S 75th St | Omaha | NE | 68124-1731 | Douglas | NE17854 | Out of Service | n/a | B64-1232 | 1964 | Aqua-Chem | WT - Water Tube Boiler | HWHT - Hot Water Heat | 1/31/2020
Cedarwood Apartments | 1875 S 75th St | Omaha | NE | 68124-1731 | Douglas | NE19262 | Exempt 1999 LB-66 |  | A184194783 | 1984 | AO SMITH | AHWH - ANSI/Fired Water Htr | HWSD - Hot Water Dom/Potable | 3/31/1999
Cedarwood Apartments | 1875 S 75th St | Omaha | NE | 68124-1731 | Douglas | NE19263 | Exempt 1999 LB-66 |  | 0E95733137 | 1995 | STATE INDUSTRIES | AHWH - ANSI/Fired Water Htr | HWSD - Hot Water Dom/Potable | 3/31/1999
Cedarwood Apartments | 1875 S 75th St | Omaha | NE | 68124-1731 | Douglas | NE19264 | Exempt 1999 LB-66 |  | MM93030932 | 1993 | AO SMITH | AHWH - ANSI/Fired Water Htr | HWSD - Hot Water Dom/Potable | 3/31/1999
Cedarwood Apartments | 1875 S 75th St | Omaha | NE | 68124-1731 | Douglas | NE19265 | Exempt 1999 LB-66 |  | MA90005692 | 1990 | AO SMITH | AHWH - ANSI/Fired Water Htr | HWSD - Hot Water Dom/Potable | 3/31/1999
Cedarwood Apartments | 1875 S 75th St | Omaha | NE | 68124-1731 | Douglas | NE19266 | Exempt 1999 LB-66 |  | MF94834638 | 1994 | AO SMITH | AHWH - ANSI/Fired Water Htr | HWSD - Hot Water Dom/Potable | 3/31/1999
Cedarwood Apartments | 1875 S 75th St | Omaha | NE | 68124-1731 | Douglas | NE19267 | Exempt 1999 LB-66 |  | MA95040262 | 1995 | AO SMITH | AHWH - ANSI/Fired Water Htr | HWSD - Hot Water Dom/Potable | 3/31/1999
Cedarwood Apartments | 1875 S 75th St | Omaha | NE | 68124-1731 | Douglas | NE19268 | Exempt 1999 LB-66 |  | 0483400110 | 1983 | RUUD | AHWH - ANSI/Fired Water Htr | HWSD - Hot Water Dom/Potable | 3/31/1999
Cedarwood Apartments | 1875 S 75th St | Omaha | NE | 68124-1731 | Douglas | NE19269 | Exempt 1999 LB-66 |  | MM89005441 | 1989 | AO SMITH | AHWH - ANSI/Fired Water Htr | HWSD - Hot Water Dom/Potable | 3/31/1999
Onyx at Aksarben | 1876 S 74th St | Omaha | NE | 68124-1730 | Douglas | NE17856 | Scrapped/Junked | n/a | SP63-3627 | 1963 | Aqua-Chem | WT - Water Tube Boiler | HWHT - Hot Water Heat | 1/31/2021
Koch Fertilizer LLC | 18805 Hwy 6 | Greenwood | NE | 68366-0224 | Cass | NE19486 | Active | n/a | 402-4 | 1973 | Fabsco | UFPV - Unfired Pressure Vessel | 0017 - Ammonia Receiver | 7/31/2027
Koch Fertilizer LLC | 18805 Hwy 6 | Greenwood | NE | 68366-0224 | Cass | NE19487 | Active | 66 | 320 | 1995 | Custom Piping & Steel fab. | CFPV - Coil/Fired PSI Vsl | EVAP - Evaporator | 7/31/2026
Koch Fertilizer LLC | 18805 Hwy 6 | Greenwood | NE | 68366-0224 | Cass | NE19488 | Active | 22965 | 40184 | 1973 | Van Air | UFPV - Unfired Pressure Vessel | RCVR - Receiver: Air or Water | 7/31/2027
Koch Fertilizer LLC | 18805 Hwy 6 | Greenwood | NE | 68366-0224 | Cass | NE19489 | Active | 22964 | 40183 | 1973 | Van Air | UFPV - Unfired Pressure Vessel | RCVR - Receiver: Air or Water | 7/31/2027
Waterford West | 18881 W Dodge Rd | Elkhorn | NE | 68022 | Douglas | NE29267 | Active | 122223 | 1020-12223 | 2019 | Reimers | ELBL - Electric Boiler | GLFH - Glycol Floor Heat System | 6/30/2026
Waterford West | 18881 W Dodge Rd | Elkhorn | NE | 68022 | Douglas | NE29268 | Active | 125025 | 1020-125025 | 2020 | Reimers | ELBL - Electric Boiler | GLFH - Glycol Floor Heat System | 6/30/2026
Majic Spray | 18th & Jackson | Sidney | NE | 69162 | Cheyenne | NE24582 | Inactive | 83486 | A13H30083486 | 2012 | Lochinvar | FTVT - Firetube Vertical TB | HWHF - Hot Water Heat-Floor | 3/31/2015
Majic Spray | 18th & Jackson | Sidney | NE | 69162 | Cheyenne | NE40619 | Scrapped/Junked | 5626 | 1922 | 1986 | WEBJ | COBL - Coil Type Boiler | HWHT - Hot Water Heat | 6/30/2013
Majic Spray | 18th & Jackson | Sidney | NE | 69162 | Cheyenne | NE40620 | Inactive | 5925 | 5925 | 1986 | WEBJ | COBL - Coil Type Boiler | HWSP - Hot Water Non Potable Supply | 3/31/2011
Burwell High School | 190 I St | Burwell | NE | 68823-4101 | Holt | NE18511 | Out of Service | 26923 | G95311 | 1995 | Aerco International | FTVT - Firetube Vertical TB | HWDP - Hotwater Heat & Dom Supply | 12/31/2020
Burwell High School | 190 I St | Burwell | NE | 68823-4101 | Holt | NE18512 | Scrapped/Junked | 26922 | G95310 | 1995 | Aerco International | FTVT - Firetube Vertical TB | HWHT - Hot Water Heat | 12/31/2022
Burwell High School | 190 I St | Burwell | NE | 68823-4101 | Holt | NE18513 | Scrapped/Junked | 26907 | G95305 | 1995 | Aerco International | FT - Firetube Boiler | HWHT - Hot Water Heat | 12/31/2022
Burwell High School | 190 I St | Burwell | NE | 68823-4101 | Holt | NE35140 | Active | 59656 | 694 A | 1972 | GROE | COOK - Fired Cooker | 0021 - Steam Supp Cooker/Kettle | 12/31/2026
Burwell High School | 190 I St | Burwell | NE | 68823-4101 | Holt | NE41607 | Active | 8651 | 19HE072372219 | 2019 | Riello | COBL - Coil Type Boiler | HWHT - Hot Water Heat | 12/31/2026
Burwell High School | 190 I St | Burwell | NE | 68823-4101 | Holt | NE41608 | Active | 8698 | 19HE072792319 | 2019 | Riello | COBL - Coil Type Boiler | HWHT - Hot Water Heat | 12/31/2026
Burwell High School | 190 I St | Burwell | NE | 68823-4101 | Holt | NE41609 | Active | 7897 | 19HE064781819 | 2019 | Riello | COBL - Coil Type Boiler | HWHT - Hot Water Heat | 12/31/2026
Burwell High School | 190 I St | Burwell | NE | 68823-4101 | Holt | NE41610 | Active | 7891 | 19HE064721819 | 2019 | Riello | COBL - Coil Type Boiler | HWHT - Hot Water Heat | 12/31/2026
PAUL SUTTER | 1900 B St | Lincoln | NE | 68502-1639 | LANCASTER | NE30478 | Exempt |  | C-77-1892 | 1977 | AO SMITH | AHWH - ANSI/Fired Water Htr | HWSD - Hot Water Dom/Potable | 11/30/1995
PAUL SUTTER | 1900 B St | Lincoln | NE | 68502-1639 | LANCASTER | NE30479 | Exempt |  | 32172 | 1934 | AMERICAN RADIATOR |  | HWHT - Hot Water Heat | 11/30/1995
Pegler Sysco | 1900 Center Park Rd | Lincoln | NE | 68501 | Lancaster | NE09790 | Scrapped/Junked | 62955 | E01-62955 | 2001 | AOSM | COBL - Coil Type Boiler | HWSP - Hot Water Non Potable Supply | 10/31/2011
Pegler Sysco | 1900 Center Park Rd | Lincoln | NE | 68501 | Lancaster | NE19048 | Inactive | C26271 | 0943M000200 | 2009 | A O Smith | COWH - Coil Type Water Heater | HWSP - Hot Water Non Potable Supply | 12/31/2011
PEGLER SYSCO | 1900 CENTER PARK RD | LINCOLN | NE | 68501 | LANCASTER | NE18453 | Scrapped/Junked | 47458 | 780-K84-47458 | 1984 | AO SMITH | WT - Water Tube Boiler | HWSP - Hot Water Non Potable Supply | 4/30/2002
Parkview Cleaners | 1900 E Military Ave | Fremont | NE | 68025-5433 | Dodge | NE11443 | Inactive | 14542 | 54680 | 1981 | BRYA | WT - Water Tube Boiler | PROC - Process Steam | 3/31/2010
Fillmore County Hospital | 1900 F St | Geneva | NE | 68361-2229 | Fillmore | NE21080 | Active | 7201 | 5896C | 2011 | Fulton | FT - Firetube Boiler | GLYC - Glycol Bldg Heat Sys | 2/28/2026
Fillmore County Hospital | 1900 F St | Geneva | NE | 68361-2229 | Fillmore | NE21081 | Active | 7194 | 5700C | 2011 | Fulton | FT - Firetube Boiler | GLYC - Glycol Bldg Heat Sys | 2/28/2026
Fillmore County Hospital | 1900 F St | Geneva | NE | 68361-2229 | Fillmore | NE21082 | Active | 132679 | 0811132679 | 2011 | PVI Industries | CHWH - ASME/Fired Water Heater | HWSD - Hot Water Dom/Potable | 2/28/2026
Fillmore County Hospital | 1900 F St | Geneva | NE | 68361-2229 | Fillmore | NE21083 | Active | 132678 | 0811132678 | 2011 | PVI Industries | CHWH - ASME/Fired Water Heater | HWSD - Hot Water Dom/Potable | 2/28/2026
Fillmore County Hospital | 1900 F St | Geneva | NE | 68361-2229 | Fillmore | NE21084 | Active | 194080 | F11H10194080 | 2011 | Lochinvar | WTSS - Watertube SS Steel | HWHS - Hotwater Heat Sidewalks | 2/28/2026
Fillmore County Hospital | 1900 F St | Geneva | NE | 68361-2229 | Fillmore | NE21089 | Out of Service | 2488 | 42488 | 2011 | Chromalox, Inc. | ELBL - Electric Boiler | STER - Sterilizer | 2/28/2024
Fillmore County Hospital | 1900 F St | Geneva | NE | 68361-2229 | Fillmore | NE24626 | Active | 4986 | 44986 | 2013 | Chromalox, Inc. | ELBL - Electric Boiler | STER - Sterilizer | 2/28/2026
Fillmore County Hospital | 1900 F St | Geneva | NE | 68361-2229 | Fillmore | NE42383 | Active | 31087 | 0922267 | 2022 | Steris Corp | ELBL - Electric Boiler | STER - Sterilizer | 2/28/2026
Fillmore County Hospital | 1900 F St | Geneva | NE | 68361-2229 | Fillmore | NE42468 | Active | 1304 | F2075431A | 2021 | Fulton | FT - Firetube Boiler | GLYC - Glycol Bldg Heat Sys | 2/28/2026
Northfield Elementary | 1900 Flaten Ave | Gering | NE | 69341-1850 | Scotts Bluff | NE02337 | Active | 3265 | AFJD-9504 | 2004 | ALLI | WT - Water Tube Boiler | HWHT - Hot Water Heat | 5/31/2026
Northfield Elementary | 1900 Flaten Ave | Gering | NE | 69341-1850 | Scotts Bluff | NE34426 | Inactive |  | 1450 | 1970 | KEWANEE | FT - Firetube Boiler | HWHT - Hot Water Heat | 6/30/2004
Gerhold Concrete | 1900 Riverside Blvd | Norfolk | NE | 68701-2234 | Madison | NE01563 | Scrapped | 383 |  | 1993 | Sioux Steam Cleaner | WT - Water Tube Boiler |  | 12/1/2003
Gerhold Concrete | 1900 Riverside Blvd | Norfolk | NE | 68701-2234 | Madison | NE05162 | Scrapped/Junked | 382 |  | 1993 | Siou |  |  | 12/31/2003
Gerhold Concrete | 1900 Riverside Blvd | Norfolk | NE | 68701-2234 | Madison | NE05172 | Scrapped/Junked | 425418 | D-8532 | 1972 | Kewannee |  | PROC - Process Steam | 4/30/2003
Gerhold Concrete | 1900 Riverside Blvd | Norfolk | NE | 68701-2234 | Madison | NE10592 | Inactive | 240 | FB458-15-1M | 2002 | Hurst Boiler & Welding | FT - Firetube Boiler | PROC - Process Steam | 4/30/2019
Gerhold Concrete | 1900 Riverside Blvd | Norfolk | NE | 68701-2234 | Madison | NE12060 | Inactive | 2563 | 05-2563 | 2005 | Sioux Steam Cleaner | COBL - Coil Type Boiler | HWSP - Hot Water Non Potable Supply | 2/28/2023
Gerhold Concrete | 1900 Riverside Blvd | Norfolk | NE | 68701-2234 | Madison | NE12061 | Inactive | 2564 | 05-2564 | 2005 | Sioux Steam Cleaner | COBL - Coil Type Boiler | HWSP - Hot Water Non Potable Supply | 2/28/2023
Dana Corporation | 1900 Summit Ave | Hastings | NE | 68901-6704 | Adams | NE15161 | Scrapped/Junked | 344667 |  | 1984 | Fulton Boilerworks | ELBL - Electric Boiler | PROC - Process Steam | 9/30/1999
Dana Corporation | 1900 Summit Ave | Hastings | NE | 68901-6704 | Adams | NE15189 | Inactive | 47958 | 0049549738 | 1994 | Reimers Electra Steam | ELBL - Electric Boiler | PROC - Process Steam | 4/30/2002
City of Lincoln, Irvingdale Pool | 1900 Van Dorn St | Lincoln | NE | 68522-1969 | Lancaster | NE10523 | Active | 130667 | C02L10416 | 2002 | Teledyne & Laars | CPFT - Horiz Cpr Fin Boiler | OPHT - Outdoor Pool Heater | 5/31/2026
Golden Living Center | 1900 Vicki Ln | Norfolk | NE | 68701-4558 | Madison | NE01761 | Scrapped/Junked | 58216 | LL000988988/58216 | 2000 | AO SMITH | CHWH - ASME/Fired Water Heater | HWSD - Hot Water Dom/Potable | 5/31/2005
Golden Living Center | 1900 Vicki Ln | Norfolk | NE | 68701-4558 | Madison | NE06286 | Scrapped/Junked | 97052 | 97052/E05M05699 | 2005 | AOSM | CHWH - ASME/Fired Water Heater | HWSD - Hot Water Dom/Potable | 12/31/2011
Golden Living Center | 1900 Vicki Ln | Norfolk | NE | 68701-4558 | Madison | NE34865 | Scrapped/Junked | 24407 | M87775488 | 1987 | HESCO | CHWH - ASME/Fired Water Heater | HWSD - Hot Water Dom/Potable | 4/30/2002
IRVINGDALE POOL | 1900 W Van Dorn St | Lincoln | NE | 68522-1969 | LANCASTER | NE05678 | Scrapped/Junked |  | 74245 | 1985 | RUUD | AHWH - ANSI/Fired Water Htr | HWSD - Hot Water Dom/Potable | 2/29/2000
IRVINGDALE POOL | 1900 W Van Dorn St | Lincoln | NE | 68522-1969 | LANCASTER | NE17313 | Scrapped/Junked | 14494 | 7690395 | 1976 | TELEDYNE LAARS | CPFT - Horiz Cpr Fin Boiler | OPHT - Outdoor Pool Heater | 5/31/2003
Personal Residence | 1901 1st Ave | Nebraska City | NE | 68410-2140 | Otoe | NE23380 | Exempt | 0 | D539228 | 1975 | CRAN | CI - Cast Iron | HWHT - Hot Water Heat | 3/31/2011
Days Inn Motel | 1901 21st Ave | Scottsbluff | NE | 69361-2725 | SCOTTS BLUFF | NE00814 | Scrapped/Junked | 67800 | E00-99 | 2000 | STATE INDUSTRIES | CHWH - ASME/Fired Water Heater | HWSD - Hot Water Dom/Potable | 12/31/2008
Days Inn Motel | 1901 21st Ave | Scottsbluff | NE | 69361-2725 | SCOTTS BLUFF | NE04703 | Scrapped/Junked |  | 72082 | 1983 | RAYPAK INC, CALIFORNIA | CPFH - Copper Fin Water Heater | HWSD - Hot Water Dom/Potable | 4/30/2003
Days Inn Motel | 1901 21st Ave | Scottsbluff | NE | 69361-2725 | SCOTTS BLUFF | NE09371 | Scrapped/Junked | 269468 | 07075269468 | 2006 | Raypak | CPFT - Horiz Cpr Fin Boiler | IPHT - Indoor Pool Heater | 12/31/2011
Days Inn Motel | 1901 21st Ave | Scottsbluff | NE | 69361-2725 | SCOTTS BLUFF | NE09372 | Scrapped/Junked | 108092 | 108092 | 2006 | RHEEM | CHWH - ASME/Fired Water Heater | HWSD - Hot Water Dom/Potable | 6/30/2012
Days Inn Motel | 1901 21st Ave | Scottsbluff | NE | 69361-2725 | SCOTTS BLUFF | NE15739 | Scrapped/Junked | 121660 | UNRG0809P00027 | 2009 | RHEEM | CHWH - ASME/Fired Water Heater | HWSD - Hot Water Dom/Potable | 6/30/2012
Days Inn Motel | 1901 21st Ave | Scottsbluff | NE | 69361-2725 | SCOTTS BLUFF | NE16618 | Scrapped/Junked |  | 91150294 | 1991 | AMERICAN STANDARD | AHWH - ANSI/Fired Water Htr | HWSD - Hot Water Dom/Potable | 4/30/2000
Days Inn Motel | 1901 21st Ave | Scottsbluff | NE | 69361-2725 | SCOTTS BLUFF | NE21109 | Scrapped/Junked | 36926 |  | 1996 | AO SMITH | CHWH - ASME/Fired Water Heater | HWSD - Hot Water Dom/Potable | 4/30/2003
Beattie Elementary School | 1901 Calvert St | Lincoln | NE | 68502-4817 | LANCASTER | NE13666 | Active | 16217 | 06F-4124 | 2006 | ALDRICH/LES | FTVT - Firetube Vertical TB | GLYC - Glycol Bldg Heat Sys | 11/30/2026
Beattie Elementary School | 1901 Calvert St | Lincoln | NE | 68502-4817 | LANCASTER | NE14590 | Scrapped/Junked |  |  | 1988 | AO SMITH | AHWH - ANSI/Fired Water Htr | HWSD - Hot Water Dom/Potable | 6/30/2001
Beattie Elementary School | 1901 Calvert St | Lincoln | NE | 68502-4817 | LANCASTER | NE30075 | Scrapped/Junked |  | 0002-11513 | 1953 | NATIONAL CRANE | FT - Firetube Boiler | STHT - Steam-Heat | 6/30/2001
Beattie Elementary School | 1901 Calvert St | Lincoln | NE | 68502-4817 | LANCASTER | NE30076 | Scrapped/Junked |  | 00001-9871 | 1953 | NATIONAL CRANE | FT - Firetube Boiler | STHT - Steam-Heat | 6/30/2001
Redfield Building | 1901 Howard St | Omaha | NE | 68102-2512 | Douglas | NE03746 | Out of Service | n/a | 154250 | 1951 | York International | FTSM - FTS Marine Dry Back | STHT - Steam-Heat | 3/31/2018
Redfield Building | 1901 Howard St | Omaha | NE | 68102-2512 | Douglas | NE04812 | Out of Service | n/a | P-4415 | 1975 | Kewanee | FTFB - Firetube-Firebox Boiler | STHT - Steam-Heat | 3/31/2018
Redfield Building | 1901 Howard St | Omaha | NE | 68102-2512 | Douglas | NE20340 | Exempt 1999 LB-66 |  | K91742501 | 1991 | STATE INDUSTRIES | AHWH - ANSI/Fired Water Htr | HWSD - Hot Water Dom/Potable | 6/30/1999
Redfield Building | 1901 Howard St | Omaha | NE | 68102-2512 | Douglas | NE20341 | Exempt 1999 LB-66 |  | 116973301 | 1991 | RUUD | AHWH - ANSI/Fired Water Htr | HWSD - Hot Water Dom/Potable | 6/30/1999
Redfield Building | 1901 Howard St | Omaha | NE | 68102-2512 | Douglas | NE28994 | Active | 149240 | 20.PGT550.151.0034 | 2020 | Lochinvar | WT - Water Tube Boiler | HWHT - Hot Water Heat | 12/31/2025
Redfield Building | 1901 Howard St | Omaha | NE | 68102-2512 | Douglas | NE28995 | Active | 149241 | 20.PGT550.151.0035 | 2020 | Lochinvar | WT - Water Tube Boiler | HWHT - Hot Water Heat | 12/31/2025
UNL Food Innovation Center | 1901 N 21st St | Lincoln | NE | 68508-1641 | Lancaster | NE25963 | Active | 8672 | 7442C | 2014 | Fulton | FTHT - Firetube Horizontal | HWHT - Hot Water Heat | 7/31/2026
UNL Food Innovation Center | 1901 N 21st St | Lincoln | NE | 68508-1641 | Lancaster | NE25964 | Active | 8656 | 7446C | 2014 | Fulton | FTHT - Firetube Horizontal | HWHT - Hot Water Heat | 7/31/2026
UNL Food Innovation Center | 1901 N 21st St | Lincoln | NE | 68508-1641 | Lancaster | NE25965 | Active | 138795 | 1014138795 | 2014 | PVI Industries | CHWH - ASME/Fired Water Heater | HWSD - Hot Water Dom/Potable | 7/31/2027
UNL Food Innovation Center | 1901 N 21st St | Lincoln | NE | 68508-1641 | Lancaster | NE25966 | Active | 138796 | 1014138796 | 2014 | PVI Industries | CHWH - ASME/Fired Water Heater | HWSD - Hot Water Dom/Potable | 7/31/2027
UNL Food Innovation Center | 1901 N 21st St | Lincoln | NE | 68508-1641 | Lancaster | NE25967 | Active | 138798 | 1014138798 | 2014 | PVI Industries | CHWH - ASME/Fired Water Heater | HWSD - Hot Water Dom/Potable | 7/31/2027
UNL Food Innovation Center | 1901 N 21st St | Lincoln | NE | 68508-1641 | Lancaster | NE25968 | Active | 138797 | 1014138797 | 2014 | PVI Industries | CHWH - ASME/Fired Water Heater | HWSD - Hot Water Dom/Potable | 7/31/2027
UNL Food Innovation Center | 1901 N 21st St | Lincoln | NE | 68508-1641 | Lancaster | NE25997 | Active | 15864 | 010734-1-1 | 2015 | Cleaver Brooks | WT - Water Tube Boiler | PROC - Process Steam | 7/31/2026
UNL Food Innovation Center | 1901 N 21st St | Lincoln | NE | 68508-1641 | Lancaster | NE28321 | Inactive | 49299 | SS-87358-906 | 2006 | SUSSMAN | ELBL - Electric Boiler | PROC - Process Steam | 7/31/2021
UNL George Beadle Center | 1901 Vine St | Lincoln | NE | 68503-2422 | Lancaster | NE13660 | Active | 66760 | N4-19707-W08 | 2009 | SUSSMAN-AUTOMATIC CORP | ELBL - Electric Boiler | PROC - Process Steam | 3/31/2026
UNL George Beadle Center | 1901 Vine St | Lincoln | NE | 68503-2422 | Lancaster | NE13661 | Active | 6231 | 34708 | 2009 | CHROMALOX PRECISION HEAT | ELBL - Electric Boiler | STER - Sterilizer | 3/31/2025
UNL George Beadle Center | 1901 Vine St | Lincoln | NE | 68503-2422 | Lancaster | NE14114 | Active | 68066 | 32668 | 2008 | T D C MANUFACTURING | ELBL - Electric Boiler | STER - Sterilizer | 3/31/2025
UNL George Beadle Center | 1901 Vine St | Lincoln | NE | 68503-2422 | Lancaster | NE14126 | Active | 5498 | 33975 | 2008 | CHROMALOX PRECISION HEAT | ELBL - Electric Boiler | STER - Sterilizer | 3/31/2025
UNL George Beadle Center | 1901 Vine St | Lincoln | NE | 68503-2422 | Lancaster | NE14127 | Active | 5910 | 34387 | 2008 | CHROMALOX PRECISION HEAT | ELBL - Electric Boiler | STER - Sterilizer | 3/31/2025
UNL George Beadle Center | 1901 Vine St | Lincoln | NE | 68503-2422 | Lancaster | NE14128 | Active | 5495 | 33972 | 2008 | CHROMALOX PRECISION HEAT | ELBL - Electric Boiler | STER - Sterilizer | 3/31/2026
UNL George Beadle Center | 1901 Vine St | Lincoln | NE | 68503-2422 | Lancaster | NE14129 | Active | 5501 | 33976 | 2008 | CHROMALOX PRECISION HEAT | ELBL - Electric Boiler | STER - Sterilizer | 3/31/2025
UNL George Beadle Center | 1901 Vine St | Lincoln | NE | 68503-2422 | Lancaster | NE14130 | Active | 5908 | 34385 | 2008 | CHROMALOX PRECISION HEAT | ELBL - Electric Boiler | STER - Sterilizer | 3/31/2026
UNL George Beadle Center | 1901 Vine St | Lincoln | NE | 68503-2422 | Lancaster | NE14138 | Active | 5497 | 33974 | 2008 | CHROMALOX PRECISION HEAT | ELBL - Electric Boiler | STER - Sterilizer | 3/31/2026
UNL George Beadle Center | 1901 Vine St | Lincoln | NE | 68503-2422 | Lancaster | NE14139 | Scrapped/Junked | 68067 | 68067 | 2008 | T D C MANUFACTURING | ELBL - Electric Boiler | STER - Sterilizer | 3/31/2015
UNL George Beadle Center | 1901 Vine St | Lincoln | NE | 68503-2422 | Lancaster | NE14140 | Active | 68083 | 68083 | 2008 | T D C MANUFACTURING | ELBL - Electric Boiler | STER - Sterilizer | 3/31/2026
UNL George Beadle Center | 1901 Vine St | Lincoln | NE | 68503-2422 | Lancaster | NE14155 | Active | 5925 | 34402 | 2008 | CHROMALOX PRECISION HEAT | ELBL - Electric Boiler | STER - Sterilizer | 3/31/2025
UNL George Beadle Center | 1901 Vine St | Lincoln | NE | 68503-2422 | Lancaster | NE14156 | Active | 5907 | 34384 | 2008 | CHROMALOX PRECISION HEAT | ELBL - Electric Boiler | STER - Sterilizer | 3/31/2025
UNL George Beadle Center | 1901 Vine St | Lincoln | NE | 68503-2422 | Lancaster | NE14159 | Active | 64912 | GC-32628 | 2008 | SUSSMAN | ELBL - Electric Boiler | STER - Sterilizer | 3/31/2025
UNL George Beadle Center | 1901 Vine St | Lincoln | NE | 68503-2422 | Lancaster | NE23210 | Scrapped/Junked | 23208 | SS-84348-94 | 1994 | SUSS | ELBL - Electric Boiler | 0020 - Supp to Sterlizer/Autoclave | 1/31/2010
UNL George Beadle Center | 1901 Vine St | Lincoln | NE | 68503-2422 | Lancaster | NE25724 | Active | 98601 | ss-89068Y14 | 2014 | SUSSMAN | ELBL - Electric Boiler | STER - Sterilizer | 3/31/2026
UNL George Beadle Center | 1901 Vine St | Lincoln | NE | 68503-2422 | Lancaster | NE30802 | Scrapped/Junked | 25996 | N-14875-795 | 1995 | SUSS | ELBL - Electric Boiler | PROC - Process Steam | 1/31/2010
UNL George Beadle Center | 1901 Vine St | Lincoln | NE | 68503-2422 | Lancaster | NE30810 | Scrapped/Junked | 29752 |  | 1996 | SUSS | ELBL - Electric Boiler | 0020 - Supp to Sterlizer/Autoclave | 1/31/2010
UNL George Beadle Center | 1901 Vine St | Lincoln | NE | 68503-2422 | Lancaster | NE30811 | Scrapped/Junked | 29748 | 85200 | 1996 | SUSS | ELBL - Electric Boiler | 0020 - Supp to Sterlizer/Autoclave | 1/31/2010
UNL George Beadle Center | 1901 Vine St | Lincoln | NE | 68503-2422 | Lancaster | NE30812 | Inactive | 25999 |  | 1995 | SUSSMAN-AUTOMATIC CORP | ELBL - Electric Boiler | PROC - Process Steam | 12/31/2001
UNL George Beadle Center | 1901 Vine St | Lincoln | NE | 68503-2422 | Lancaster | NE30813 | Scrapped/Junked | 23176 | N4-14392-W94 | 1994 | PRMS | ELBL - Electric Boiler | 0020 - Supp to Sterlizer/Autoclave | 1/31/2010
UNL George Beadle Center | 1901 Vine St | Lincoln | NE | 68503-2422 | Lancaster | NE30814 | Exempt |  | L390394 | 1994 | LOCHINVAR | AHWH - ANSI/Fired Water Htr | HWSD - Hot Water Dom/Potable | 1/31/1996
UNL George Beadle Center | 1901 Vine St | Lincoln | NE | 68503-2422 | Lancaster | NE30815 | Scrapped/Junked | 34123 | 74653 | 1993 | BRYA | ELBL - Electric Boiler | 0020 - Supp to Sterlizer/Autoclave | 1/31/2010
UNL George Beadle Center | 1901 Vine St | Lincoln | NE | 68503-2422 | Lancaster | NE30816 | Inactive | 21667 | 84216 | 1994 | CAST | ELBL - Electric Boiler | 0020 - Supp to Sterlizer/Autoclave | 1/31/2009
UNL George Beadle Center | 1901 Vine St | Lincoln | NE | 68503-2422 | Lancaster | NE30817 | Scrapped/Junked | 27966 | SS-84993-295 | 1995 | SUSS | ELBL - Electric Boiler | 0020 - Supp to Sterlizer/Autoclave | 1/31/2010
UNL George Beadle Center | 1901 Vine St | Lincoln | NE | 68503-2422 | Lancaster | NE30818 | Inactive | 21046 | SS-84048-094-I | 1994 | SUSS | ELBL - Electric Boiler | 0020 - Supp to Sterlizer/Autoclave | 1/31/2010
UNL George Beadle Center | 1901 Vine St | Lincoln | NE | 68503-2422 | Lancaster | NE30819 | Scrapped/Junked | 21049 | SS-84049-094-I | 1994 | SUSS | ELBL - Electric Boiler | 0020 - Supp to Sterlizer/Autoclave | 1/31/2010
UNL George Beadle Center | 1901 Vine St | Lincoln | NE | 68503-2422 | Lancaster | NE30820 | Scrapped/Junked | 23205 | SS-84345-W94 | 1994 | SUSS | ELBL - Electric Boiler | 0020 - Supp to Sterlizer/Autoclave | 1/31/2010
UNL George Beadle Center | 1901 Vine St | Lincoln | NE | 68503-2422 | Lancaster | NE30821 | Scrapped/Junked | 21387 | SS-84105-Q94-I | 1994 | SUSS | ELBL - Electric Boiler | 0020 - Supp to Sterlizer/Autoclave | 1/31/2010
Pepsi Cola Bottling Co | 1901 Windhoek Dr | Lincoln | NE | 68512-1269 | Lancaster | NE09526 | Active | 11713 | 01E-9615 | 2001 | ALES | FTVT - Firetube Vertical TB | HWHT - Hot Water Heat | 12/31/2026
Pepsi Cola Bottling Co | 1901 Windhoek Dr | Lincoln | NE | 68512-1269 | Lancaster | NE11924 | Inactive | 18952 | 0680102797 | 1980 | RAYPAK INC, CALIFORNIA | WT - Water Tube Boiler | HWHT - Hot Water Heat | 10/31/2000
Pepsi Cola Bottling Co | 1901 Windhoek Dr | Lincoln | NE | 68512-1269 | Lancaster | NE11925 | Inactive | 23218 | 0381100580 | 1980 | RAYP | CPFT - Horiz Cpr Fin Boiler | HWHT - Hot Water Heat | 12/31/2018
Pepsi Cola Bottling Co | 1901 Windhoek Dr | Lincoln | NE | 68512-1269 | Lancaster | NE15853 | Scrapped/Junked |  | 873000802 | 1987 | AMERICAN STANDARD | AHWH - ANSI/Fired Water Htr | HWSD - Hot Water Dom/Potable | 10/31/2000
Pepsi Cola Bottling Co | 1901 Windhoek Dr | Lincoln | NE | 68512-1269 | Lancaster | NE19674 | Inactive | 1168 | 2825392 | 1982 | RAYPAK INC, CALIFORNIA | WT - Water Tube Boiler | HWSD - Hot Water Dom/Potable | 10/31/1999
Pepsi Cola Bottling Co | 1901 Windhoek Dr | Lincoln | NE | 68512-1269 | Lancaster | NE19675 | Inactive |  | 0000003439 | 1979 | RayPak Inc, California | WT - Water Tube Boiler | HWSD - Hot Water Dom/Potable | 10/31/1999
Pepsi Cola Bottling Co | 1901 Windhoek Dr | Lincoln | NE | 68512-1269 | Lancaster | NE29045 | Active | 20493 | 20F-8401 | 2020 | Aldrich | FTVT - Firetube Vertical TB | HWHT - Hot Water Heat | 12/31/2026
UNL Facilities Planning Building | 1901 Y St | Lincoln | NE | 68503-2446 | Lancaster | NE43366 | Active | 480014 | 24.PGT550.432.00242 | 2024 | Lochinvar | FTHT - Firetube Horizontal | HWHT - Hot Water Heat | 5/31/2026
Columban Fathers | 1902 Calhoun St | Bellevue | NE | 68005 | Sarpy | NE08386 | Active | 10935 | 00E-8689 | 2000 | ALES | FTFB - Firetube-Firebox Boiler | STHT - Steam-Heat | 5/31/2026
Columban Fathers | 1902 Calhoun St | Bellevue | NE | 68005 | Sarpy | NE16903 | Active | n/a | 988 | 1992 | Weil-Mcclain | CI - Cast Iron | STHT - Steam-Heat | 5/31/2026
Columban Fathers | 1902 Calhoun St | Bellevue | NE | 68005 | Sarpy | NE23815 | Scrapped/Junked | 9597 | 98-E6926 | 1998 | ALES | FTVT - Firetube Vertical TB | HWHT - Hot Water Heat | 5/31/2020
Columban Fathers | 1902 Calhoun St | Bellevue | NE | 68005 | Sarpy | NE23816 | Scrapped/Junked | 9576 | 98E-6872 | 1998 | ALES | CHWH - ASME/Fired Water Heater | HWSD - Hot Water Dom/Potable | 5/31/2011
Vacant Building | 190234 Carter Canyon Rd | Gering | NE | 69341-7533 | Scotts Bluff | NE18047 | Out of Service | N/A | 0000008439 | 1993 | Slant Fin | CI - Cast Iron | HWHT - Hot Water Heat | 5/31/2020
Vacant Building | 190234 Carter Canyon Rd | Gering | NE | 69341-7533 | Scotts Bluff | NE18048 | Out of Service | N/A | 578441 | 1993 | Slant Fin | CI - Cast Iron | HWHT - Hot Water Heat | 5/31/2020
Vacant Building | 190234 Carter Canyon Rd | Gering | NE | 69341-7533 | Scotts Bluff | NE18049 | Out of Service | N/A | 578440 | 1993 | Slant Fin | CI - Cast Iron | HWHT - Hot Water Heat | 5/31/2020
Vacant Building | 190234 Carter Canyon Rd | Gering | NE | 69341-7533 | Scotts Bluff | NE18050 | Out of Service | N/A | 578442 | 1993 | Slant Fin | CI - Cast Iron | HWHT - Hot Water Heat | 5/31/2020
Service Life Building | 1904 Farnam St | Omaha | NE | 68102-1969 | Douglas | NE04995 | Scrapped/Junked | 11044 | 11044 | 1990 | SUPR | FTFB - Firetube-Firebox Boiler | STHT - Steam-Heat | 11/30/2021
City of Omaha-Willa Cather Library | 1905 S 44th St | Omaha | NE | 68105-2807 | Douglas | NE20712 | Active | 9421 | 97-E6657 | 1997 | ALES | FTVT - Firetube Vertical TB | HWHT - Hot Water Heat | 9/30/2026
Paulsen Inc | 1905 S Newberry Access | North Platte | NE | 69101-9128 | Lincoln | NE23532 | Active | 1302 | 9801016 | 1997 | Sioux | COBL - Coil Type Boiler | HWSP - Hot Water Non Potable Supply | 11/30/2026
The Abacus Apartments | 19050 Jackson Ct | Elkhorn | NE | 68022-5846 | Douglas | NE43569 | Active | 00044957 | 24600248 | 2024 | PENTAIR | WTSS - Watertube SS Steel | OPHT - Outdoor Pool Heater | 7/31/2026
The Abacus Apartments | 19050 Jackson Ct | Elkhorn | NE | 68022-5846 | Douglas | NE43570 | Active | 00044953 | 24600424 | 2024 | PENTAIR | WTSS - Watertube SS Steel | OPHT - Outdoor Pool Heater | 7/31/2026
Suds City | 1906 N 73rd St | Omaha | NE | 68114-1933 | Douglas | NE21750 | Active | n/a | 80-583 | 1980 | Ace | COWH - Coil Type Water Heater | HWSD - Hot Water Dom/Potable | 12/31/2026
Giles Creek Middle School | 19075 Giles Rd | Gretna | NE | 68136 | Sarpy | NE43134 | Active | 96227 | G-23-1404 | 2023 | Aerco | FTNT - FT Vertical Tubeless | GLYC - Glycol Bldg Heat Sys | 7/31/2026
Giles Creek Middle School | 19075 Giles Rd | Gretna | NE | 68136 | Sarpy | NE43135 | Active | 96224 | G-23-1405 | 2023 | Aerco | FTNT - FT Vertical Tubeless | GLYC - Glycol Bldg Heat Sys | 7/31/2026
Giles Creek Middle School | 19075 Giles Rd | Gretna | NE | 68136 | Sarpy | NE43136 | Active | 96609 | G-23-1811 | 2023 | Aerco | FTNT - FT Vertical Tubeless | GLYC - Glycol Bldg Heat Sys | 7/31/2026
Giles Creek Middle School | 19075 Giles Rd | Gretna | NE | 68136 | Sarpy | NE43137 | Active | 441704 | 23.WHTX.188.00529 | 2023 | PVI Industries | WTHW - Watertube Wtr Heater | HWHT - Hot Water Heat | 7/31/2026
Giles Creek Middle School | 19075 Giles Rd | Gretna | NE | 68136 | Sarpy | NE43138 | Active | 257923 | 21.WHTX.188.1284 | 2021 | PVI Industries | WTHW - Watertube Wtr Heater | HWHT - Hot Water Heat | 7/31/2026
Eco Lux Inn | 1909 Krenzien Dr | Norfolk | NE | 68701-4631 | Madison | NE01576 | Active | 169779 | 0004169779 | 2000 | Raypak | CPFT - Horiz Cpr Fin Boiler | HWSD - Hot Water Dom/Potable | 5/31/2026
Un of Kearney/West Heating Plant | 1909 University Dr | Kearney | NE | 68849-4913 | Buffalo | NE13997 | Scrapped/Junked | 36297 | R-4219 | 1982 | KEWA | FTWB - FTS Marine Wet Back | STHT - Steam-Heat | 4/30/2009
Civic Center Parking | 1910 Harney St | Omaha | NE | 68183-0001 | Douglas | NE09929 | Out of Service | 89639 | 757-PZ | 2001 | Fulton | FTUT - Firetube U-Tube Vert | HWHS - Hotwater Heat Sidewalks | 4/30/2019
Midplains Behavior Sheltr | 1910 W 9th St | Grand Island | NE | 68803-4433 | Hall | NE18733 | Out of Service |  | 50B-3886 | 1986 | PEER | CI - Cast Iron | HWHT - Hot Water Heat | 10/31/2004
Julio's | 19102 Q St | Omaha | NE | 68135-1558 | Douglas | NE20757 | Scrapped/Junked | 145238 | 145238 | 2010 | AO SMITH | CHWH - ASME/Fired Water Heater | HWSD - Hot Water Dom/Potable | 1/31/2019
APARTMENT BUILDING | 1911 Park Ave | Omaha | NE | 68105-2167 | Douglas | NE04441 | Scrapped/Junked |  | 3486 | 1988 | BRYANT |  | STHT - Steam-Heat | 3/31/2003
Whitetail Elementary | 19110 Greenleaf St | Gretna | NE | 68136-1209 | Sarpy | NE22267 | Active | 133834 | 0212133834 | 2012 | PVI Industries | FTVT - Firetube Vertical TB | HWSD - Hot Water Dom/Potable | 7/31/2026
Whitetail Elementary | 19110 Greenleaf St | Gretna | NE | 68136-1209 | Sarpy | NE22268 | Active | 58966 | G-11-1311 | 2011 | Aerco | FTVT - Firetube Vertical TB | HWHT - Hot Water Heat | 7/31/2026
Whitetail Elementary | 19110 Greenleaf St | Gretna | NE | 68136-1209 | Sarpy | NE22269 | Active | 58388 | G-11-0801 | 2011 | Aerco | FTVT - Firetube Vertical TB | HWHT - Hot Water Heat | 7/31/2026
Whitetail Elementary | 19110 Greenleaf St | Gretna | NE | 68136-1209 | Sarpy | NE22270 | Active | 103148 | 111223051020 | 2011 | Cleveland | COOK - Fired Cooker | COOK - Cooker/Kettle | 7/31/2026
New Success Academy | 1912 N Lafayette Ave | Grand Island | NE | 68803-2045 | Hall | NE21073 | Active | n/a | 09-0117 | 2011 | Aerco-Modulex | CALU - Cast Aluminum | HWHT - Hot Water Heat | 1/31/2026
Harvest Hills Elementary | 19125 Fir St | Gretna | NE | 68028-3593 | Sarpy | NE41056 | Active | 88148 | G-20-2058 | 2020 | Aerco | FTVT - Firetube Vertical TB | HWHT - Hot Water Heat | 7/31/2026
Harvest Hills Elementary | 19125 Fir St | Gretna | NE | 68028-3593 | Sarpy | NE41057 | Active | 88195 | G-20-2062 | 2020 | Aerco | FTVT - Firetube Vertical TB | HWHT - Hot Water Heat | 7/31/2026
Harvest Hills Elementary | 19125 Fir St | Gretna | NE | 68028-3593 | Sarpy | NE41058 | Active | 149817 | 20.WHTX.188.0033 | 2020 | PVI Industries | CHWH - ASME/Fired Water Heater | HWSD - Hot Water Dom/Potable | 7/31/2026
WOOD BRIDGE | 1913 HWY 13E | PLATTSMOUTH | NE | 68048 | CASS | NE40731 | Exempt 1999 LB-66 |  | MD94-0334424-920 | 1994 | AO SMITH | AHWH - ANSI/Fired Water Htr | HWSD - Hot Water Dom/Potable | 8/31/2000
WOOD BRIDGE | 1913 HWY 13E | PLATTSMOUTH | NE | 68048 | CASS | NE40732 | Exempt 1999 LB-66 |  | MC94-0330169-920 | 1994 | AO SMITH | AHWH - ANSI/Fired Water Htr | HWSD - Hot Water Dom/Potable | 8/31/2000
WOOD BRIDGE | 1913 HWY 13E | PLATTSMOUTH | NE | 68048 | CASS | NE40733 | Exempt 1999 LB-66 |  | MF94-0349039-920 | 1994 | AO SMITH | AHWH - ANSI/Fired Water Htr | HWSD - Hot Water Dom/Potable | 8/31/2000
Christensen Field Arena | 1914 Christensen Field Rd | Fremont | NE | 68025 | Dodge | NE41025 | Active | 144484 | 19.PG75.11.0199 | 2019 | Heat Transfer Products Inc. | FTVT - Firetube Vertical TB | HWHS - Hotwater Heat Sidewalks | 11/30/2026
Christensen Field Arena | 1914 Christensen Field Rd | Fremont | NE | 68025 | Dodge | NE41026 | Active | 142495 | 19.PG75.11.0191 | 2019 | Heat Transfer Products Inc. | FTVT - Firetube Vertical TB | HWHS - Hotwater Heat Sidewalks | 11/30/2026
Simon Contractors | 1914 W Overland | Scottsbluff | NE | 69361-3413 | Scotts Bluff | NE27820 | Active | 4575 | 1710029 | 2017 | SIOUX | WT - Water Tube Boiler | PROW - Process Hot Water | 12/31/2026
Our Lady Of Good Counsel | 1915 Avenue J | Gothenburg | NE | 69138-1547 | Dawson | NE15287 | Active | N/A | 545565 | 1990 | Caravan | CI - Cast Iron | HWHT - Hot Water Heat | 2/28/2026
Our Lady Of Good Counsel | 1915 Avenue J | Gothenburg | NE | 69138-1547 | Dawson | NE15288 | Active | N/A | 545573 | 1990 | Slant Fin | CI - Cast Iron | HWHT - Hot Water Heat | 2/28/2026
Our Lady Of Good Counsel | 1915 Avenue J | Gothenburg | NE | 69138-1547 | Dawson | NE26899 | Active | N/A | 2 | 2016 | Weil-McLain | CI - Cast Iron | HWHT - Hot Water Heat | 2/28/2026
Our Lady Of Good Counsel | 1915 Avenue J | Gothenburg | NE | 69138-1547 | Dawson | NEW | Scrapped/Junked | 31006 | A932281 | 1992 | Rbi | CPFT - Horiz Cpr Fin Boiler | HHHP - Hotwater Heat & Heat Pump | 2/28/2016
vacant bldg | 1915 Krenzien Dr | Norfolk | NE | 68701-4631 | Madison | NE19046 | Scrapped/Junked | 11276 | EMT03015 | 2009 | Noritz | WTHW - Watertube Wtr Heater | HWSD - Hot Water Dom/Potable | 12/31/2014
vacant bldg | 1915 Krenzien Dr | Norfolk | NE | 68701-4631 | Madison | NE19047 | Scrapped/Junked | 11402 | EMT03041 | 2009 | Noritz | WTHW - Watertube Wtr Heater | HWSD - Hot Water Dom/Potable | 12/31/2014
Cornhusker Auto Wash | 1915 N Bell St | Fremont | NE | 68025-2760 | Dodge | NE24318 | Active | 163799 | 990163799 | 1999 | Raypak | CPFH - Copper Fin Water Heater | HWSP - Hot Water Non Potable Supply | 10/31/2026
Cornhusker Auto Wash | 1915 N Bell St | Fremont | NE | 68025-2760 | Dodge | NE24319 | Active | 163853 | 9910163853 | 1999 | Raypak | CPFH - Copper Fin Water Heater | GLYC - Glycol Bldg Heat Sys | 10/31/2026
Plattsmouth High School | 1916 E Hwy 34 | Plattsmouth | NE | 68048-5676 | Cass | NE21249 | Scrapped/Junked | 86482 | 119586482 | 1995 | Pvi | CHWH - ASME/Fired Water Heater | HWSD - Hot Water Dom/Potable | 10/31/2013
Plattsmouth High School | 1916 E Hwy 34 | Plattsmouth | NE | 68048-5676 | Cass | NE24538 | Active | 181967 | 181967 | 2013 | AO SMITH | CHWH - ASME/Fired Water Heater | HWSD - Hot Water Dom/Potable | 10/31/2026
Plattsmouth High School | 1916 E Hwy 34 | Plattsmouth | NE | 68048-5676 | Cass | NE24539 | Active | 181985 | 181985 | 2013 | AO SMITH | CHWH - ASME/Fired Water Heater | HWSD - Hot Water Dom/Potable | 10/31/2026
Plattsmouth High School | 1916 E Hwy 34 | Plattsmouth | NE | 68048-5676 | Cass | NE25618 | Active | 82483 | 119586483 | 1995 | Pvi | CHWH - ASME/Fired Water Heater | HWSD - Hot Water Dom/Potable | 10/31/2026
Commercial State Bank | 1918 N 203rd St | Elkhorn | NE | 68022-2892 | Douglas | NE23973 | Active | 265683 | M1.13.22.00234 | 2013 | Giannoni France | WT - Water Tube Boiler | HWHT - Hot Water Heat | 1/31/2027
Commercial State Bank | 1918 N 203rd St | Elkhorn | NE | 68022-2892 | Douglas | NE23974 | Active | 265684 | M1.13.22.00235 | 2013 | Giannoni France | WT - Water Tube Boiler | HWHT - Hot Water Heat | 1/31/2027
Blue Cross Blue Shield of Nebraska | 1919 Aksarben Dr | Omaha | NE | 68106-4206 | Douglas | NE18890 | Active | 17745 | 09F-5653 | 2009 | L.E.S. Inc./Aldrich Co. | FTNT - FT Vertical Tubeless | HWHT - Hot Water Heat | 12/31/2026
Blue Cross Blue Shield of Nebraska | 1919 Aksarben Dr | Omaha | NE | 68106-4206 | Douglas | NE18891 | Active | 17746 | 09F-5654 | 2009 | L.E.S. Inc./Aldrich Co. | FTNT - FT Vertical Tubeless | HWHT - Hot Water Heat | 12/31/2026
Blue Cross Blue Shield of Nebraska | 1919 Aksarben Dr | Omaha | NE | 68106-4206 | Douglas | NE18892 | Active | 17744 | 09F-5652 | 2009 | L.E.S. Inc./Aldrich Co. | FTNT - FT Vertical Tubeless | HWHT - Hot Water Heat | 12/31/2026
Blue Cross Blue Shield of Nebraska | 1919 Aksarben Dr | Omaha | NE | 68106-4206 | Douglas | NE18893 | Active | 128097 | 1009128097 | 2010 | PVI Industries | CHWH - ASME/Fired Water Heater | HWSD - Hot Water Dom/Potable | 12/31/2026
Blue Cross Blue Shield of Nebraska | 1919 Aksarben Dr | Omaha | NE | 68106-4206 | Douglas | NE18894 | Active | 128095 | 1009128095 | 2010 | PVI Industries | CHWH - ASME/Fired Water Heater | HWSD - Hot Water Dom/Potable | 12/31/2026
Blue Cross Blue Shield of Nebraska | 1919 Aksarben Dr | Omaha | NE | 68106-4206 | Douglas | NE18895 | Active | 128096 | 1009128096 | 2010 | PVI Industries | CHWH - ASME/Fired Water Heater | HWSD - Hot Water Dom/Potable | 12/31/2026
Blue Cross Blue Shield of Nebraska | 1919 Aksarben Dr | Omaha | NE | 68106-4206 | Douglas | NE22204 | Out of Service | 94412 | 090723055097 | 2009 | Cleveland | KETT - Fired Kettle | COOK - Cooker/Kettle | 12/31/2024
vacant building | 1919 Avenue F | Gothenburg | NE | 69138-1448 | Dawson | NE04392 | Scrapped/Junked | n/a | 0000013-22 | 1960 | US Radiator | CI - Cast Iron | HWHT - Hot Water Heat | 2/28/2013
vacant building | 1919 Avenue F | Gothenburg | NE | 69138-1448 | Dawson | NE25177 | Inactive | 260360 | 67127 | 2013 | Trinity | WTSS - Watertube SS Steel | HWDP - Hotwater Heat & Dom Supply | 2/28/2014
UNL Greenhouse Innovation Center | 1920 N 21st St | Lincoln | NE | 68588-1202 | Lancaster | NE25715 | Active | 6367 | 091419879 | 2014 | CAMUS | FTVT - Firetube Vertical TB | AHUH - Hot Water to Air Handler | 3/31/2026
UNL Greenhouse Innovation Center | 1920 N 21st St | Lincoln | NE | 68588-1202 | Lancaster | NE25962 | Active | 59693 | 100302 | 2014 | Bryan | WT - Water Tube Boiler | 0020 - Supp to Sterlizer/Autoclave | 3/31/2026
Heritage at Sagewood Assisted Living | 1920 Sagewood Ave | Grand Island | NE | 68803-1585 | Hall | NE26912 | Active | 227093 | 227093 | 2017 | A O Smith | CHWH - ASME/Fired Water Heater | HWSD - Hot Water Dom/Potable | 7/31/2026
Heritage at Sagewood Assisted Living | 1920 Sagewood Ave | Grand Island | NE | 68803-1585 | Hall | NE26913 | Active | 227096 | 227096 | 2017 | A O Smith | CHWH - ASME/Fired Water Heater | HWSD - Hot Water Dom/Potable | 7/31/2026
Heritage at Sagewood Assisted Living | 1920 Sagewood Ave | Grand Island | NE | 68803-1585 | Hall | NE26914 | Active | 227094 | 227094 | 2017 | A O Smith | CHWH - ASME/Fired Water Heater | HWSD - Hot Water Dom/Potable | 7/31/2026
FULLWOOD SDA ELEM SCHOOL | 1920 Willis Ave | Omaha | NE | 68110-2255 | Douglas | NE18918 | Inactive |  | 126799-5201 | 1985 | DAY & NIGHT | AHWH - ANSI/Fired Water Htr | HWSD - Hot Water Dom/Potable | 8/31/1996
Fullwood Square Apts | 1920 Willis Ave | Omaha | NE | 68110-2255 | Douglas | NE31234 | Inactive |  | 00000P3269 | 1974 | KEWANEE | FT - Firetube Boiler | STHT - Steam-Heat | 8/31/1999
Reeder Elementary School | 19202 Chandler St | Gretna | NE | 68028-4256 | Sarpy | NE06194 | Active | 224578 | 0408224578 | 2004 | Raypak | CPFH - Copper Fin Water Heater | HWSD - Hot Water Dom/Potable | 8/31/2026
Reeder Elementary School | 19202 Chandler St | Gretna | NE | 68028-4256 | Sarpy | NE06195 | Active | 92825 | 92825/M04M003733 | 2004 | A O Smith | CHWH - ASME/Fired Water Heater | HWSD - Hot Water Dom/Potable | 8/31/2026
Reeder Elementary School | 19202 Chandler St | Gretna | NE | 68028-4256 | Sarpy | NE06196 | Active | 17377 | 27-1144008 | 2004 | Vulcan | COOK - Fired Cooker | COOK - Cooker/Kettle | 8/31/2026
U Save Foods | 1921 W A St | North Platte | NE | 69101-4577 | Lincoln | NE40289 | Exempt |  | SINR1195D16183 | 1995 | Rheem Manufacturing Co | ELWH - Electric Water Heater | HWSD - Hot Water Dom/Potable | 2/29/2000
U Save Foods | 1921 W A St | North Platte | NE | 69101-4577 | Lincoln | NE40290 | Exempt |  | SIN4171634 | 1989 | Thermo-Pak | ELWH - Electric Water Heater | HWSD - Hot Water Dom/Potable | 2/29/2000
West Hampton Park/Bldg #30 | 19213 Costanzo Pl | Omaha | NE | 68022-1559 | Douglas | NE05951 | Active | 153975 | D03H00153975 | 2003 | Lochinvar | CPFH - Copper Fin Water Heater | HWSD - Hot Water Dom/Potable | 6/30/2026
West Hampton Park/Bldg #24 | 19214 Corby Pl | Omaha | NE | 68022-2645 | Douglas | NE07647 | Active | 189270 | G06H00189270 | 2006 | Lochinvar | CHWH - ASME/Fired Water Heater | HWDP - Hotwater Heat & Dom Supply | 6/30/2026
PRIVATE RESIDENCE | 1922 Lothrop St | Omaha | NE | 68110-1929 | Douglas | NE01679 | Exempt |  | 120569-0798 | 1999 | PEERLESS HEATER COMPANY |  | HWHT - Hot Water Heat | 4/30/2005
Nova Tech | 1923 E Citation Way | Grand Island | NE | 68801-9158 | Hall | NE00324 | Inactive | 19070 | 19070 | 1975 | PARK | COBL - Coil Type Boiler | PROC - Process Steam | 1/31/2011
Christian Homes | 1923 W 4th Ave | Holdrege | NE | 68949-3113 | Phelps | NE06440 | Scrapped/Junked | 71710 | 71710 | 2005 | WEBEN JARCO | COBL - Coil Type Boiler | HWSD - Hot Water Dom/Potable | 4/30/2024
Christian Homes | 1923 W 4th Ave | Holdrege | NE | 68949-3113 | Phelps | NE09024 | Scrapped/Junked | 27826 | 9999 | 1976 | Kewanee | FTFB - Firetube-Firebox Boiler | STHT - Steam-Heat | 4/30/2013
Christian Homes | 1923 W 4th Ave | Holdrege | NE | 68949-3113 | Phelps | NE10093 | Scrapped/Junked | 118622 | 118622 | 2007 | AOSM | CHWH - ASME/Fired Water Heater | HWSD - Hot Water Dom/Potable | 4/30/2019
Christian Homes | 1923 W 4th Ave | Holdrege | NE | 68949-3113 | Phelps | NE12244 | Scrapped/Junked | 121248 | 121248 | 2007 | AOSM | CHWH - ASME/Fired Water Heater | HWSD - Hot Water Dom/Potable | 4/30/2025
Christian Homes | 1923 W 4th Ave | Holdrege | NE | 68949-3113 | Phelps | NE14312 | Scrapped/Junked | 27820 | 00 | 1976 | Kewanee | FTFB - Firetube-Firebox Boiler | STHT - Steam-Heat | 4/30/2013
Christian Homes | 1923 W 4th Ave | Holdrege | NE | 68949-3113 | Phelps | NE19059 | Scrapped/Junked | 147877 | 147877 | 2010 | A O Smith | FTVT - Firetube Vertical TB | HWSD - Hot Water Dom/Potable | 4/30/2025
Christian Homes | 1923 W 4th Ave | Holdrege | NE | 68949-3113 | Phelps | NE19106 | Scrapped/Junked | 17092 |  | 1992 | WEBEN JARCO | COBL - Coil Type Boiler | HWSD - Hot Water Dom/Potable | 6/30/2006
Christian Homes | 1923 W 4th Ave | Holdrege | NE | 68949-3113 | Phelps | NE19107 | Scrapped/Junked | 16133 | n/a | 1991 | WEBEN JARCO | COBL - Coil Type Boiler | HWSD - Hot Water Dom/Potable | 4/30/2018
Christian Homes | 1923 W 4th Ave | Holdrege | NE | 68949-3113 | Phelps | NE24277 | Scrapped/Junked | 48779 |  | 1999 | AO SMITH | CHWH - ASME/Fired Water Heater | HWSD - Hot Water Dom/Potable | 6/30/2008
Christian Homes | 1923 W 4th Ave | Holdrege | NE | 68949-3113 | Phelps | NE24278 | Scrapped/Junked | 48566 |  | 1999 | AO SMITH | CHWH - ASME/Fired Water Heater | HWSD - Hot Water Dom/Potable | 6/30/2008
Christian Homes | 1923 W 4th Ave | Holdrege | NE | 68949-3113 | Phelps | NE24279 | Scrapped/Junked | 48564 | n/a | 1999 | AOSM | CHWH - ASME/Fired Water Heater | HWSD - Hot Water Dom/Potable | 6/30/2011
Christian Homes | 1923 W 4th Ave | Holdrege | NE | 68949-3113 | Phelps | NE24280 | Scrapped/Junked | 44667 |  | 1999 | AO SMITH | CHWH - ASME/Fired Water Heater | HWSD - Hot Water Dom/Potable | 6/30/2005
Christian Homes | 1923 W 4th Ave | Holdrege | NE | 68949-3113 | Phelps | NE27336 | Scrapped/Junked | 316387 | 17316387 | 2017 | Lochinvar | WTSS - Watertube SS Steel | HWSD - Hot Water Dom/Potable | 4/30/2025
Christian Homes | 1923 W 4th Ave | Holdrege | NE | 68949-3113 | Phelps | NE27546 | Active | 243101 | 1826110945050 | 2018 | A O Smith | CHWH - ASME/Fired Water Heater | HWSD - Hot Water Dom/Potable | 4/30/2024
BROWN'S QUALITY FOODS | 1925 Avenue A | Kearney | NE | 68847-6085 | BUFFALO | NE15114 | Scrapped/Junked | 1924 |  | 1973 | NATCO | FT - Firetube Boiler | STHT - Steam-Heat | 6/30/1994
SCHLICHTING FARMS | 1926 CTY RD P | LYONS | NE | 68038-5026 | MADISON | NE03540 | Exempt | 2121 | 3962 | 1967 | SUPERIOR BOILERWORKS | FTSM - FTS Marine Dry Back | PROC - Process Steam | 10/31/1990
Waitt Aksarben AV8 LLC | 1926 S 67th St | Omaha | NE | 68106 | Douglas | NE23992 | Active | 255077 | T1.13.05.00018 | 2013 | Giannoni France | WT - Water Tube Boiler | GLYC - Glycol Bldg Heat Sys | 2/28/2026
Waitt Aksarben AV8 LLC | 1926 S 67th St | Omaha | NE | 68106 | Douglas | NE23993 | Active | 255072 | T1.13.05.00013 | 2013 | Giannoni France | WT - Water Tube Boiler | GLYC - Glycol Bldg Heat Sys | 2/28/2026
Imperial Cleaners | 1927 N Broadwell Ave | Grand Island | NE | 68803-2757 | Hall | NE08845 | Inactive | 51361 | 87350 | 2001 | LATT | FTNT - FT Vertical Tubeless | PROC - Process Steam | 1/31/2007
Imperial Cleaners | 1927 N Broadwell Ave | Grand Island | NE | 68803-2757 | Hall | NE30908 | Scrapped/Junked | 47801 |  | 1997 | PM LATTNER MFR COMPANY | FT - Firetube Boiler | PROC - Process Steam | 5/31/2002
Imperial Cleaners | 1927 N Broadwell Ave | Grand Island | NE | 68803-2757 | Hall | NE30962 | Inactive | 39381 |  | 1997 | AOSM | COBL - Coil Type Boiler | HWSD - Hot Water Dom/Potable | 1/31/2007
RJB Properties | 1928 E St | Lincoln | NE | 68510-2829 | Lancaster | NE25553 | Scrapped/Junked | N/A | MI-120592-0798 | 1998 | Peerless | CI - Cast Iron | HWHT - Hot Water Heat | 2/28/2023
Prescott Elementary | 1930 S 20Th St | Lincoln | NE | 68502-2709 | Lancaster | NE05826 | Exempt 1999 LB-66 |  |  | 1996 | STATE INDUSTRIES | AHWH - ANSI/Fired Water Htr | HWSD - Hot Water Dom/Potable | 6/30/2000
Prescott Elementary | 1930 S 20Th St | Lincoln | NE | 68502-2709 | Lancaster | NE30161 | Scrapped/Junked |  | M-1279 | 1963 | Kewannee | FTFB - Firetube-Firebox Boiler | STHT - Steam-Heat | 2/28/2007
Prescott Elementary | 1930 S 20Th St | Lincoln | NE | 68502-2709 | Lancaster | NE30162 | Scrapped/Junked |  | M-1282 | 1963 | KEWANEE | FTFB - Firetube-Firebox Boiler | STHT - Steam-Heat | 2/28/2007
Prescott Elementary | 1930 S 20Th St | Lincoln | NE | 68502-2709 | Lancaster | NE35297 | Scrapped/Junked | 302 | LG8700000302 | 1987 | AO SMITH | CHWH - ASME/Fired Water Heater | HWSD - Hot Water Dom/Potable | 2/28/2007
Washington Apts | 1930 Washington St | Lincoln | NE | 68502-2559 | Lancaster | NE06016 | Scrapped/Junked | 170413 | J04H00170413 | 2004 | LOCH | CPFT - Horiz Cpr Fin Boiler | HWHT - Hot Water Heat | 2/28/2013
Washington Apts | 1930 Washington St | Lincoln | NE | 68502-2559 | Lancaster | NE22865 | Scrapped/Junked | 193069 | K06H00193069 | 2006 | Lochinvar | CPFT - Horiz Cpr Fin Boiler | HWHT - Hot Water Heat | 2/28/2024
APARTMENTS | 1930 Washington St | Lincoln | NE | 68502-2559 | LANCASTER | NE09741 | Scrapped/Junked |  | P2091595 | 1988 | TELEDYNE LAARS | CPFT - Horiz Cpr Fin Boiler | HWHT - Hot Water Heat | 2/28/2005
West Hampton Park/Bldg #14 | 19305 Blondo Pkwy | Omaha | NE | 68022-3095 | Douglas | NE12570 | Active | 200966 | H07H00200966 | 2007 | Lochinvar | CHWH - ASME/Fired Water Heater | HWDP - Hotwater Heat & Dom Supply | 6/30/2026
West Hampton Park/Bldg #22 | 19312 Glenn Plz | Omaha | NE | 68022-2627 | Douglas | NE07645 | Active | 185873 | D06H00185873 | 2006 | Lochinvar | CHWH - ASME/Fired Water Heater | HWSD - Hot Water Dom/Potable | 6/30/2026
West Hampton Park/Bldg #13 | 19315 Blondo Pkwy | Omaha | NE | 68022-3090 | Douglas | NE09292 | Active | 200970 | H07H00200970 | 2007 | Lochinvar | CPFH - Copper Fin Water Heater | HWDP - Hotwater Heat & Dom Supply | 6/30/2026
UNL East Campus/Power Plant | 1935 N 37th St | Lincoln | NE | 68583-1520 | Lancaster | NE01216 | Inactive | 4123 | 14328 | 1965 | E. Keeler Company | WT - Water Tube Boiler | BSUP - Bldg Heat & Process | 5/31/2025
UNL East Campus/Power Plant | 1935 N 37th St | Lincoln | NE | 68583-1520 | Lancaster | NE01333 | Active | 1666 | 2D 1704 | 1975 | Nebraska Boiler | WT - Water Tube Boiler | POWR - Power Generation | 5/31/2026
UNL East Campus/Power Plant | 1935 N 37th St | Lincoln | NE | 68583-1520 | Lancaster | NE11874 | Active | 45953 | WL-2846 | 1979 | Cleaver & Brooks | WT - Water Tube Boiler | BSUP - Bldg Heat & Process | 5/31/2026
UNL East Campus/Power Plant | 1935 N 37th St | Lincoln | NE | 68583-1520 | Lancaster | NE12212 | Active | 4 | 0612 | 2006 | Topp's Mechanical | ECON - Boiler Economizer | ECON - Boiler Economizer | 5/31/2026
UNL East Campus/Power Plant | 1935 N 37th St | Lincoln | NE | 68583-1520 | Lancaster | NE25070 | Active | 3066 | 71206 | 1987 | KENTUBE ENG PRODUCTS | ECON - Boiler Economizer | ECON - Boiler Economizer | 5/31/2026
UNL East Campus/Power Plant | 1935 N 37th St | Lincoln | NE | 68583-1520 | Lancaster | NE25072 | Scrapped/Junked |  | C-029 | 1976 | ENEREX | ECON - Boiler Economizer | ECON - Boiler Economizer | 5/31/2007
UNL East Campus/Power Plant | 1935 N 37th St | Lincoln | NE | 68583-1520 | Lancaster | NE42982 | Active | 5103 | SP-4697 | 2021 | Cleaver Brooks | WT - Water Tube Boiler | PROC - Process Steam | 5/31/2025
UNL East Campus/Power Plant | 1935 N 37th St | Lincoln | NE | 68583-1520 | Lancaster | NE42983 | Active | 5104 | SP-4698 | 2021 | Cleaver Brooks | WT - Water Tube Boiler | PROC - Process Steam | 5/31/2026
UNL East Campus/Power Plant | 1935 N 37th St | Lincoln | NE | 68583-1520 | Lancaster | NE42988 | Active | 2304 | 1122022 | 2022 | Applied Heat Recovery | ECON - Boiler Economizer | ECON - Boiler Economizer | 5/31/2026
UNL East Campus/Power Plant | 1935 N 37th St | Lincoln | NE | 68583-1520 | Lancaster | NE42989 | Active | 2307 | 1132022 | 2022 | Applied Heat Recovery | ECON - Boiler Economizer | ECON - Boiler Economizer | 5/31/2026
Awards Unlimited | 1935 O St | Lincoln | NE | 68510-1036 | Lancaster | NE30428 | Scrapped/Junked | 7452 | 92-3514 | 1992 | Aldrich | FTFB - Firetube-Firebox Boiler | STHT - Steam-Heat | 4/30/2011
Westmoor Pool | 1936 Avenue I | Scottsbluff | NE | 69361 | Scotts Bluff | NE01672 | Scrapped/Junked | 00152300 | B03H00152300 | 2003 | Lochinvar | CPFH - Copper Fin Water Heater | OPHT - Outdoor Pool Heater | 6/30/2014
Westmoor Pool | 1936 Avenue I | Scottsbluff | NE | 69361 | Scotts Bluff | NE01673 | Scrapped/Junked | 00152224 | B03H00152224 | 2003 | Lochinvar | CPFH - Copper Fin Water Heater | OPHT - Outdoor Pool Heater | 6/30/2014
Westmoor Pool | 1936 Avenue I | Scottsbluff | NE | 69361 | Scotts Bluff | NE25864 | Active | 278688 | 15278688 | 2015 | Lochinvar | CPFH - Copper Fin Water Heater | OPHT - Outdoor Pool Heater | 6/30/2026
Westmoor Pool | 1936 Avenue I | Scottsbluff | NE | 69361 | Scotts Bluff | NE25865 | Active | 276869 | 1527869 | 2015 | Lochinvar | CPFH - Copper Fin Water Heater | OPHT - Outdoor Pool Heater | 6/30/2026
Platte Valley Mission Center | 1938 W Campus Dr | Shelton | NE |  | Buffalo | NE00081 | Out of Service | 49624 | 64624 | 1999 | BRDW | CHWH - ASME/Fired Water Heater | HWSD - Hot Water Dom/Potable | 9/30/2009
Platte Valley Mission Center | 1938 W Campus Dr | Shelton | NE |  | Buffalo | NE10130 | Out of Service | UNK | H04M001202 | 2004 | AOSM | CHWH - ASME/Fired Water Heater | HWSD - Hot Water Dom/Potable | 9/30/2009
Platte Valley Mission Center | 1938 W Campus Dr | Shelton | NE |  | Buffalo | NE30261 | Out of Service |  | L-7601 | 1961 | KEWA | FT - Firetube Boiler | HWHT - Hot Water Heat | 9/30/2009
Platte Valley Mission Center | 1938 W Campus Dr | Shelton | NE |  | Buffalo | NE30297 | Out of Service |  | M-5933 | 1964 | KEWA | FT - Firetube Boiler | HWHT - Hot Water Heat | 9/30/2009
Platte Valley Mission Center | 1938 W Campus Dr | Shelton | NE |  | Buffalo | NE30582 | Out of Service |  | 0000374-78 | 1994 | VALI | CI - Cast Iron | HWHT - Hot Water Heat | 9/30/2009
Platte Valley Mission Center | 1938 W Campus Dr | Shelton | NE |  | Buffalo | NE30583 | Scrapped/Junked |  | 0SRN374-70 | 1994 | VALI | CI - Cast Iron | HWHT - Hot Water Heat | 9/30/2009
PLATTE VALLEY MISSION CENTER | 1938 W CAMPUS DR | SHELTON | NE | 68876 | BUFFALO | NE07089 | Scrapped/Junked | 89348 | H04M001202 | 2004 | BRADFORD-WHITE | CHWH - ASME/Fired Water Heater | HWSD - Hot Water Dom/Potable | 9/30/2007
PLATTE VALLEY MISSION CENTER | 1938 W CAMPUS DR | SHELTON | NE | 68876 | BUFFALO | NE30257 | Scrapped/Junked |  | 0AK84-01704-830 | 1984 | AO SMITH | AHWH - ANSI/Fired Water Htr | HWSD - Hot Water Dom/Potable | 7/31/2002
PLATTE VALLEY MISSION CENTER | 1938 W CAMPUS DR | SHELTON | NE | 68876 | BUFFALO | NE30382 | Scrapped/Junked | 24135 |  | 1964 | GROEN/DIV OF DOVER IND | COOK - Fired Cooker | COOK - Cooker/Kettle | 7/31/2003
PLATTE VALLEY MISSION CENTER | 1938 W CAMPUS DR | SHELTON | NE | 68876 | BUFFALO | NE30387 | Inactive | 3772 |  | 1979 | MARKET FORGE INDUSTRIES | FT - Firetube Boiler | 0021 - Steam Supp Cooker/Kettle | 7/31/1996
PLATTE VALLEY MISSION CENTER | 1938 W CAMPUS DR | SHELTON | NE | 68876 | BUFFALO | NE30480 | Scrapped/Junked | 51782 |  | 1989 | RHEEM MANUFACTURING CO | CHWH - ASME/Fired Water Heater | HWSD - Hot Water Dom/Potable | 7/31/2000
PLATTE VALLEY MISSION CENTER | 1938 W CAMPUS DR | SHELTON | NE | 68876 | BUFFALO | NE40163 | Scrapped/Junked | 43837 |  | 1997 | BRADFORD-WHITE | CHWH - ASME/Fired Water Heater | HWSD - Hot Water Dom/Potable | 9/30/2006
Club Car Wash | 19393 Gold St | Omaha | NE | 68130-3026 | Douglas | NE20759 | Scrapped/Junked | 181974 | D1110400018 | 2011 | Giannoni France SAS | WT - Water Tube Boiler | HWSD - Hot Water Dom/Potable | 2/28/2022
Club Car Wash | 19393 Gold St | Omaha | NE | 68130-3026 | Douglas | NE41730 | Active | 531711 | D1.21.28.00189 | 2021 | Sermeta | WT - Water Tube Boiler | HWSD - Hot Water Dom/Potable | 6/30/2024
Union Bank and Trust | 1940 O St | Lincoln | NE | 68510-1035 | Lancaster | NE07707 | Inactive | n/a | 33793 | 1980 | Bryant | CI - Cast Iron | HWHT - Hot Water Heat | 4/30/2015
St Joseph's Catholic School | 1940 S 77th St | Lincoln | NE | 68506-1805 | Lancaster | NE00701 | Scrapped/Junked | 93272 | 99J05913 | 1999 | TELEDYNE LAARS | COBL - Coil Type Boiler | HWHT - Hot Water Heat | 9/30/2001
St Joseph's Catholic School | 1940 S 77th St | Lincoln | NE | 68506-1805 | Lancaster | NE00702 | Scrapped/Junked | 92556 | H99H05197 | 1999 | TELEDYNE LAARS | CPFT - Horiz Cpr Fin Boiler | HWHT - Hot Water Heat | 9/30/2003
St Joseph's Catholic School | 1940 S 77th St | Lincoln | NE | 68506-1805 | Lancaster | NE00703 | Scrapped/Junked | 92553 | H99J05194 | 1999 | TELEDYNE LAARS | CPFT - Horiz Cpr Fin Boiler | HWHT - Hot Water Heat | 9/30/2003
St Joseph's Catholic School | 1940 S 77th St | Lincoln | NE | 68506-1805 | Lancaster | NE00704 | Scrapped/Junked | 93278 | H99J05919 | 1999 | TELEDYNE LAARS | CPFT - Horiz Cpr Fin Boiler | HWHT - Hot Water Heat | 9/30/2003
St Joseph's Catholic School | 1940 S 77th St | Lincoln | NE | 68506-1805 | Lancaster | NE08773 | Scrapped/Junked | 114626 | 701-0648 | 2001 | WTRP | COBL - Coil Type Boiler | HWHT - Hot Water Heat | 10/31/2022
St Joseph's Catholic School | 1940 S 77th St | Lincoln | NE | 68506-1805 | Lancaster | NE10898 | Scrapped/Junked | 128381 | 702-0248/H02J08130 | 2002 | WTRP | COBL - Coil Type Boiler | HWHT - Hot Water Heat | 10/31/2019
St Joseph's Catholic School | 1940 S 77th St | Lincoln | NE | 68506-1805 | Lancaster | NE10899 | Scrapped/Junked | 128382 | 702-0249/H02J08131 | 2002 | WTRP | COBL - Coil Type Boiler | HWHT - Hot Water Heat | 10/31/2018
St Joseph's Catholic School | 1940 S 77th St | Lincoln | NE | 68506-1805 | Lancaster | NE10900 | Scrapped/Junked | 128379 | 702-0247H02J08128 | 2002 | WTRP | COBL - Coil Type Boiler | HWHT - Hot Water Heat | 10/31/2022
St Joseph's Catholic School | 1940 S 77th St | Lincoln | NE | 68506-1805 | Lancaster | NE17101 | Active | 42591 | 96132 | 1990 | Kewanee | FTFB - Firetube-Firebox Boiler | GLYC - Glycol Bldg Heat Sys | 10/31/2025
St Joseph's Catholic School | 1940 S 77th St | Lincoln | NE | 68506-1805 | Lancaster | NE23495 | Scrapped/Junked | 128888 | 0831M000080 | 2008 | AO SMITH | CHWH - ASME/Fired Water Heater | HWSD - Hot Water Dom/Potable | 10/31/2021
St Joseph's Catholic School | 1940 S 77th St | Lincoln | NE | 68506-1805 | Lancaster | NE27908 | Active | 310620 | 111367565 | 2018 | Lochinvar | FTVT - Firetube Vertical TB | HWHT - Hot Water Heat | 10/31/2025
St Joseph's Catholic School | 1940 S 77th St | Lincoln | NE | 68506-1805 | Lancaster | NE34682 | Scrapped/Junked | 31165 | P9468 | 1978 | KEWANEE | FTFB - Firetube-Firebox Boiler | HWHT - Hot Water Heat | 9/30/2006
St Joseph's Catholic School | 1940 S 77th St | Lincoln | NE | 68506-1805 | Lancaster | NE40378 | Scrapped/Junked | 30263 | LF95-0442013-920 | 1995 | AO Smith | CHWH - ASME/Fired Water Heater | HWSD - Hot Water Dom/Potable | 10/31/2012
St Joseph's Catholic School | 1940 S 77th St | Lincoln | NE | 68506-1805 | Lancaster | NE42030 | Active | 297596 | 21.PG80.95.2718 | 2021 | Lochinvar | FTVT - Firetube Vertical TB | HWHT - Hot Water Heat | 10/31/2025
St Joseph's Catholic School | 1940 S 77th St | Lincoln | NE | 68506-1805 | Lancaster | NE42031 | Active | 297599 | 21.PG80.95.2721 | 2021 | Lochinvar | FTVT - Firetube Vertical TB | HWHT - Hot Water Heat | 10/31/2025
West Hampton Park/Bldg #12 | 19407 Blondo Pkwy | Omaha | NE | 68022-3084 | Douglas | NE08138 | Active | 200969 | 07200969 | 2007 | Lochinvar | CPFH - Copper Fin Water Heater | HWSD - Hot Water Dom/Potable | 6/30/2026
SCHARTON APARTMENTS | 1941 J St | Lincoln | NE | 68510-2753 | LANCASTER | NE19645 | Inactive |  | 0000081401 | 1955 | US RADIATOR |  | STHT - Steam-Heat | 1/31/2002
The Center Building | 1941 S 42nd St | Omaha | NE | 68105-2939 | Douglas | NE08571 | Scrapped/Junked | 70008 | B01233222 | 2000 | State Industries, Inc. | CHWH - ASME/Fired Water Heater | HWSD - Hot Water Dom/Potable | 6/30/2020
The Center Building | 1941 S 42nd St | Omaha | NE | 68105-2939 | Douglas | NE16299 | Scrapped/Junked | 7973 | 123148 | 1954 | York Shipley, Inc. | FT - Firetube Boiler | HWHT - Hot Water Heat | 6/30/2018
The Center Building | 1941 S 42nd St | Omaha | NE | 68105-2939 | Douglas | NE16300 | Scrapped/Junked | 7972 | 123147 | 1954 | York Shipley, Inc. | FT - Firetube Boiler | HWHT - Hot Water Heat | 6/30/2018
The Center Building | 1941 S 42nd St | Omaha | NE | 68105-2939 | Douglas | NE18077 | Scrapped/Junked | 61808 |  | 1992 | RHEEM MANUFACTURING CO | CHWH - ASME/Fired Water Heater | HWSD - Hot Water Dom/Potable | 6/30/2001
The Center Building | 1941 S 42nd St | Omaha | NE | 68105-2939 | Douglas | NE27760 | Active | 5211 | 18-HE038462518 | 2018 | Riello | WT - Water Tube Boiler | HWHT - Hot Water Heat | 6/30/2018
The Center Building | 1941 S 42nd St | Omaha | NE | 68105-2939 | Douglas | NE27761 | Active | 5214 | 18*HE038462518 | 2018 | Riello | WT - Water Tube Boiler | HWHT - Hot Water Heat | 6/30/2018
The Center Building | 1941 S 42nd St | Omaha | NE | 68105-2939 | Douglas | NE27762 | Active | 5210 | 18-HE038452518 | 2018 | Riello | WT - Water Tube Boiler | HWHT - Hot Water Heat | 6/30/2018
The Center Building | 1941 S 42nd St | Omaha | NE | 68105-2939 | Douglas | NE27763 | Active | 5212 | 18-HE038472518 | 2018 | Riello | WT - Water Tube Boiler | HWHT - Hot Water Heat | 6/30/2018
The Center Building | 1941 S 42nd St | Omaha | NE | 68105-2939 | Douglas | NE27764 | Active | 5163 | 18-HE037982518 | 2018 | Riello | WT - Water Tube Boiler | HWHT - Hot Water Heat | 6/30/2018
The Center Building | 1941 S 42nd St | Omaha | NE | 68105-2939 | Douglas | NE27765 | Active | 5164 | 18-HE037992518 | 2018 | Riello | WT - Water Tube Boiler | HWHT - Hot Water Heat | 6/30/2018
The Center Building | 1941 S 42nd St | Omaha | NE | 68105-2939 | Douglas | NE27766 | Active | 5161 | 18-HE037962518 | 2018 | Riello | WT - Water Tube Boiler | HWHT - Hot Water Heat | 6/30/2018
The Center Building | 1941 S 42nd St | Omaha | NE | 68105-2939 | Douglas | NE27767 | Active | 5165 | 18-HE038002518 | 2018 | Riello | WT - Water Tube Boiler | HWHT - Hot Water Heat | 6/30/2018
The Center Building | 1941 S 42nd St | Omaha | NE | 68105-2939 | Douglas | NE27768 | Active | 5215 | 18-HE038502518 | 2018 | Riello | WT - Water Tube Boiler | HWHT - Hot Water Heat | 6/30/2018
The Center Building | 1941 S 42nd St | Omaha | NE | 68105-2939 | Douglas | NE27769 | Active | 5207 | 18-HE038422518 | 2018 | Riello | WT - Water Tube Boiler | HWHT - Hot Water Heat | 6/30/2018
The Center Building | 1941 S 42nd St | Omaha | NE | 68105-2939 | Douglas | NE27770 | Active | 5209 | 18-HE038442518 | 2018 | Riello | WT - Water Tube Boiler | HWHT - Hot Water Heat | 6/30/2018
The Center Building | 1941 S 42nd St | Omaha | NE | 68105-2939 | Douglas | NE27771 | Active | 5213 | 18-HE038482518 | 2018 | Riello | WT - Water Tube Boiler | HWHT - Hot Water Heat | 6/30/2018
The Center Building | 1941 S 42nd St | Omaha | NE | 68105-2939 | Douglas | NE41794 | Active | 292771 | 272771 | 2022 | AO SMITH | CHWH - ASME/Fired Water Heater | HWSD - Hot Water Dom/Potable | 6/30/2023
McDonald's | 19413 Oakmont Dr | Gretna | NE | 68028-7040 | Sarpy | NE43133 | Active | 284012 | 21.PG80.95.2233 | 2021 | Lochinvar | FTSS - Firetube Stainless Steel | GLFH - Glycol Floor Heat System | 1/31/2027
BAKER'S SUPERMARKET | 1945 N 72nd St | Omaha | NE | 68114-1931 | Douglas | NE05639 | Inactive |  | 749130 | 1993 | STATE INDUSTRIES | AHWH - ANSI/Fired Water Htr | HWSD - Hot Water Dom/Potable | 1/31/2000
BAKER'S SUPERMARKET | 1945 N 72nd St | Omaha | NE | 68114-1931 | Douglas | NE05640 | Inactive |  | 186917 | 1991 | AO SMITH | AHWH - ANSI/Fired Water Htr | HWSD - Hot Water Dom/Potable | 1/31/2000
Loren Wendelin | 1949 A St Rd | Pleasant Dale | NE | 68423-9052 | Seward | NE01391 | Inactive | 16 | 35400 | 1922 | J.I. CASE | HOBB - Hobby/Antique Boiler | 0024 - Antique Steam Tractor | 5/31/2012
CF Industries Inc | 1949 County Rd S | Fremont | NE | 68025-7319 | Dodge | NE08828 | Active | 5921 | 5921 | 1993 | Kenn | UFPV - Unfired Pressure Vessel | 0045 - Ammonia Sys/Oil Separator | 10/31/2026
CF Industries Inc | 1949 County Rd S | Fremont | NE | 68025-7319 | Dodge | NE08829 | Inactive | 27574 | 27574 | 1963 | Fric | UFPV - Unfired Pressure Vessel | 0045 - Ammonia Sys/Oil Separator | 10/31/2016
CF Industries Inc | 1949 County Rd S | Fremont | NE | 68025-7319 | Dodge | NE08830 | Inactive | 29707 | 29704 | 1964 | Fric | UFPV - Unfired Pressure Vessel | 0045 - Ammonia Sys/Oil Separator | 10/31/2016
CF Industries Inc | 1949 County Rd S | Fremont | NE | 68025-7319 | Dodge | NE08831 | Inactive | 44134 | 3-271310-5 | 1998 | Vilt | UFPV - Unfired Pressure Vessel | 0045 - Ammonia Sys/Oil Separator | 10/31/2016
CF Industries Inc | 1949 County Rd S | Fremont | NE | 68025-7319 | Dodge | NE08832 | Inactive | 29918 | NA | 1964 | Fric | UFPV - Unfired Pressure Vessel | 0045 - Ammonia Sys/Oil Separator | 10/31/2016
CF Industries Inc | 1949 County Rd S | Fremont | NE | 68025-7319 | Dodge | NE24142 | Out of Service | 43142 | 3-10514-1 | 1997 | Vilter | UFPV - Unfired Pressure Vessel | 0033 - Oil Seperator | 10/31/2016
CF Industries Inc | 1949 County Rd S | Fremont | NE | 68025-7319 | Dodge | NE26539 | Active | 49491 | 5182450 | 2015 | Vilter | UFPV - Unfired Pressure Vessel | 0045 - Ammonia Sys/Oil Separator | 10/31/2024
CF Industries Inc | 1949 County Rd S | Fremont | NE | 68025-7319 | Dodge | NE26540 | Active | 49489 | 5182450-2 | 2015 | Vilter | UFPV - Unfired Pressure Vessel | 0045 - Ammonia Sys/Oil Separator | 10/31/2024
CF Industries Inc | 1949 County Rd S | Fremont | NE | 68025-7319 | Dodge | NE26541 | Active | 27251 | 50441 | 2015 | RVS | UFPV - Unfired Pressure Vessel | PROF - Process Filter | 10/31/2024
CF Industries Inc | 1949 County Rd S | Fremont | NE | 68025-7319 | Dodge | NE26559 | Active | 1107 | 15-761390B | 2015 | Industrial Refrigeration | SHTB - Shell/Tube Htexchngr | HPEV - High Pressure Evaporator | 10/31/2026
CF Industries Inc | 1949 County Rd S | Fremont | NE | 68025-7319 | Dodge | NE26560 | Active | 1108 | 15-761390B | 2015 | Industrial Refrigeration | SHTB - Shell/Tube Htexchngr | HPEV - High Pressure Evaporator | 10/31/2026
CF Industries Inc | 1949 County Rd S | Fremont | NE | 68025-7319 | Dodge | NE28945 | Exempt | 49488 | S182450-1 | 2015 | Vilter | UFPV - Unfired Pressure Vessel | 0045 - Ammonia Sys/Oil Separator | 10/31/2020
CF Industries Inc | 1949 County Rd S | Fremont | NE | 68025-7319 | Dodge | NE28946 | Exempt | 49490 | S182450-3 | 2015 | Vilter | UFPV - Unfired Pressure Vessel | 0045 - Ammonia Sys/Oil Separator | 10/31/2020
CF Industries Inc | 1949 County Rd S | Fremont | NE | 68025-7319 | Dodge | NE28947 | Exempt | 49492 | S182450-5 | 2015 | Vilter | UFPV - Unfired Pressure Vessel | 0045 - Ammonia Sys/Oil Separator | 10/31/2020
Davita | 1949 E 23rd Ave S | Fremont | NE | 68025-2452 | Dodge | NE19851 | Scrapped/Junked | 126049 | 1208126049 | 2009 | PVI Industries | CHWH - ASME/Fired Water Heater | HWSD - Hot Water Dom/Potable | 5/31/2018
Davita | 1949 E 23rd Ave S | Fremont | NE | 68025-2452 | Dodge | NE40174 | Out of Service | 157309 | A98CH0041 | 1998 | TELE | CPFT - Horiz Cpr Fin Boiler | HWSD - Hot Water Dom/Potable | 3/31/2006
Mystic Pines Apartments | 1950 SW 27th St | Lincoln | NE | 68522-1862 | Lancaster | NE06732 | Inactive | 170805 | D4170805K04H00170805 | 2004 | Lochinvar | CPFT - Horiz Cpr Fin Boiler | OPHT - Outdoor Pool Heater | 6/30/2014
Tremco CPG - LifeForm | 1950 W 29th St | South Sioux City | NE | 68776-9600 | Dakota | NE06284 | Inactive | 10385 | 10472-01 | 2005 | JOHN | FTSM - FTS Marine Dry Back | PROC - Process Steam | 1/31/2008
Tremco CPG - LifeForm | 1950 W 29th St | South Sioux City | NE | 68776-9600 | Dakota | NE12228 | Active | 13705 | S750-150-137 | 2007 | Hurst | FTSM - FTS Marine Dry Back | PROC - Process Steam | 7/31/2026
Tremco CPG - LifeForm | 1950 W 29th St | South Sioux City | NE | 68776-9600 | Dakota | NE41536 | Active | 12781 | 12781 | 1995 | Superior Boiler Works | FTHT - Firetube Horizontal | PROC - Process Steam | 7/31/2026
YOUR PLACE | 1951 ST MARY`S AVE | OMAHA | NE | 68102-2528 | Douglas | NE12796 | Scrapped/Junked |  | 61-11874 | 1980 | PEERLESS HEATER COMPANY |  | STHT - Steam-Heat | 1/31/2007
BUTLER ENTERPRISES | 1954 Jones St | Omaha | NE | 68102-3131 | Douglas | NE12797 | Inactive |  |  | 1974 | BRYANT |  | STHT - Steam-Heat | 1/31/1991
Sundance Apartments | 19551 Molly St | Elkhorn | NE | 68022-6514 | Douglas | NE42644 | Active | 552673 | 2251552673 | 2022 | Raypak | CPPH - Ansi Cpr Fin Pool Heater | OPHT - Outdoor Pool Heater | 4/30/2026
Bellbrook Community Bldg | 19653 Chandler St | Gretna | NE | 68028-4257 | Sarpy | NE06693 | Active | 239717 | 0508239717 | 2005 | Raypak | CPFH - Copper Fin Water Heater | OPHT - Outdoor Pool Heater | 6/30/2025
Fireridge Elementary | 19660 Farnam St | Elkhorn | NE | 68022-4837 | Douglas | NE06171 | Active | 87288 | 87288/H04319140 | 2004 | AOSM | CHWH - ASME/Fired Water Heater | HWSD - Hot Water Dom/Potable | 7/31/2026
UNL Modular Lab | 1976 N 42nd St | Lincoln | NE |  | Lancaster | NE06983 | Active | 52859 | N-18756 | 2002 | SUSSMAN | ELBL - Electric Boiler | 0020 - Supp to Sterlizer/Autoclave | 2/28/2026
ROODE PACKING COMPANY | 1ST & F ST | FAIRBURY | NE | 68352 | JEFFERSON | NE05492 | Inactive | 439 |  | 1959 | SUPERIOR BOILERWORKS | FTSM - FTS Marine Dry Back | PROC - Process Steam | 6/30/2008
ROODE PACKING COMPANY | 1ST & F ST | FAIRBURY | NE | 68352 | JEFFERSON | NE08976 | Inactive | 3838 | 060124014 | 2001 | RBI, DIV OF MESTEK CANADA | CPFT - Horiz Cpr Fin Boiler | HWSD - Hot Water Dom/Potable | 6/30/2008
ROODE PACKING COMPANY | 1ST & F ST | FAIRBURY | NE | 68352 | JEFFERSON | NE17682 | Inactive | 30718 | 30718 | 1982 | AO SMITH | COBL - Coil Type Boiler | HWSD - Hot Water Dom/Potable | 6/30/2008
ROODE PACKING COMPANY | 1ST & F ST | FAIRBURY | NE | 68352 | JEFFERSON | NE17683 | Scrapped/Junked | 62434 |  | 1987 | RAYPAK INC, CALIFORNIA | CHWH - ASME/Fired Water Heater | HWSP - Hot Water Non Potable Supply | 2/28/2002
Adams Lumber Co | 1st & Garfield | Grant | NE | 68140 | Perkins | NE08617 | Scrapped/Junked | 47495 | 780K8447495 | 1984 | AOSM | WT - Water Tube Boiler | HWHT - Hot Water Heat | 8/31/2010
Adams Lumber Co | 1st & Garfield | Grant | NE | 68140 | Perkins | NE17054 | Active | 221749 | I09H00221749 | 2009 | Lochinvar | SSCH - SS Coil Water Heater | HWSP - Hot Water Non Potable Supply | 3/31/2026
DESHLER HOUSING AUTHORITY | 1ST & PARK ST | DESHLER | NE | 68340-0146 | THAYER | NE06867 | Exempt |  | 61-73715-0794 | 1994 | PEERLESS HEATER COMPANY |  | HWHT - Hot Water Heat | 1/1/1900
DESHLER HOUSING AUTHORITY | 1ST & PARK ST | DESHLER | NE | 68340-0146 | THAYER | NE06868 | Exempt |  | 61-73717-0794 | 1994 | PEERLESS HEATER COMPANY |  | HWHT - Hot Water Heat | 1/1/1900
DESHLER HOUSING AUTHORITY | 1ST & PARK ST | DESHLER | NE | 68340-0146 | THAYER | NE06869 | Exempt |  | 61-73716-0794 | 1994 | PEERLESS HEATER COMPANY |  | HWHT - Hot Water Heat | 1/1/1900
DESHLER HOUSING AUTHORITY | 1ST & PARK ST | DESHLER | NE | 68340-0146 | THAYER | NE06870 | Exempt |  | 61-73718-0794 | 1994 | PEERLESS HEATER COMPANY |  | HWHT - Hot Water Heat | 1/1/1900
DESHLER HOUSING AUTHORITY | 1ST & PARK ST | DESHLER | NE | 68340-0146 | THAYER | NE06871 | Exempt |  | 61-73714-0794 | 1994 | PEERLESS HEATER COMPANY |  | HWHT - Hot Water Heat | 1/1/1900
NPPD/Cooper Nuclear Station | 2 Mi S Of Brownville | Brownville | NE | 68321 | Nemaha | NE03325 | Active | 9897 | n/a | 1982 | Hydro-Steam | ELBL - Electric Boiler | BSUP - Bldg Heat & Process | 6/30/2026
NPPD/Cooper Nuclear Station | 2 Mi S Of Brownville | Brownville | NE | 68321 | Nemaha | NE03326 | Active | 9898 | n/a | 1982 | Hydro-Steam | ELBL - Electric Boiler | BSUP - Bldg Heat & Process | 6/30/2026
NPPD/COOPER NUCLEAR STA | 2 MI S OF BROWNVILLE | BROWNVILLE | NE | 68321 | NEMAHA | NE02964 | Scrapped/Junked | 4677 |  | 1970 | E KEELER COMPANY | WT - Water Tube Boiler | BSUP - Bldg Heat & Process | 11/30/1985
Giltner Public School | 2 W 6th Rd | Giltner | NE | 68841 | Hamilton | NE13330 | Active | 65857 | G08H100657 | 2008 | Lochinvar | COWH - Coil Type Water Heater | HWHT - Hot Water Heat | 2/28/2026
Giltner Public School | 2 W 6th Rd | Giltner | NE | 68841 | Hamilton | NE13331 | Active | 65858 | G08M10065858 | 2008 | Lochinvar | COWH - Coil Type Water Heater | HWHT - Hot Water Heat | 2/28/2026
Giltner Public School | 2 W 6th Rd | Giltner | NE | 68841 | Hamilton | NE13332 | Active | 61250 | D08H10061250 | 2008 | Lochinvar | COWH - Coil Type Water Heater | HWHT - Hot Water Heat | 2/28/2026
Giltner Public School | 2 W 6th Rd | Giltner | NE | 68841 | Hamilton | NE13333 | Active | 61412 | E08H10061412 | 2008 | Lochinvar | COWH - Coil Type Water Heater | HWHT - Hot Water Heat | 2/28/2026
GILTNER PUBLIC SCHOOL | 2 W 6TH RD | GILTNER | NE | 68841 | HAMILTON | NE20115 | Exempt 1999 LB-66 |  | 000000185400366 | 1985 | RHEEM MANUFACTURING CO | AHWH - ANSI/Fired Water Htr | HWSD - Hot Water Dom/Potable | 7/31/2000
GILTNER PUBLIC SCHOOL | 2 W 6TH RD | GILTNER | NE | 68841 | HAMILTON | NE20116 | Exempt 1999 LB-66 |  | 92-0219144 | 1992 | AO SMITH | AHWH - ANSI/Fired Water Htr | HWSD - Hot Water Dom/Potable | 7/31/2000
GILTNER PUBLIC SCHOOL | 2 W 6TH RD | GILTNER | NE | 68841 | HAMILTON | NE20117 | Exempt 1999 LB-66 |  | 91-0216479 | 1991 | AO SMITH | AHWH - ANSI/Fired Water Htr | HWSD - Hot Water Dom/Potable | 7/31/2000
GILTNER PUBLIC SCHOOL | 2 W 6TH RD | GILTNER | NE | 68841 | HAMILTON | NE32843 | Scrapped/Junked | 33652 | R2138 | 1980 | KEWANEE | FTFB - Firetube-Firebox Boiler | STHT - Steam-Heat | 10/31/2007
GILTNER PUBLIC SCHOOL | 2 W 6TH RD | GILTNER | NE | 68841 | HAMILTON | NE32844 | Scrapped/Junked | 33655 | R2140 | 1980 | KEWANEE | FTFB - Firetube-Firebox Boiler | STHT - Steam-Heat | 10/31/2007
O'NEILL BODY & FRAME | 20 E St | Oneill | NE | 68763-2138 | HOLT | NE01586 | Scrapped/Junked | 28200 | 0782102388 | 1982 | RAYPAK INC, CALIFORNIA | CPFT - Horiz Cpr Fin Boiler | HWSP - Hot Water Non Potable Supply | 6/30/2003
SUPER 8 MOTEL | 20 E St | Oneill | NE | 68763-2138 | HOLT | NE30946 | Exempt 1999 LB-66 |  | YC50153 | 1979 | BRADFORD-WHITE | ELWH - Electric Water Heater | HWSD - Hot Water Dom/Potable | 3/31/2000
SUPER 8 MOTEL | 20 E St | Oneill | NE | 68763-2138 | HOLT | NE30947 | Exempt 1999 LB-66 |  | MD93-0267587R27 | 1993 | AO SMITH | ELWH - Electric Water Heater | HWSD - Hot Water Dom/Potable | 3/31/2000
Burlington Northern Santa Fe | 20 W Railway St | Scottsbluff | NE | 69361-3169 | Scotts Bluff | NE27532 | Active | 27532 | 1819 110249717 | 2018 | Lochinvar | FTSS - Firetube Stainless Steel | HWHT - Hot Water Heat | 10/31/2026
Burlington Northern Santa Fe | 20 W Railway St | Scottsbluff | NE | 69361-3169 | Scotts Bluff | NE35183 | Scrapped/Junked | NA | 2 | 1985 | Weil-Mcclain | CI - Cast Iron | HWHT - Hot Water Heat | 3/31/2017
UNL Harold & Marian Anderson/Journalism | 200 Centennial Mall N | Lincoln | NE | 68508-1618 | Lancaster | NE09729 | Active | 11743 | 01E-9645 | 2001 | ALES | FTVT - Firetube Vertical TB | GLYC - Glycol Bldg Heat Sys | 5/31/2026
UNL Harold & Marian Anderson/Journalism | 200 Centennial Mall N | Lincoln | NE | 68508-1618 | Lancaster | NE14782 | Scrapped/Junked | 35743 | R4147 | 1981 | Kewanee | FTFB - Firetube-Firebox Boiler | GLYC - Glycol Bldg Heat Sys | 5/31/2022
UNL Harold & Marian Anderson/Journalism | 200 Centennial Mall N | Lincoln | NE | 68508-1618 | Lancaster | NE14783 | Scrapped/Junked | 5736 | 36585 | 1958 | KEWANEE | FT - Firetube Boiler | HWHT - Hot Water Heat | 9/30/2001
UNL Harold & Marian Anderson/Journalism | 200 Centennial Mall N | Lincoln | NE | 68508-1618 | Lancaster | NE42824 | Active | 376373 | 22.PGT550.432.01253 | 2022 | Lochinvar | FTVT - Firetube Vertical TB | HWHT - Hot Water Heat | 5/31/2026
UNL Harold & Marian Anderson/Journalism | 200 Centennial Mall N | Lincoln | NE | 68508-1618 | Lancaster | NE42825 | Active | 376374 | 22.PGT550.432.01254 | 2022 | Lochinvar | FTVT - Firetube Vertical TB | HWHT - Hot Water Heat | 5/31/2026
Wayne State College | 200 E 14th St | Wayne | NE | 68787-1158 | Wayne | NE03565 | Active | 22178 | 43929 | 1970 | Cleaver Brooks | FTSM - FTS Marine Dry Back | BSUP - Bldg Heat & Process | 10/31/2026
Wayne State College | 200 E 14th St | Wayne | NE | 68787-1158 | Wayne | NE03566 | Active | 22177 | 43927 | 1970 | Cleaver Brooks | FTSM - FTS Marine Dry Back | BSUP - Bldg Heat & Process | 4/30/2026
Wayne State College | 200 E 14th St | Wayne | NE | 68787-1158 | Wayne | NE10627 | Active | 15094 | 15094 | 2002 | Superior Boiler Works | FTSM - FTS Marine Dry Back | STHT - Steam-Heat | 3/31/2026
Wayne State College | 200 E 14th St | Wayne | NE | 68787-1158 | Wayne | NE17589 | Active | 127690 | 127690 | 2009 | A O Smith | HEXC - Heat Exchanger | HWSD - Hot Water Dom/Potable | 8/31/2026
Wayne State College | 200 E 14th St | Wayne | NE | 68787-1158 | Wayne | NE17590 | Active | 127689 | 127689 | 2009 | A O Smith | HEXC - Heat Exchanger | HWSD - Hot Water Dom/Potable | 8/31/2026
Wayne State College | 200 E 14th St | Wayne | NE | 68787-1158 | Wayne | NE42894 | Active | 375766 | 22.WHTX.188.01029 | 2022 | PVI Industries | CHWH - ASME/Fired Water Heater | HWSD - Hot Water Dom/Potable | 8/31/2026
Wayne State College | 200 E 14th St | Wayne | NE | 68787-1158 | Wayne | NE42895 | Active | 444226 | 23.WHTX.188.00550 | 2023 | PVI Industries | CHWH - ASME/Fired Water Heater | HWSD - Hot Water Dom/Potable | 8/31/2026
Wayne State College | 200 E 14th St | Wayne | NE | 68787-1158 | Wayne | NE42896 | Active | 319788 | 22.WHTX.188.00255 | 2022 | PVI Industries | CHWH - ASME/Fired Water Heater | HWSD - Hot Water Dom/Potable | 8/31/2026
Oshkosh City Pool | 200 E 1st St | Oshkosh | NE | 69154-5052 | Garden | NE40603 | Scrapped/Junked | 11498 | 7890630 | 1978 | TELE | CPFT - Horiz Cpr Fin Boiler | OPHT - Outdoor Pool Heater | 6/30/2012
Oshkosh City Pool | 200 E 1st St | Oshkosh | NE | 69154-5052 | Garden | NE40604 | Out of Service | N/A | 037801588 | 1978 | RHEE | AHWH - ANSI/Fired Water Htr | HWSD - Hot Water Dom/Potable | 6/30/2012
Dakota Pointe Apartments | 200 E 39th St | South Sioux City | NE | 68776-3672 | Dakota | NE02502 | Active | 213181 | C03PE1443 | 2003 | Laars | CPFT - Horiz Cpr Fin Boiler | OPHT - Outdoor Pool Heater | 10/31/2026
Dakota Pointe Apartments | 200 E 39th St | South Sioux City | NE | 68776-3672 | Dakota | NE02503 | Active | 64956 | 64956 | 2004 | Parker Ind | WT - Water Tube Boiler | HWSD - Hot Water Dom/Potable | 10/31/2026
Dakota Pointe Apartments | 200 E 39th St | South Sioux City | NE | 68776-3672 | Dakota | NE06918 | Scrapped/Junked | 59678 | 57019 | 2006 | Parker Ind | WT - Water Tube Boiler | HWSD - Hot Water Dom/Potable | 10/31/2026
Dakota Pointe Apartments | 200 E 39th St | South Sioux City | NE | 68776-3672 | Dakota | NE10417 | Scrapped/Junked | 53264 | AN724077 | 2001 | PARKER BOILER CO | WT - Water Tube Boiler | HWSD - Hot Water Dom/Potable | 10/31/2008
Dakota Pointe Apartments | 200 E 39th St | South Sioux City | NE | 68776-3672 | Dakota | NE12696 | Active | 65006 | 57456 | 2006 | Parker Ind | WT - Water Tube Boiler | HWSD - Hot Water Dom/Potable | 10/31/2026
Dakota Pointe Apartments | 200 E 39th St | South Sioux City | NE | 68776-3672 | Dakota | NE23465 | Active | n/a | 624699 | 1994 | Galaxy | CI - Cast Iron | HWHT - Hot Water Heat | 10/31/2026
Dakota Pointe Apartments | 200 E 39th St | South Sioux City | NE | 68776-3672 | Dakota | NE23466 | Active | n/a | 624695 | 1994 | Galaxy | CI - Cast Iron | HWHT - Hot Water Heat | 10/31/2026
Dakota Pointe Apartments | 200 E 39th St | South Sioux City | NE | 68776-3672 | Dakota | NE23467 | Active | n/a | 612278 | 1994 | Galaxy | CI - Cast Iron | HWHT - Hot Water Heat | 10/31/2026
Dakota Pointe Apartments | 200 E 39th St | South Sioux City | NE | 68776-3672 | Dakota | NE23468 | Active | n/a | 605720 | 1994 | Galaxy | CI - Cast Iron | HWHT - Hot Water Heat | 10/31/2026
Dakota Pointe Apartments | 200 E 39th St | South Sioux City | NE | 68776-3672 | Dakota | NE23469 | Active | n/a | 605727 | 1994 | Galaxy | CI - Cast Iron | HWHT - Hot Water Heat | 10/31/2026
Dakota Pointe Apartments | 200 E 39th St | South Sioux City | NE | 68776-3672 | Dakota | NE23470 | Active | n/a | 605719 | 1994 | Galaxy | CI - Cast Iron | HWHT - Hot Water Heat | 10/31/2026
Dakota Pointe Apartments | 200 E 39th St | South Sioux City | NE | 68776-3672 | Dakota | NE23471 | Active | n/a | 601702 | 1994 | Galaxy | CI - Cast Iron | HWHT - Hot Water Heat | 10/31/2026
Dakota Pointe Apartments | 200 E 39th St | South Sioux City | NE | 68776-3672 | Dakota | NE23472 | Active | n/a | 601697 | 1994 | Galaxy | CI - Cast Iron | HWHT - Hot Water Heat | 10/31/2026
Dakota Pointe Apartments | 200 E 39th St | South Sioux City | NE | 68776-3672 | Dakota | NE23473 | Active | n/a | 601699 | 1994 | Galaxy | CI - Cast Iron | HWHT - Hot Water Heat | 10/31/2026
Dakota Pointe Apartments | 200 E 39th St | South Sioux City | NE | 68776-3672 | Dakota | NE23474 | Scrapped/Junked |  | F94PK0373 | 1994 | TELEDYNE LAARS | CPFT - Horiz Cpr Fin Boiler | OPHT - Outdoor Pool Heater | 2/28/2004
Siouxland Concrete Company | 200 E 48th St | South Sioux City | NE | 68776-3649 | Dakota | NE02170 | Scrapped/Junked | 71948 |  | 1988 | RayPak Inc, California | WT - Water Tube Boiler | HWSP - Hot Water Non Potable Supply | 10/31/2002
Siouxland Concrete Company | 200 E 48th St | South Sioux City | NE | 68776-3649 | Dakota | NE10332 | Scrapped/Junked | 2016 |  | 2001 | Sioux Stm.Clean | WT - Water Tube Boiler | HWDP - Hotwater Heat & Dom Supply | 3/31/2007
Siouxland Concrete Company | 200 E 48th St | South Sioux City | NE | 68776-3649 | Dakota | NE10333 | Scrapped/Junked | 2017 |  | 2001 | Sioux Stm.Clean | WT - Water Tube Boiler | HWDP - Hotwater Heat & Dom Supply | 3/31/2007
Siouxland Concrete Company | 200 E 48th St | South Sioux City | NE | 68776-3649 | Dakota | NE23063 | Scrapped/Junked | NA | 64048989 | 1998 | Burnham America | CI - Cast Iron | STHT - Steam-Heat | 3/31/2017
Riverview Surgical Center | 200 E 4th St | South Sioux City | NE | 68776-1706 | Dakota | NE27992 | Active | 81649 | G-18-1570 | 2018 | Aerco | FTVT - Firetube Vertical TB | HWHT - Hot Water Heat | 4/30/2026
Riverview Surgical Center | 200 E 4th St | South Sioux City | NE | 68776-1706 | Dakota | NE27993 | Active | 77854 | G-17-0887 | 2017 | Aerco | FTVT - Firetube Vertical TB | HWHT - Hot Water Heat | 4/30/2026
Riverview Surgical Center | 200 E 4th St | South Sioux City | NE | 68776-1706 | Dakota | NE28185 | Active | 21801 | 0419214 | 2019 | Steris Corp | ELBL - Electric Boiler | STER - Sterilizer | 4/30/2026
Riverview Surgical Center | 200 E 4th St | South Sioux City | NE | 68776-1706 | Dakota | NE28186 | Active | 21578 | 0319237 | 2019 | Steris Corp | ELBL - Electric Boiler | STER - Sterilizer | 4/30/2026
Riverview Surgical Center | 200 E 4th St | South Sioux City | NE | 68776-1706 | Dakota | NE28187 | Active | 10333 | 50333 | 2019 | Steris Corp | ELBL - Electric Boiler | STER - Sterilizer | 4/30/2026
St Columbkille School | 200 E 6th St | Papillion | NE | 68046-2250 | Sarpy | NE15277 | Inactive |  |  | 1980 | WEIL MCLAIN |  | STHT - Steam-Heat | 3/31/2001
St Columbkille School | 200 E 6th St | Papillion | NE | 68046-2250 | Sarpy | NE23806 | Active | 9328 | 97-E6545 | 1997 | Les Inc/Aldrich Co | FTVT - Firetube Vertical TB | HWHT - Hot Water Heat | 3/31/2026
St Columbkille School | 200 E 6th St | Papillion | NE | 68046-2250 | Sarpy | NE23807 | Active | 9327 | 97-E6544 | 1997 | Les Inc/Aldrich Co | FTVT - Firetube Vertical TB | HWHT - Hot Water Heat | 3/31/2026
St Columbkille School | 200 E 6th St | Papillion | NE | 68046-2250 | Sarpy | NE23808 | Active | 9329 | 97-E6546 | 1997 | Les Inc/Aldrich Co | FTVT - Firetube Vertical TB | HWHT - Hot Water Heat | 3/31/2026
St Columbkille School | 200 E 6th St | Papillion | NE | 68046-2250 | Sarpy | NE32106 | Inactive |  | EG-55 | 1956 | US RADIATOR |  | STHT - Steam-Heat | 3/31/1998
St Columbkille School | 200 E 6th St | Papillion | NE | 68046-2250 | Sarpy | NE37512 | Scrapped/Junked | n/a | 58F3 | 1960 | American Standard | CI - Cast Iron | HWHT - Hot Water Heat | 3/31/2019
Seward Elementary School | 200 E Pinewood Ave | Seward | NE | 68434-1174 | Seward | NE01626 | Scrapped/Junked | 112122 | 0104112122 | 2004 | Pvi | CHWH - ASME/Fired Water Heater | HWSD - Hot Water Dom/Potable | 2/28/2025
Seward Elementary School | 200 E Pinewood Ave | Seward | NE | 68434-1174 | Seward | NE16380 | Inactive | 86427 | 0790114427 | 1990 | Raypak | CPFT - Horiz Cpr Fin Boiler | HWHT - Hot Water Heat | 2/28/2014
Seward Elementary School | 200 E Pinewood Ave | Seward | NE | 68434-1174 | Seward | NE16381 | Scrapped/Junked | 89054 | 1090117054 | 1990 | Raypak | CPFT - Horiz Cpr Fin Boiler | HWHT - Hot Water Heat | 2/28/2015
Seward Elementary School | 200 E Pinewood Ave | Seward | NE | 68434-1174 | Seward | NE16382 | Scrapped/Junked | 71323 | 109071323 | 1990 | PVI INDUSTRIES | CHWH - ASME/Fired Water Heater | HWSD - Hot Water Dom/Potable | 8/31/2004
Seward Elementary School | 200 E Pinewood Ave | Seward | NE | 68434-1174 | Seward | NE24654 | Active | 66173 | G-13-1935 | 2013 | Aerco | FTFB - Firetube-Firebox Boiler | HWHT - Hot Water Heat | 2/28/2026
Seward Elementary School | 200 E Pinewood Ave | Seward | NE | 68434-1174 | Seward | NE24655 | Active | 66172 | G-13-1934 | 2013 | Aerco | FTFB - Firetube-Firebox Boiler | HWHT - Hot Water Heat | 2/28/2026
Seward Elementary School | 200 E Pinewood Ave | Seward | NE | 68434-1174 | Seward | NE40791 | Active | 158090 | 9903158090 | 1999 | Raypak | CPFT - Horiz Cpr Fin Boiler | HWHT - Hot Water Heat | 2/28/2026
Seward Elementary School | 200 E Pinewood Ave | Seward | NE | 68434-1174 | Seward | NE43329 | Active | 422031 | 23.WHTX.188.00282 | 2023 | PVI INDUSTRIES | CHWH - ASME/Fired Water Heater | HWSD - Hot Water Dom/Potable | 2/28/2026
Vacant Building | 200 Grant | Hyannis | NE | 69350 | Grant | NE31649 | Inactive | N/A | 2B-JS | 1962 | American Radiator | CI - Cast Iron | STHT - Steam-Heat | 1/31/2019
HYANNIS GRADE SCHOOL | 200 GRANT | HYANNIS | NE | 69350 | GRANT | NE31650 | Inactive |  | 3BTJ4 | 1962 | AMERICAN RADIATOR |  | STHT - Steam-Heat | 1/31/2008
Johnson Learning Center | 200 Johnson Rd | Fremont | NE | 68025-6469 | Dodge | NE21500 | Active | 59088 | G-11-1399 | 2011 | Aerco | FTVT - Firetube Vertical TB | HWHT - Hot Water Heat | 2/28/2026
Johnson Learning Center | 200 Johnson Rd | Fremont | NE | 68025-6469 | Dodge | NE22551 | Active | 186561 | D-11-10-00413 | 2011 | Lochinvar | WTSS - Watertube SS Steel | HWSD - Hot Water Dom/Potable | 2/28/2026
Johnson Learning Center | 200 Johnson Rd | Fremont | NE | 68025-6469 | Dodge | NE22552 | Active | 191279 | D1-11-15-00358 | 2011 | Lochinvar | WTSS - Watertube SS Steel | HWSD - Hot Water Dom/Potable | 2/28/2026
Johnson Learning Center | 200 Johnson Rd | Fremont | NE | 68025-6469 | Dodge | NE22553 | Active | 188428 | D11-11-12-00608 | 2011 | Lochinvar | WTSS - Watertube SS Steel | HWSD - Hot Water Dom/Potable | 2/28/2026
Gold Crest Retirement | 200 Levi Ln | Adams | NE | 68301-8830 | Gage | NE09566 | Scrapped/Junked | 75431 | LB032226389110/75431 | 2003 | AOSM | CHWH - ASME/Fired Water Heater | HWSD - Hot Water Dom/Potable | 11/30/2008
Gold Crest Retirement | 200 Levi Ln | Adams | NE | 68301-8830 | Gage | NE12657 | Scrapped/Junked | 129026 | 129026 | 2008 | AO SMITH | CHWH - ASME/Fired Water Heater | HWSD - Hot Water Dom/Potable | 3/31/2017
Gold Crest Retirement | 200 Levi Ln | Adams | NE | 68301-8830 | Gage | NE17213 | Out of Service | 17407 | 57684 | 1983 | Dewey | ELBL - Electric Boiler | HWHT - Hot Water Heat | 3/31/2022
Gold Crest Retirement | 200 Levi Ln | Adams | NE | 68301-8830 | Gage | NE17214 | Scrapped/Junked | 17452 | 57739 | 1983 | Bryan | WT - Water Tube Boiler | HWHT - Hot Water Heat | 3/31/2025
Gold Crest Retirement | 200 Levi Ln | Adams | NE | 68301-8830 | Gage | NE30779 | Scrapped/Junked | 28110 | LA950403284920 | 1995 | AO SMITH | CHWH - ASME/Fired Water Heater | HWSD - Hot Water Dom/Potable | 11/30/2003
Gold Crest Retirement | 200 Levi Ln | Adams | NE | 68301-8830 | Gage | NE43362 | Active | 465916 | 24.PGT550.470.00006 | 2024 | NTI Trinity | FTNT - FT Vertical Tubeless | HWHT - Hot Water Heat | 5/31/2026
Gold Crest Retirement | 200 Levi Ln | Adams | NE | 68301-8830 | Gage | NE43363 | Active | 459075 | 24.PGT550.470.00003 | 2024 | NTI Trinity | FTNT - FT Vertical Tubeless | HWHT - Hot Water Heat | 5/31/2026
Perkins County Courthouse | 200 Lincoln Ave | Grant | NE | 69140-3130 | Perkins | NE09474 | Scrapped/Junked | na | 83164 | 1941 | Kewanee | FTFB - Firetube-Firebox Boiler | STHT - Steam-Heat | 12/31/2023
Perkins County Courthouse | 200 Lincoln Ave | Grant | NE | 69140-3130 | Perkins | NE43858 | Active | 10116 | AABC-3812 | 2023 | Allied | CPFT - Horiz Cpr Fin Boiler | HWHT - Hot Water Heat | 12/31/2025
Perkins County Courthouse | 200 Lincoln Ave | Grant | NE | 69140-3130 | Perkins | NE43859 | Active | 10468 | AFBD-4061 | 2024 | Allied | CPFT - Horiz Cpr Fin Boiler | HWHT - Hot Water Heat | 12/31/2025
WAYNE GRAIN & FEED | 200 Logan St | Wayne | NE | 68787-2018 | WAYNE | NE03538 | Inactive | 2103 |  | 1967 | SUPERIOR BOILERWORKS | FT - Firetube Boiler | PROC - Process Steam | 7/31/1989
Misty's Steakhouse | 200 N 11th St | Lincoln | NE | 68508-1451 | Lancaster | NE23320 | Exempt 1999 LB-66 |  | 755561 | 1998 | AO SMITH | AHWH - ANSI/Fired Water Htr | HWSD - Hot Water Dom/Potable | 6/30/2000
Misty's Steakhouse | 200 N 11th St | Lincoln | NE | 68508-1451 | Lancaster | NE30447 | Out of Service | n/a | 61-56181-0890 | 1990 | Peerless | CI - Cast Iron | PROC - Process Steam | 1/31/2018
Lincoln Commercial Club | 200 N 11th St | Lincoln | NE | 68508-1451 | Lancaster | NE28319 | Active | 307206 | 18.PGT400.113.0187 | 2018 | Lochinvar | FTVT - Firetube Vertical TB | HWHT - Hot Water Heat | 9/30/2026
Lincoln Commercial Club | 200 N 11th St | Lincoln | NE | 68508-1451 | Lancaster | NE28320 | Active | 311513 | 18.PGT400.113.0279 | 2018 | Lochinvar | FTVT - Firetube Vertical TB | HWHT - Hot Water Heat | 9/30/2026
Riverview Terrace Apts | 200 N 3rd St | Nebraska City | NE | 68410-2525 | Otoe | NE19535 | Active | 56814 | G-10-1676 | 2010 | Aerco | FTVT - Firetube Vertical TB | HWHT - Hot Water Heat | 6/30/2026
Riverview Terrace Apts | 200 N 3rd St | Nebraska City | NE | 68410-2525 | Otoe | NE19536 | Active | 57778 | G-11-0155 | 2011 | Aerco | FTVT - Firetube Vertical TB | HWHT - Hot Water Heat | 6/30/2026
Riverview Terrace Apts | 200 N 3rd St | Nebraska City | NE | 68410-2525 | Otoe | NE30565 | Scrapped/Junked | 8055 | 94E-4404 | 1994 | ALDR | FTVT - Firetube Vertical TB | HWHT - Hot Water Heat | 6/30/2010
Riverview Terrace Apts | 200 N 3rd St | Nebraska City | NE | 68410-2525 | Otoe | NE30566 | Scrapped/Junked | 8053 | 94E-4402 | 1994 | ALDR | FTVT - Firetube Vertical TB | HWHT - Hot Water Heat | 6/30/2010
Riverview Terrace Apts | 200 N 3rd St | Nebraska City | NE | 68410-2525 | Otoe | NE30567 | Scrapped/Junked | 8054 | 94E-4403 | 1994 | ALDR | FTVT - Firetube Vertical TB | HWHT - Hot Water Heat | 6/30/2011
Riverview Terrace Apts | 200 N 3rd St | Nebraska City | NE | 68410-2525 | Otoe | NE30568 | Scrapped/Junked | 21029 | 971235 | 1994 | WEBJ | COBL - Coil Type Boiler | HWSD - Hot Water Dom/Potable | 6/30/2011
Riverview Terrace Apts | 200 N 3rd St | Nebraska City | NE | 68410-2525 | Otoe | NE30569 | Scrapped/Junked | 21026 | 971232 | 1994 | WEBJ | COBL - Coil Type Boiler | HWSD - Hot Water Dom/Potable | 6/30/2011
LONE STAR RESTAURANT | 200 N 70th St | Lincoln | NE | 68505-2417 | LANCASTER | NE40404 | Scrapped/Junked |  | ML92-0256559890 | 1992 | AO SMITH | AHWH - ANSI/Fired Water Htr | HWSD - Hot Water Dom/Potable | 4/30/2000
LONE STAR RESTAURANT | 200 N 70th St | Lincoln | NE | 68505-2417 | LANCASTER | NE40405 | Scrapped/Junked |  | MG92-0372787890 | 1992 | AO SMITH | AHWH - ANSI/Fired Water Htr | HWSD - Hot Water Dom/Potable | 4/30/2000
Sandy Creek Elementary @ Clay Center | 200 N Center St | Clay Center | NE | 68933-1115 | Clay | NE32408 | Scrapped/Junked | 1222 | BT-406 | 1967 | Sellers Engineering | FT - Firetube Boiler | HWSD - Hot Water Dom/Potable | 7/31/2001
Sandy Creek Elementary @ Clay Center | 200 N Center St | Clay Center | NE | 68933-1115 | Clay | NE32851 | Inactive | 35164 | R-3566 | 1980 | Kewanee | FTFB - Firetube-Firebox Boiler | STHT - Steam-Heat | 4/30/2020
Sandy Creek Elementary @ Clay Center | 200 N Center St | Clay Center | NE | 68933-1115 | Clay | NE32852 | Inactive | 35158 | R-3567 | 1980 | Kewanee | FTFB - Firetube-Firebox Boiler | STHT - Steam-Heat | 4/30/2020
Sandy Creek Elementary @ Clay Center | 200 N Center St | Clay Center | NE | 68933-1115 | Clay | NE33366 | Inactive | 3635 | 8635 | 1929 | HEGGIE | FTFB - Firetube-Firebox Boiler | HWSD - Hot Water Dom/Potable | 7/31/2006
Pierce Historical Society | 200 N Mill St/Gilman Park | Pierce | NE | 68767-1534 | Pierce | NE00982 | Active | N/A | 33852 | 1916 | Case | FT - Firetube Boiler | 0024 - Antique Steam Tractor | 5/31/2027
Banner County Museum | 200 N Pennsylvannia Ave | Harrisburg | NE |  | Banner | NE01392 | Active | 27 | 0 | 1922 | J. I. Case | HOBB - Hobby/Antique Boiler | 0024 - Antique Steam Tractor | 4/30/2026
BANNER COUNTY MUSEUM | 200 N PENNSYLVANNIA AVE | HARRISBURG | NE | 69345 | BANNER | NE30099 | Inactive |  | 155 | 1926 | LOOKOUT | HOBB - Hobby/Antique Boiler | 0024 - Antique Steam Tractor | 9/30/1990
UNL OFFICE BUILDING | 200 NW 15th St | Lincoln | NE | 68528-1616 | LANCASTER | NE25063 | Exempt | 164626 | 162795 | 1980 | TRANE | SHTB - Shell/Tube Htexchngr | 0043 - Hydroflourocarbon Refrig | 10/31/2005
Hampton Inn | 200 Platte Oasis Pkwy | North Platte | NE | 69101-7665 | Lincoln | NE07504 | Scrapped/Junked | n/a | URNG0205 | 2004 | Ruud-Rheem | FTVT - Firetube Vertical TB | HWSD - Hot Water Dom/Potable | 1/31/2020
Hampton Inn | 200 Platte Oasis Pkwy | North Platte | NE | 69101-7665 | Lincoln | NE13440 | Scrapped/Junked | 278795 | 0802278795 | 2008 | Raypak | CPFT - Horiz Cpr Fin Boiler | IPHT - Indoor Pool Heater | 1/31/2026
Hampton Inn | 200 Platte Oasis Pkwy | North Platte | NE | 69101-7665 | Lincoln | NE26862 | Scrapped/Junked | 413551 | 152413551 | 2015 | Raypak | CPFT - Horiz Cpr Fin Boiler | IPHT - Indoor Pool Heater | 1/31/2023
Hampton Inn | 200 Platte Oasis Pkwy | North Platte | NE | 69101-7665 | Lincoln | NE28221 | Active | 489326 | 1905489326 | 2019 | Raypak | CPFT - Horiz Cpr Fin Boiler | HWHT - Hot Water Heat | 9/30/2025
Hampton Inn | 200 Platte Oasis Pkwy | North Platte | NE | 69101-7665 | Lincoln | NE40031 | Exempt 1999 LB-66 |  | RUN1193G01018 | 1993 | RUUD | AHWH - ANSI/Fired Water Htr | HWSD - Hot Water Dom/Potable | 2/29/2000
Hampton Inn | 200 Platte Oasis Pkwy | North Platte | NE | 69101-7665 | Lincoln | NE40032 | Exempt 1999 LB-66 |  | RUN1193G01014 | 1993 | RUUD | AHWH - ANSI/Fired Water Htr | HWSD - Hot Water Dom/Potable | 2/29/2000
Hampton Inn | 200 Platte Oasis Pkwy | North Platte | NE | 69101-7665 | Lincoln | NE40033 | Exempt 1999 LB-66 |  | RUN1193G01017 | 1993 | RUUD | AHWH - ANSI/Fired Water Htr | HWSD - Hot Water Dom/Potable | 2/29/2000
Hampton Inn | 200 Platte Oasis Pkwy | North Platte | NE | 69101-7665 | Lincoln | NE40034 | Exempt 1999 LB-66 |  | RUN1193G01019 | 1993 | RUUD | AHWH - ANSI/Fired Water Htr | HWSD - Hot Water Dom/Potable | 2/29/2000
Hampton Inn | 200 Platte Oasis Pkwy | North Platte | NE | 69101-7665 | Lincoln | NE40035 | Scrapped/Junked | 63884 | 2863156 | 1993 | RUUD | CHWH - ASME/Fired Water Heater | HWSD - Hot Water Dom/Potable | 2/28/2006
Charles Schwab | 200 S 108th Ave | Omaha | NE | 68154-2631 | Douglas | NE23727 | Active | 59622 | G-11-1854 | 2011 | Aerco | COND - Condenser | HWHT - Hot Water Heat | 3/31/2026
Charles Schwab | 200 S 108th Ave | Omaha | NE | 68154-2631 | Douglas | NE23728 | Active | 59626 | G-11-1856 | 2011 | Aerco | COND - Condenser | HWHT - Hot Water Heat | 3/31/2026
Charles Schwab | 200 S 108th Ave | Omaha | NE | 68154-2631 | Douglas | NE23729 | Active | 59624 | G-11-1855 | 2011 | Aerco | COND - Condenser | HWHT - Hot Water Heat | 3/31/2026
Charles Schwab | 200 S 108th Ave | Omaha | NE | 68154-2631 | Douglas | NE23730 | Active | 59630 | G-11-1858 | 2011 | Aerco | COND - Condenser | HWHT - Hot Water Heat | 3/31/2026
Charles Schwab | 200 S 108th Ave | Omaha | NE | 68154-2631 | Douglas | NE23731 | Active | 59628 | G-11-1857 | 2011 | Aerco | COND - Condenser | HWHT - Hot Water Heat | 3/31/2026
Charles Schwab | 200 S 108th Ave | Omaha | NE | 68154-2631 | Douglas | NE23732 | Active | 59632 | G-11-1859 | 2011 | Aerco | COND - Condenser | HWHT - Hot Water Heat | 3/31/2026
Charles Schwab | 200 S 108th Ave | Omaha | NE | 68154-2631 | Douglas | NE23734 | Active | 204552 | D.1.11.36.00043 | 2011 | Giannoni France | COND - Condenser | HWSP - Hot Water Non Potable Supply | 3/31/2026
Charles Schwab | 200 S 108th Ave | Omaha | NE | 68154-2631 | Douglas | NE23735 | Active | 200711 | D1.11.29.00081 | 2011 | Giannoni France | COND - Condenser | HWSP - Hot Water Non Potable Supply | 3/31/2026
BEST STYLES FORMAL WEAR | 200 S 19th St | Lincoln | NE | 68510 | LANCASTER | NE04734 | Inactive | 40142 |  | 1988 | PM LATTNER MFR COMPANY | ELBL - Electric Boiler | PROC - Process Steam | 4/30/2000
Smithfield Lincoln Plant | 200 S 2nd St | Lincoln | NE | 68508-2407 | Lancaster | NE10615 | Active | 974 | 11249 - 2 | 1944 | Keeler | WT - Water Tube Boiler | PROC - Process Steam | 5/31/2026
Smithfield Lincoln Plant | 200 S 2nd St | Lincoln | NE | 68508-2407 | Lancaster | NE10616 | Scrapped/Junked | 973 |  | 1944 | E KEELER COMPANY | WT - Water Tube Boiler | PROC - Process Steam | 5/31/2001
Smithfield Lincoln Plant | 200 S 2nd St | Lincoln | NE | 68508-2407 | Lancaster | NE10737 | Out of Service | 3473 | 13796 | 1961 | Keeller | WT - Water Tube Boiler | PROC - Process Steam | 5/31/2014
Smithfield Lincoln Plant | 200 S 2nd St | Lincoln | NE | 68508-2407 | Lancaster | NE12058 | Active | 12289 | 010361 | 2001 | Fes Inc | UFPV - Unfired Pressure Vessel | 0035 - Ammonia Separator | 7/31/2026
Smithfield Lincoln Plant | 200 S 2nd St | Lincoln | NE | 68508-2407 | Lancaster | NE12059 | Active | 13934 | 040418 | 2004 | Fes Inc | UFPV - Unfired Pressure Vessel | 0035 - Ammonia Separator | 7/31/2026
Smithfield Lincoln Plant | 200 S 2nd St | Lincoln | NE | 68508-2407 | Lancaster | NE24059 | Active | 18218 | 130166 | 2013 | G E A | HTNK - Horizontal UFPV | 0035 - Ammonia Separator | 7/31/2026
Smithfield Lincoln Plant | 200 S 2nd St | Lincoln | NE | 68508-2407 | Lancaster | NE24060 | Active | 18219 | 130167 | 2013 | G E A | HTNK - Horizontal UFPV | 0035 - Ammonia Separator | 7/31/2026
Smithfield Lincoln Plant | 200 S 2nd St | Lincoln | NE | 68508-2407 | Lancaster | NE24061 | Out of Service | 371 | 1441 | 1988 | Gulf Coast Alloy | UTNK - Unfired Vertical Tank | 0035 - Ammonia Separator | 7/31/2022
Smithfield Lincoln Plant | 200 S 2nd St | Lincoln | NE | 68508-2407 | Lancaster | NE25286 | Active | 17810 | 17810 | 2014 | Superior Boiler Works | FTWB - FTS Marine Wet Back | PROC - Process Steam | 4/30/2026
Smithfield Lincoln Plant | 200 S 2nd St | Lincoln | NE | 68508-2407 | Lancaster | NE27905 | Active | 153446 | 11541L7433161 | 2017 | JOHNSON CONTROLS | HTNK - Horizontal UFPV | 0035 - Ammonia Separator | 7/31/2026
Genesis Health Clubs | 200 S 31st Ave | Omaha | NE | 68131-1404 | Douglas | NE14869 | Scrapped/Junked | 127487 | 0709127487 | 2009 | PVI Industries | CHWH - ASME/Fired Water Heater | HWDP - Hotwater Heat & Dom Supply | 12/31/2019
Genesis Health Clubs | 200 S 31st Ave | Omaha | NE | 68131-1404 | Douglas | NE14870 | Scrapped/Junked | 127488 | 0709127488 | 2009 | PVI Industries | CHWH - ASME/Fired Water Heater | HWDP - Hotwater Heat & Dom Supply | 12/31/2019
Genesis Health Clubs | 200 S 31st Ave | Omaha | NE | 68131-1404 | Douglas | NE16027 | Active | 73067 | AX-4764-V09 | 2009 | SUSSMAN | ELBL - Electric Boiler | STMG - Steam Generator | 12/31/2025
Genesis Health Clubs | 200 S 31st Ave | Omaha | NE | 68131-1404 | Douglas | NE16028 | Active | 73161 | AX-4765-V09 | 2009 | SUSSMAN | ELBL - Electric Boiler | STMG - Steam Generator | 12/31/2025
Genesis Health Clubs | 200 S 31st Ave | Omaha | NE | 68131-1404 | Douglas | NE16029 | Active | 103386 | G09H10103386 | 2009 | GIANNONI | CPFT - Horiz Cpr Fin Boiler | HWHT - Hot Water Heat | 12/31/2025
Genesis Health Clubs | 200 S 31st Ave | Omaha | NE | 68131-1404 | Douglas | NE16030 | Active | 103367 | G09H10103367 | 2009 | GIANNONI | CPFT - Horiz Cpr Fin Boiler | HWHT - Hot Water Heat | 12/31/2025
Annabell Gardens | 200 S 68th Place | Lincoln | NE | 68510 | Lancaster | NE06981 | Scrapped/Junked | 247667 | 0602247667 | 2006 | Raypak | CPFH - Copper Fin Water Heater | OPHT - Outdoor Pool Heater | 7/31/2014
Annabell Gardens | 200 S 68th Place | Lincoln | NE | 68510 | Lancaster | NE08182 | Exempt | 263318 | 0703263318 | 2006 | RAYP | CPFH - Copper Fin Water Heater | SPAJ - Spa/Jacuzzi Heater | 7/31/2011
Annabell Gardens | 200 S 68th Place | Lincoln | NE | 68510 | Lancaster | NE25161 | Scrapped/Junked | 374185 | 1403374185 | 2014 | Raypak | CPFH - Copper Fin Water Heater | OPHT - Outdoor Pool Heater | 7/31/2018
Annabell Gardens | 200 S 68th Place | Lincoln | NE | 68510 | Lancaster | NE27288 | Scrapped/Junked | 450941 | 1709450941 | 2017 | Raypak | CPPH - Ansi Cpr Fin Pool Heater | OPHT - Outdoor Pool Heater | 11/30/2024
CHASE SUITE HOTEL | 200 S 68TH PLACE | LINCOLN | NE | 68510 | LANCASTER | NE40665 | Scrapped/Junked |  | F95PC0408 | 1995 | TELEDYNE LAARS | CPPH - Ansi Cpr Fin Pool Heater | OPHT - Outdoor Pool Heater | 7/31/2006
CHASE SUITE HOTEL | 200 S 68TH PLACE | LINCOLN | NE | 68510 | LANCASTER | NE40666 | Scrapped/Junked |  | F93PF1599 | 1993 | TELEDYNE LAARS | CPFT - Horiz Cpr Fin Boiler | SPAJ - Spa/Jacuzzi Heater | 7/31/2006
CHASE SUITE HOTEL | 200 S 68TH PLACE | LINCOLN | NE | 68510 | LANCASTER | NE40667 | Exempt 1999 LB-66 |  | RN0196G02562 | 1996 | RUUD | AHWH - ANSI/Fired Water Htr | HWSD - Hot Water Dom/Potable | 7/31/2000
CHASE SUITE HOTEL | 200 S 68TH PLACE | LINCOLN | NE | 68510 | LANCASTER | NE40668 | Exempt 1999 LB-66 |  | RUN0296G00889 | 1996 | RUUD | AHWH - ANSI/Fired Water Htr | HWSD - Hot Water Dom/Potable | 7/31/2000
Code Beer Co | 200 S Antelope Valley Pkwy | Lincoln | NE | 68510-1016 | Lancaster | NE26928 | Active | 267 | 120105A | 2017 | Les Inc/Aldrich Co | FTHT - Firetube Horizontal | PROC - Process Steam | 6/30/2026
Cooperative Producers Inc | 200 S Depot | Juniata | NE | 68901 | Adams | NE01155 | Inactive | 981 | 2841 | 1963 | Superior Boiler Works | FTSM - FTS Marine Dry Back | PROC - Process Steam | 12/31/2020
Cuming County Courthouse | 200 S Lincoln St | West Point | NE | 68788-1874 | Cuming | NE15203 | Scrapped/Junked | N/A | 7L309 | 1969 | NATR | CI - Cast Iron | HWHT - Hot Water Heat | 10/31/2011
Cuming County Courthouse | 200 S Lincoln St | West Point | NE | 68788-1874 | Cuming | NE20947 | Active | 180889 | E11-H10180889 | 2011 | Lochinvar | WTSS - Watertube SS Steel | HWHT - Hot Water Heat | 10/31/2026
Cuming County Courthouse | 200 S Lincoln St | West Point | NE | 68788-1874 | Cuming | NE20948 | Active | 180891 | E11-H10180891 | 2011 | Lochinvar | WTSS - Watertube SS Steel | HWHT - Hot Water Heat | 10/31/2026
COLERIDGE COMMUNITY SCHOOL | 200 S MAIN ST | COLERIDGE | NE | 68727 | CEDAR | NE37731 | Scrapped/Junked | 7802 |  | 1984 | AO SMITH | AHWH - ANSI/Fired Water Htr | HWSD - Hot Water Dom/Potable | 7/31/2003
Hall County | 200 S Pine St | Grand Island | NE | 68801-6002 | Hall | NE30881 | Exempt 1999 LB-66 |  | K96-368683 | 1996 | STATE INDUSTRIES | AHWH - ANSI/Fired Water Htr | HWSD - Hot Water Dom/Potable | 5/31/2000
Hall County | 200 S Pine St | Grand Island | NE | 68801-6002 | Hall | NE35230 | Scrapped/Junked | 31946 | R0355 | 1979 | Kewanee | FTFB - Firetube-Firebox Boiler | HWHT - Hot Water Heat | 4/30/2024
Hall County | 200 S Pine St | Grand Island | NE | 68801-6002 | Hall | NE42569 | Active | 15689 | 21-HE142940321 | 2021 | Riello | WT - Water Tube Boiler | HWHT - Hot Water Heat | 5/31/2026
Hall County | 200 S Pine St | Grand Island | NE | 68801-6002 | Hall | NE42570 | Active | 15704 | 21-HE14309032 | 2021 | Riello | WT - Water Tube Boiler | HWHT - Hot Water Heat | 5/31/2026
Craft State Office Bldg | 200 S Silber Ave | North Platte | NE | 69101-4219 | Lincoln | NE24294 | Scrapped/Junked | 33499 | R-1846 | 1980 | Kewanee | FTFB - Firetube-Firebox Boiler | STHT - Steam-Heat | 11/30/2013
Craft State Office Bldg | 200 S Silber Ave | North Platte | NE | 69101-4219 | Lincoln | NE24295 | Scrapped/Junked | 6726 | N6726 | 1980 | Kewanee | FTFB - Firetube-Firebox Boiler | STHT - Steam-Heat | 11/30/2013
Craft State Office Bldg | 200 S Silber Ave | North Platte | NE | 69101-4219 | Lincoln | NE24528 | Active | 14115 | 58235 | 2013 | Triad Boiler | FTVT - Firetube Vertical TB | HWHT - Hot Water Heat | 10/31/2026
Craft State Office Bldg | 200 S Silber Ave | North Platte | NE | 69101-4219 | Lincoln | NE24529 | Active | 65723 | G13-1539 | 2013 | Aerco | VTTB - Vertical Tube Bundle | HWHT - Hot Water Heat | 10/31/2026
Craft State Office Bldg | 200 S Silber Ave | North Platte | NE | 69101-4219 | Lincoln | NE24530 | Active | 14144 | 58264 | 2013 | Triad Boiler | FTVT - Firetube Vertical TB | HWHT - Hot Water Heat | 10/31/2026
Banner County School | 200 School St | Harrisburg | NE | 69345-0005 | Banner | NE00808 | Active | 10907 | 00E-8661 | 2000 | ALES | FTVT - Firetube Vertical TB | HWHT - Hot Water Heat | 11/30/2025
Banner County School | 200 School St | Harrisburg | NE | 69345-0005 | Banner | NE00809 | Active | 10908 | 00E-8662 | 2000 | ALES | FTVT - Firetube Vertical TB | HWHT - Hot Water Heat | 11/30/2025
Banner County School | 200 School St | Harrisburg | NE | 69345-0005 | Banner | NE15144 | Active | n/a | 7108-0688 | 1990 | Peerless | CI - Cast Iron | HWHT - Hot Water Heat | 11/30/2025
Banner County School | 200 School St | Harrisburg | NE | 69345-0005 | Banner | NE40131 | Scrapped/Junked | 60445 | E98577482 | 1998 | STAT | CHWH - ASME/Fired Water Heater | HWSD - Hot Water Dom/Potable | 11/30/2017
BANNER COUNTY SCHOOL | 200 SCHOOL ST | HARRISBURG | NE | 69345 | BANNER | NE15143 | Scrapped/Junked |  | GH8908236 | 1990 | BRADFORD-WHITE | AHWH - ANSI/Fired Water Htr | HWSD - Hot Water Dom/Potable | 11/30/1999
Frazey Bulding | 200 Valley View Dr | Pender | NE | 68047-4443 | Thurston | NE02183 | Scrapped/Junked | na | 2928 | 1971 | IRON | FTFB - Firetube-Firebox Boiler | HWHT - Hot Water Heat | 3/31/2011
Frazey Bulding | 200 Valley View Dr | Pender | NE | 68047-4443 | Thurston | NE07001 | Scrapped/Junked |  | 07976936 | 1997 | RUSCIO BROTHERS | CPFT - Horiz Cpr Fin Boiler | HWSD - Hot Water Dom/Potable | 3/31/2005
Frazey Bulding | 200 Valley View Dr | Pender | NE | 68047-4443 | Thurston | NE17583 | Inactive | 121184 | D1093500046 | 2009 | Lochinvar | WT - Water Tube Boiler | HWSD - Hot Water Dom/Potable | 3/31/2023
Frazey Bulding | 200 Valley View Dr | Pender | NE | 68047-4443 | Thurston | NE18328 | Scrapped/Junked | 33940 | F935-282 | 1993 | Loch | CPFT - Horiz Cpr Fin Boiler | HWSD - Hot Water Dom/Potable | 3/31/2010
Frazey Bulding | 200 Valley View Dr | Pender | NE | 68047-4443 | Thurston | NE19665 | Scrapped/Junked | 8516 | 95E-5408 | 1995 | ALES | FTVT - Firetube Vertical TB | HWHT - Hot Water Heat | 3/31/2011
Frazey Bulding | 200 Valley View Dr | Pender | NE | 68047-4443 | Thurston | NE20579 | Inactive | 160104 | J10H10 160104 | 2010 | Lochinvar | WTSS - Watertube SS Steel | HWHT - Hot Water Heat | 3/31/2023
Frazey Bulding | 200 Valley View Dr | Pender | NE | 68047-4443 | Thurston | NE20580 | Inactive | 167213 | K10H10 167213 | 2010 | Lochinvar | WTSS - Watertube SS Steel | HWHT - Hot Water Heat | 3/31/2023
Building Demolished | 200 W 10th St | Schuyler | NE | 68661-2016 | COLFAX | NE20184 | Exempt 1999 LB-66 |  | 059E00229 | 1993 | RHEEM MANUFACTURING CO | AHWH - ANSI/Fired Water Htr | HWSD - Hot Water Dom/Potable | 7/31/2000
Building Demolished | 200 W 10th St | Schuyler | NE | 68661-2016 | COLFAX | NE20185 | Exempt 1999 LB-66 |  | 088500348 | 1985 | RHEEM MANUFACTURING CO | AHWH - ANSI/Fired Water Htr | HWSD - Hot Water Dom/Potable | 7/31/2000
Building Demolished | 200 W 10th St | Schuyler | NE | 68661-2016 | COLFAX | NE32523 | Scrapped/Junked |  |  | 1950 | AMERICAN STANDARD |  | STHT - Steam-Heat | 10/31/2008
Tilden City Pool | 200 W 2nd St | Tilden | NE | 68781 | Madison | NE24141 | Out of Service | 356257 | 1304256257 | 2013 | Raypak | CPFH - Copper Fin Water Heater | OPHT - Outdoor Pool Heater | 6/30/2017
Tilden City Pool | 200 W 2nd St | Tilden | NE | 68781 | Madison | NE27394 | Active | 449335 | 1708449335 | 2017 | Raypak | WT - Water Tube Boiler | OPHT - Outdoor Pool Heater | 6/30/2026
Garden County High School | 200 W 4th St | Oshkosh | NE | 69154-6114 | Garden | NE17484 | Scrapped/Junked | 45515 | 97347 | 1993 | Kewanee | FTFB - Firetube-Firebox Boiler | HWHT - Hot Water Heat | 6/30/2010
Garden County High School | 200 W 4th St | Oshkosh | NE | 69154-6114 | Garden | NE18464 | Scrapped/Junked | 67172 | 1094G04324 | 1994 | Ruud-Rheem | CHWH - ASME/Fired Water Heater | HWSD - Hot Water Dom/Potable | 12/31/2022
Garden County High School | 200 W 4th St | Oshkosh | NE | 69154-6114 | Garden | NE19060 | Active | 18141 | 10F-6049 | 2010 | Aldrich | FTVT - Firetube Vertical TB | HWHT - Hot Water Heat | 12/31/2026
Garden County High School | 200 W 4th St | Oshkosh | NE | 69154-6114 | Garden | NE19061 | Active | 18138 | 10F-6046 | 2010 | Aldrich | FTVT - Firetube Vertical TB | HWHT - Hot Water Heat | 12/31/2026
Garden County High School | 200 W 4th St | Oshkosh | NE | 69154-6114 | Garden | NE27511 | Active | 235587 | 235587 | 2017 | A O Smith | CHWH - ASME/Fired Water Heater | HWSD - Hot Water Dom/Potable | 12/31/2026
Garden County High School | 200 W 4th St | Oshkosh | NE | 69154-6114 | Garden | NE28418 | Active | 352251 | 2014118788776 | 2020 | Lochinvar | COBL - Coil Type Boiler | HWHT - Hot Water Heat | 12/31/2026
Garden County High School | 200 W 4th St | Oshkosh | NE | 69154-6114 | Garden | NE34233 | Scrapped/Junked | n/a | AJ8208601-820 | 1982 | AOSM | AHWH - ANSI/Fired Water Htr | HWSD - Hot Water Dom/Potable | 12/31/2018
Garden County High School | 200 W 4th St | Oshkosh | NE | 69154-6114 | Garden | NE34235 | Scrapped/Junked | 44086 | 0286402966 | 1986 | Ruud-Rheem | CHWH - ASME/Fired Water Heater | HWSD - Hot Water Dom/Potable | 12/31/2022
Garden County High School | 200 W 4th St | Oshkosh | NE | 69154-6114 | Garden | NE37123 | Scrapped/Junked | 6089 | 8620315 | 1986 | Rite | WT - Water Tube Boiler | HWHT - Hot Water Heat | 12/31/2020
Garden County High School | 200 W 4th St | Oshkosh | NE | 69154-6114 | Garden | NE41369 | Active | 559185 | N1222000049 | 2022 | Sermeta | COWH - Coil Type Water Heater | HWSD - Hot Water Dom/Potable | 12/31/2026
Lincoln Elementary School | 200 W 9th St | North Platte | NE | 69101-3007 | Lincoln | NE20206 | Exempt 1999 LB-66 |  | 4378 | 1988 | STATE INDUSTRIES | AHWH - ANSI/Fired Water Htr | HWSD - Hot Water Dom/Potable | 6/30/2000
Lincoln Elementary School | 200 W 9th St | North Platte | NE | 69101-3007 | Lincoln | NE26925 | Active | 371856 | 1607102615879 | 2016 | Lochinvar | FT - Firetube Boiler | GLYC - Glycol Bldg Heat Sys | 12/31/2026
Lincoln Elementary School | 200 W 9th St | North Platte | NE | 69101-3007 | Lincoln | NE27051 | Active | 384592 | 1713105591762 | 2016 | Lochinvar | FT - Firetube Boiler | GLYC - Glycol Bldg Heat Sys | 12/31/2026
Lincoln Elementary School | 200 W 9th St | North Platte | NE | 69101-3007 | Lincoln | NE34450 | Scrapped/Junked | 27950 | P-5538 | 1976 | Kewanee | FTFB - Firetube-Firebox Boiler | HWHT - Hot Water Heat | 12/31/2017
Lincoln Elementary School | 200 W 9th St | North Platte | NE | 69101-3007 | Lincoln | NE34451 | Scrapped/Junked | 27960 | P-5541 | 1976 | Kewanee | FTFB - Firetube-Firebox Boiler | HWHT - Hot Water Heat | 12/31/2017
U-Stop Car Wash | 200 W Amaranth Ln | Lincoln | NE | 68523-9099 | Lancaster | NE42159 | Active | 312182 | 22.PG60.94.00561 | 2022 | Lochinvar | FTVT - Firetube Vertical TB | HWFG - Hotwater Heat Floor-Glycl | 3/31/2026
U-Stop Car Wash | 200 W Amaranth Ln | Lincoln | NE | 68523-9099 | Lancaster | NE42160 | Active | 314037 | 22.PG60.94.00765 | 2022 | Lochinvar | FTVT - Firetube Vertical TB | HWFG - Hotwater Heat Floor-Glycl | 3/31/2026
Epsen Hillmer Graphics | 2000 California St | Omaha | NE | 68102-4514 | Douglas | NE05580 | Scrapped/Junked |  | JK0566275 | 1990 | BRADFORD-WHITE | AHWH - ANSI/Fired Water Htr | HWSD - Hot Water Dom/Potable | 10/31/1999
Epsen Hillmer Graphics | 2000 California St | Omaha | NE | 68102-4514 | Douglas | NE05581 | Scrapped/Junked |  | 000000003 | 1982 | A. O. Smith | AHWH - ANSI/Fired Water Htr | HWSD - Hot Water Dom/Potable | 10/31/1999
Epsen Hillmer Graphics | 2000 California St | Omaha | NE | 68102-4514 | Douglas | NE17002 | Scrapped/Junked | 407 | 23127 | 1952 | YORK SHIPLEY | FTSM - FTS Marine Dry Back | STHT - Steam-Heat | 10/31/2005
MODERN EQUIPMENT | 2000 Cuming St | Omaha | NE | 68102-4324 | Douglas | NE15440 | Inactive |  | SN211A2958 | 1987 | PEERLESS HEATER COMPANY |  | STHT - Steam-Heat | 5/31/1998
MODERN EQUIPMENT | 2000 Cuming St | Omaha | NE | 68102-4324 | Douglas | NE15441 | Inactive |  | 604085/N1 | 1974 | AMERICAN STANDARD |  | STHT - Steam-Heat | 5/31/1998
1st Plymouth Cong Church | 2000 D St | Lincoln | NE | 68502-1661 | Lancaster | NE23332 | Active | 49376 | 21645 | 1998 | Kewanee | FTFB - Firetube-Firebox Boiler | STHT - Steam-Heat | 3/31/2026
1st Plymouth Cong Church | 2000 D St | Lincoln | NE | 68502-1661 | Lancaster | NE23333 | Active | 49373 | 21622 | 1998 | Kewanee | FTFB - Firetube-Firebox Boiler | STHT - Steam-Heat | 3/31/2026
1st Plymouth Cong Church | 2000 D St | Lincoln | NE | 68502-1661 | Lancaster | NE23334 | Active | 49375 | 21664 | 1998 | Kewanee | FTFB - Firetube-Firebox Boiler | STHT - Steam-Heat | 3/31/2026
1st Plymouth Cong Church | 2000 D St | Lincoln | NE | 68502-1661 | Lancaster | NE23335 | Active | 49374 | 21855 | 1998 | Kewanee | FTFB - Firetube-Firebox Boiler | STHT - Steam-Heat | 3/31/2026
City of Lincoln, University Place Pool | 2000 N 48th St | Lincoln | NE | 68504 | Lancaster | NE09830 | Active | 188059 | 0110188059 | 2001 | Raytherm/Raypak | WT - Water Tube Boiler | OPHT - Outdoor Pool Heater | 5/31/2026
UNIVERSITY PLACE PARK | 2000 N 48TH ST | LINCOLN | NE | 68502 | LANCASTER | NE17314 | Scrapped/Junked | 71420 |  | 1979 | TELEDYNE LAARS | CPFT - Horiz Cpr Fin Boiler | OPHT - Outdoor Pool Heater | 2/28/2001
UNIVERSITY PLACE PARK | 2000 N 48TH ST | LINCOLN | NE | 68502 | LANCASTER | NE17315 | Scrapped/Junked |  | 0688403035 | 1987 | RHEEM MANUFACTURING CO | AHWH - ANSI/Fired Water Htr | HWHT - Hot Water Heat | 2/28/2001
Assurity Life Insurance | 2000 Q St | Lincoln | NE | 68503-3609 | Lancaster | NE23880 | Active | 17968 | 10F-5876 | 2010 | Aldrich | FTVT - Firetube Vertical TB | HWHT - Hot Water Heat | 11/30/2026
Assurity Life Insurance | 2000 Q St | Lincoln | NE | 68503-3609 | Lancaster | NE23881 | Active | 17967 | 10F-5875 | 2010 | Aldrich | FTVT - Firetube Vertical TB | HWHT - Hot Water Heat | 11/30/2026
Assurity Life Insurance | 2000 Q St | Lincoln | NE | 68503-3609 | Lancaster | NE23882 | Active | 17970 | 10F-5878 | 2010 | Aldrich | FTVT - Firetube Vertical TB | HWHT - Hot Water Heat | 11/30/2026
Assurity Life Insurance | 2000 Q St | Lincoln | NE | 68503-3609 | Lancaster | NE23883 | Active | 17969 | 10F-5877 | 2010 | Aldrich | FTVT - Firetube Vertical TB | HWHT - Hot Water Heat | 11/30/2026
Assurity Life Insurance | 2000 Q St | Lincoln | NE | 68503-3609 | Lancaster | NE23884 | Active | 130074 | 0710130074 | 2010 | PVI Industries | FTVT - Firetube Vertical TB | HWSD - Hot Water Dom/Potable | 11/30/2026
Assurity Life Insurance | 2000 Q St | Lincoln | NE | 68503-3609 | Lancaster | NE23885 | Active | 130073 | 0710130073 | 2010 | PVI Industries | FTVT - Firetube Vertical TB | HWSD - Hot Water Dom/Potable | 11/30/2026
Cody Elementary School | 2000 W 2nd St | North Platte | NE | 69101-3530 | Lincoln | NE33617 | Scrapped/Junked | 31661 | P-9535 | 1978 | Kewanee | FTFB - Firetube-Firebox Boiler | STHT - Steam-Heat | 12/31/2014
Cody Elementary School | 2000 W 2nd St | North Platte | NE | 69101-3530 | Lincoln | NE34240 | Scrapped/Junked | n/a | 70761/9482 | 1955 | National Radiator | FT - Firetube Boiler | STHT - Steam-Heat | 12/31/2014
GOTTSLEBEN APARTMENTS | 2000 Washington St | Lincoln | NE | 68502-2851 | LANCASTER | NE19606 | Scrapped/Junked |  |  | 1970 | PEERLESS HEATER COMPANY |  | HWHT - Hot Water Heat | 1/31/2003
Salem Congregational Church-BMIC#478883 | 2001 7th Ave | Scottsbluff | NE | 69361-2105 | Scotts Bluff | NE35256 | Active | N/A | 9E13 | 1962 | Ajax | WT - Water Tube Boiler | HWHT - Hot Water Heat | 3/31/2026
KEARNEY CONCRETE CO INC | 2001 AVE C | KEARNEY | NE | 68847-5420 | BUFFALO | NE22320 | Inactive | N/A | G-1161 | 1997 | PEERLESS HEATER COMPANY |  | HWHT - Hot Water Heat | 3/31/2005
Grace and Mercy Church | 2001 N 35th St | Omaha | NE | 68111-4133 | Douglas | NE14544 | Active | N/A | K-7656 | 1958 | Kewanee | FTFB - Firetube-Firebox Boiler | HWHT - Hot Water Heat | 3/31/2025
Peterbilt | 2001 S 13th St | Norfolk | NE | 68701-6615 | Madison | NE14101 | Active | N/A | 853600 | 2008 | SLANT FIN | CI - Cast Iron | HWHT - Hot Water Heat | 3/31/2026
Peterbilt | 2001 S 13th St | Norfolk | NE | 68701-6615 | Madison | NE14102 | Active | 2487 | P-5293 | 2008 | ZINK CORP/CLEAN BURN | WT - Water Tube Boiler | HWHT - Hot Water Heat | 3/31/2026
Peterbilt | 2001 S 13th St | Norfolk | NE | 68701-6615 | Madison | NE21494 | Active | 3264 | 3264 | 2011 | CLEAN BURN | WT - Water Tube Boiler | HWHT - Hot Water Heat | 3/31/2026
ROMAN PACKING COMPANY | 2001 S 13th St | Norfolk | NE | 68701-6615 | MADISON | NE00519 | Scrapped/Junked |  | EB5757 | 1929 | LEFFEL | FTSM - FTS Marine Dry Back | PROC - Process Steam | 7/31/2005
ROMAN PACKING COMPANY | 2001 S 13th St | Norfolk | NE | 68701-6615 | MADISON | NE04059 | Scrapped/Junked | 26182 | P-1541 | 1974 | KEWANEE | FTSM - FTS Marine Dry Back | HWHT - Hot Water Heat | 7/31/2005
Flanders Homestyle Patties | 2001 Summit Ave | Hastings | NE | 68901-6713 | Adams | NE04016 | Inactive | 58488 | 85388/L-78809 | 1984 | Cleaver & Brooks | FTSM - FTS Marine Dry Back | PROC - Process Steam | 5/31/1991
Flanders Homestyle Patties | 2001 Summit Ave | Hastings | NE | 68901-6713 | Adams | NE04017 | Scrapped/Junked | 58493 | 85393/L-78810 | 1984 | Cleaver & Brooks | FTSM - FTS Marine Dry Back | PROC - Process Steam | 3/31/2023
Flanders Homestyle Patties | 2001 Summit Ave | Hastings | NE | 68901-6713 | Adams | NE09722 | Inactive | 11615 | OL101628 | 2001 | Cleaver Brooks | FTSM - FTS Marine Dry Back | PROC - Process Steam | 6/30/2014
Flanders Homestyle Patties | 2001 Summit Ave | Hastings | NE | 68901-6713 | Adams | NE12066 | Active | 153461 | 0 | 2005 | York | UFPV - Unfired Pressure Vessel | 0035 - Ammonia Separator | 3/31/2026
Flanders Homestyle Patties | 2001 Summit Ave | Hastings | NE | 68901-6713 | Adams | NE12067 | Active | 150177 | N/A | 2003 | York | UFPV - Unfired Pressure Vessel | 0035 - Ammonia Separator | 3/31/2026
Flanders Homestyle Patties | 2001 Summit Ave | Hastings | NE | 68901-6713 | Adams | NE12068 | Exempt | 63682 | N/A | 1985 | Frick | UFPV - Unfired Pressure Vessel | 0035 - Ammonia Separator | 3/31/2024
Flanders Homestyle Patties | 2001 Summit Ave | Hastings | NE | 68901-6713 | Adams | NE12069 | Exempt | 35775 | N/A | 1989 | Vilter | UFPV - Unfired Pressure Vessel | 0035 - Ammonia Separator | 3/31/2024
Flanders Homestyle Patties | 2001 Summit Ave | Hastings | NE | 68901-6713 | Adams | NE12070 | Exempt | 34118 | N/A | 1989 | Vilter | UFPV - Unfired Pressure Vessel | 0035 - Ammonia Separator | 3/31/2024
Flanders Homestyle Patties | 2001 Summit Ave | Hastings | NE | 68901-6713 | Adams | NE15329 | Scrapped/Junked | 22296 |  | 1987 | Clayton Industries | WT - Water Tube Boiler | PROC - Process Steam | 2/28/2002
Sure Stay Hotel | 2001 W O St | Lincoln | NE | 68528-1148 | Lancaster | NE07559 | Scrapped/Junked | 109778 | 0706G01061 | 2006 | Ruud-Rheem | CHWH - ASME/Fired Water Heater | HWSD - Hot Water Dom/Potable | 8/31/2014
Sure Stay Hotel | 2001 W O St | Lincoln | NE | 68528-1148 | Lancaster | NE09549 | Scrapped/Junked | 62334 | LF011033628 | 2001 | A. O. Smith | CHWH - ASME/Fired Water Heater | HWSD - Hot Water Dom/Potable | 5/31/2007
Sure Stay Hotel | 2001 W O St | Lincoln | NE | 68528-1148 | Lancaster | NE19504 | Inactive |  | K8273 | 1958 | KEWA | FT - Firetube Boiler | STHT - Steam-Heat | 1/31/2005
Sure Stay Hotel | 2001 W O St | Lincoln | NE | 68528-1148 | Lancaster | NE20462 | Out of Service | n/a | 640-657H0634 | 1976 | A. O. Smith | COBL - Coil Type Boiler | HWSD - Hot Water Dom/Potable | 5/31/2011
Sure Stay Hotel | 2001 W O St | Lincoln | NE | 68528-1148 | Lancaster | NE24174 | Scrapped/Junked | 112298 | urn61009G00412 | 2009 | RHEEM | CHWH - ASME/Fired Water Heater | HWSD - Hot Water Dom/Potable | 8/31/2023
CONGRESS INN | 2001 W O St | Lincoln | NE | 68528-1148 | LANCASTER | NE19503 | Scrapped/Junked |  | 0291007233 | 1991 | RHEEM MANUFACTURING CO | CHWH - ASME/Fired Water Heater | HWSD - Hot Water Dom/Potable | 11/30/2001
First United Methodist Church | 2002 4th Ave | Scottsbluff | NE | 69361-2033 | Scotts Bluff | NE15740 | Active | 80305 | D09H10080305 | 2009 | Lochinvar | SSCO - SS Coil Boiler | HWHT - Hot Water Heat | 3/31/2026
First United Methodist Church | 2002 4th Ave | Scottsbluff | NE | 69361-2033 | Scotts Bluff | NE15741 | Active | 60886 | D08H10060886 | 2008 | Lochinvar | SSCO - SS Coil Boiler | HWHT - Hot Water Heat | 3/31/2025
First United Methodist Church | 2002 4th Ave | Scottsbluff | NE | 69361-2033 | Scotts Bluff | NE15742 | Active | 79450 | K08H10079450 | 2009 | Lochinvar | SSCO - SS Coil Boiler | HWHT - Hot Water Heat | 3/31/2026
First United Methodist Church | 2002 4th Ave | Scottsbluff | NE | 69361-2033 | Scotts Bluff | NE16427 | Scrapped/Junked |  | 7L80 | 1947 | KEWA | FT - Firetube Boiler | HWHT - Hot Water Heat | 2/29/2008
Berean Fundamental Church-BMIC#430854 | 2002 Center Ave | Mitchell | NE | 69357-1030 | Scotts Bluff | NE35159 | Active | N/A | 2BJ1 | 1959 | AMST | CI - Cast Iron | HWHT - Hot Water Heat | 2/28/2026
The Omaha Club Bldg. | 2002 Douglas St | Omaha | NE | 68102-1210 | Douglas | NE15636 | Scrapped/Junked | NA | 25879 | 1967 | Bryan Steam LLC | WT - Water Tube Boiler | HWHT - Hot Water Heat | 1/31/2019
The Omaha Club Bldg. | 2002 Douglas St | Omaha | NE | 68102-1210 | Douglas | NE15637 | Scrapped/Junked | NA | 25882 | 1967 | Bryan Steam LLC | WT - Water Tube Boiler | HWHT - Hot Water Heat | 1/31/2019
The Omaha Club Bldg. | 2002 Douglas St | Omaha | NE | 68102-1210 | Douglas | NE43903 | Active | 106955 | FY30-25-44293 | 2025 | Patterson Kelley | WT - Water Tube Boiler | HWHT - Hot Water Heat | 12/31/2025
RAMADA INN AIRPORT | 2002 E LOCUST ST | OMAHA | NE | 68110 | Douglas | NE11473 | Scrapped/Junked | 56125 | 56125 | 1975 | NATIONAL CRANE | ELWH - Electric Water Heater | HWSD - Hot Water Dom/Potable | 1/31/2004
RAMADA INN AIRPORT | 2002 E LOCUST ST | OMAHA | NE | 68110 | Douglas | NE17333 | Scrapped/Junked | 17333 |  | 1992 | WEBEN JARCO | COBL - Coil Type Boiler | HWSD - Hot Water Dom/Potable | 1/31/2004
RAMADA INN AIRPORT | 2002 E LOCUST ST | OMAHA | NE | 68110 | Douglas | NE17334 | Scrapped/Junked | 17876 |  | 1992 | WEBEN JARCO | COBL - Coil Type Boiler | HWSD - Hot Water Dom/Potable | 1/31/2004
Interstate Printing Co | 2002 N 16th St | Omaha | NE | 68110-2411 | Douglas | NE16760 | Scrapped/Junked | n/a | LW50-C40 | 1954 | Spencer | FT - Firetube Boiler | STHT - Steam-Heat | 4/30/2011
Interstate Printing Co | 2002 N 16th St | Omaha | NE | 68110-2411 | Douglas | NE23733 | Active | 30875 | 76528-1 | 2011 | Burnham Corporation | FHRT - FT Horiz Return Tube | STHT - Steam-Heat | 4/30/2026
Methodist Physcians Clinic | 20021 Manderson St | Elkhorn | NE | 68022-3233 | Douglas | NE29009 | Active | 350419 | 19.PG120.05.0111 | 2019 | Lochinvar | WT - Water Tube Boiler | HWHT - Hot Water Heat | 1/31/2027
Longfellow Elementary | 2003 5th Ave | Scottsbluff | NE | 69361-2045 | Scotts Bluff | NE21014 | Exempt 1999 LB-66 |  | 0579778-962 | 1997 | AO SMITH | AHWH - ANSI/Fired Water Htr | HWSD - Hot Water Dom/Potable | 6/30/2000
Longfellow Elementary | 2003 5th Ave | Scottsbluff | NE | 69361-2045 | Scotts Bluff | NE23587 | Scrapped/Junked | 102645 | 3158 | 1999 | Lochinvar | CPFT - Horiz Cpr Fin Boiler | HWHT - Hot Water Heat | 3/31/2015
Longfellow Elementary | 2003 5th Ave | Scottsbluff | NE | 69361-2045 | Scotts Bluff | NE23588 | Out of Service | 102646 | 3159 | 1999 | Lochinvar | CPFT - Horiz Cpr Fin Boiler | HWHT - Hot Water Heat | 3/31/2021
Longfellow Elementary | 2003 5th Ave | Scottsbluff | NE | 69361-2045 | Scotts Bluff | NE26217 | Scrapped/Junked | 266300 | G14H00266300 | 1999 | Lochinvar | CPFT - Horiz Cpr Fin Boiler | HWHT - Hot Water Heat | 3/31/2023
Longfellow Elementary | 2003 5th Ave | Scottsbluff | NE | 69361-2045 | Scotts Bluff | NE41355 | Active | 384015 | 22384015 | 2022 | Lochinvar | CPFT - Horiz Cpr Fin Boiler | HWHT - Hot Water Heat | 3/31/2026
Longfellow Elementary | 2003 5th Ave | Scottsbluff | NE | 69361-2045 | Scotts Bluff | NE41356 | Active | 384014 | 22384014 | 2022 | Lochinvar | CPFT - Horiz Cpr Fin Boiler | HWHT - Hot Water Heat | 3/31/2026
St Paul United Methodist-BMIC#489676 | 2003 A St | South Sioux City | NE | 68776-2729 | Dakota | NE30511 | Scrapped/Junked | n/a | 0CPI766159 | 1989 | Weil-Mcclain | CI - Cast Iron | HWHT - Hot Water Heat | 4/30/2022
St Paul United Methodist-BMIC#489676 | 2003 A St | South Sioux City | NE | 68776-2729 | Dakota | NE30512 | Active | n/a | n/a | 1992 | Weil-Mcclain | CI - Cast Iron | HWHT - Hot Water Heat | 4/30/2026
St Paul United Methodist-BMIC#489676 | 2003 A St | South Sioux City | NE | 68776-2729 | Dakota | NE42023 | Active | N/A | 27288-3623 | 2022 | Weil-Mcclain | CI - Cast Iron | HWHT - Hot Water Heat | 4/30/2026
EMPIRE INC | 2003 Cuming St | Omaha | NE | 68102-4323 | Douglas | NE10709 | Inactive | 15232 |  | 1954 | PM LATTNER MFR COMPANY | FT - Firetube Boiler | PROC - Process Steam | 8/31/1991
Titan Springs Apartments | 2003 Longview St | Papillion | NE | 68133-2500 | Sarpy | NE27655 | Inactive | 447114 | 1706447114 | 2017 | Raypak | CPPH - Ansi Cpr Fin Pool Heater | OPHT - Outdoor Pool Heater | 5/31/2018
St Francis Borgia Parish | 2005 Davis Dr | Blair | NE | 68008-1849 | Washington | NE21985 | Exempt 1999 LB-66 |  | M92-0249804880 | 1992 | AO SMITH | AHWH - ANSI/Fired Water Htr | HWSD - Hot Water Dom/Potable | 6/30/1999
St Francis Borgia Parish | 2005 Davis Dr | Blair | NE | 68008-1849 | Washington | NE37672 | Inactive | n/a | K5452 | 1958 | Kewanee | FTFB - Firetube-Firebox Boiler | HWHT - Hot Water Heat | 4/30/2019
St Francis Borgia Parish | 2005 Davis Dr | Blair | NE | 68008-1849 | Washington | NE41555 | Active | 101088 | 19.PGT550.112.0176 | 2019 | Lochinvar | FTVT - Firetube Vertical TB | HWHT - Hot Water Heat | 4/30/2026
LINCOLN POULTRY | 2005 M St | Lincoln | NE | 68510-1029 | LANCASTER | NE10479 | Inactive | 121505 | 9501121505 | 1995 | RAYPAK INC, CALIFORNIA | CPFT - Horiz Cpr Fin Boiler | GLYC - Glycol Bldg Heat Sys | 10/31/2007
NE Irrigated Seeds LLC | 2005 N Somers Ave | Fremont | NE | 68025-2962 | Dodge | NE06220 | Scrapped/Junked | N/A | 448631-200309 | 2003 | Peerless | CI - Cast Iron | STHT - Steam-Heat | 2/28/2020
NE Irrigated Seeds LLC | 2005 N Somers Ave | Fremont | NE | 68025-2962 | Dodge | NE14122 | Scrapped/Junked | N/A | 5281901-200709 | 2007 | Peerless | CI - Cast Iron | STHT - Steam-Heat | 2/28/2020
NE Irrigated Seeds LLC | 2005 N Somers Ave | Fremont | NE | 68025-2962 | Dodge | NE15532 | Scrapped/Junked |  | 61-8858 | 1985 | PEERLESS HEATER COMPANY |  | STHT - Steam-Heat | 2/28/2005
NE Irrigated Seeds LLC | 2005 N Somers Ave | Fremont | NE | 68025-2962 | Dodge | NE15533 | Scrapped/Junked | N/A | 61-11059 | 1985 | PEER | CI - Cast Iron | STHT - Steam-Heat | 2/28/2009
NE Irrigated Seeds LLC | 2005 N Somers Ave | Fremont | NE | 68025-2962 | Dodge | NE28939 | Active | N/A | 774881-201908 | 2019 | Peerless | CI - Cast Iron | STHT - Steam-Heat | 9/30/2026
SAFARI APARTMENTS | 2006 S 8th St | Omaha | NE | 68108-1157 | Douglas | NE12970 | Exempt 1999 LB-66 |  | 1090D08766 | 1990 | RUUD | AHWH - ANSI/Fired Water Htr | HWSD - Hot Water Dom/Potable | 2/29/2000
SAFARI APARTMENTS | 2006 S 8th St | Omaha | NE | 68108-1157 | Douglas | NE12971 | Exempt 1999 LB-66 |  | 0791001317 | 1991 | RUUD | AHWH - ANSI/Fired Water Htr | HWSD - Hot Water Dom/Potable | 2/29/2000
MONARCH UNIFORM SERVICE | 2007 Poppleton Ave | Omaha | NE | 68108-3431 | Douglas | NE13884 | Inactive | 14224 |  | 1950 | CLEAVER BROOKS | FT - Firetube Boiler | PROC - Process Steam | 5/31/1987
MONARCH UNIFORM SERVICE | 2007 Poppleton Ave | Omaha | NE | 68108-3431 | Douglas | NE14079 | Inactive | 3494 |  | 1966 | SUPERIOR BOILERWORKS | FT - Firetube Boiler | PROC - Process Steam | 5/31/1987
Ruby Tuesday #7234 | 2008 Cornhusker Rd | Bellevue | NE | 68123-4422 | Sarpy | NE05967 | Exempt | 143072 | CSJA02V168 | 2002 | MVE/CHART IND | UTNK - Unfired Vertical Tank | 0041 - CO2 Dispensing | 1/31/2007
Ruby Tuesday #7234 | 2008 Cornhusker Rd | Bellevue | NE | 68123-4422 | Sarpy | NE10387 | Scrapped/Junked | 72788 | LK021985355110 | 2002 | AOSM | CHWH - ASME/Fired Water Heater | HWSD - Hot Water Dom/Potable | 10/31/2019
Tidal Wave Car Wash | 2008 Cornhusker Rd | Bellevue | NE | 68123-4422 | Sarpy | NE41065 | Active | 14412 | 20-HE130244820 | 2020 | Riello | WT - Water Tube Boiler | GLFH - Glycol Floor Heat System | 8/31/2026
Tidal Wave Car Wash | 2008 Cornhusker Rd | Bellevue | NE | 68123-4422 | Sarpy | NE41066 | Active | 14438 | 20-HE130504820 | 2020 | Riello | WT - Water Tube Boiler | GLFH - Glycol Floor Heat System | 8/31/2026
FNBO - 702110H | 2008 Pratt Ave | Bellevue | NE | 68123-5095 | Sarpy | NE25644 | Scrapped/Junked | 130483 | 9604130483 | 1996 | RAYP | CPFT - Horiz Cpr Fin Boiler | HWHT - Hot Water Heat | 2/28/2016
FNBO - 702110H | 2008 Pratt Ave | Bellevue | NE | 68123-5095 | Sarpy | NE26261 | Active | 405908 | 1508405908 | 2015 | Raypak | CPFT - Horiz Cpr Fin Boiler | HWHT - Hot Water Heat | 3/31/2026
CARTIER APARTMENTS | 2009 N 83rd St | Omaha | NE | 68134-6334 | Douglas | NE21851 | Exempt 1999 LB-66 |  | MM900177210880 | 1990 | AO SMITH | AHWH - ANSI/Fired Water Htr | HWSD - Hot Water Dom/Potable | 11/30/1999
Gretna Public Works | 20090 Husker Dr | Gretna | NE | 68028 | Sarpy | NE28133 | Active | 423009 | G18423009 | 2018 | Laars | WTSS - Watertube SS Steel | HWHT - Hot Water Heat | 2/28/2026
Chambers Public Schools | 201 A St | Chambers | NE | 68725-5002 | Holt | NE07501 | Active | 15753 | 06F-3660 | 2006 | Les Inc/Aldrich Co | FTVT - Firetube Vertical TB | HWHT - Hot Water Heat | 3/31/2025
Chambers Public Schools | 201 A St | Chambers | NE | 68725-5002 | Holt | NE07502 | Active | 15752 | 06F-3659 | 2006 | Les Inc/Aldrich Co | FTVT - Firetube Vertical TB | HWHT - Hot Water Heat | 3/31/2026
Chambers Public Schools | 201 A St | Chambers | NE | 68725-5002 | Holt | NE16741 | Active | 12039 | 893A-91 | 1991 | A O Smith | COBL - Coil Type Boiler | HWSD - Hot Water Dom/Potable | 3/31/2026
Thunderhead Brewing Company | 201 Ave F | Axtell | NE | 68924 | Kearney | NE28423 | Active | NA | NA | 2010 | Weil-McLain | CI - Cast Iron | PROC - Process Steam | 9/30/2026
FARMERS COOP-DORCHESTER | 201 BROAD ST | JANSEN | NE | 68377 | JEFFERSON | NE02568 | Scrapped/Junked | 13331 | YS977253 | 1973 | YORK SHIPLEY | FTSM - FTS Marine Dry Back | STHT - Steam-Heat | 10/31/2005
Beatrice Public Schools Cedar Elementary | 201 Cedar St | Beatrice | NE | 68310-3617 | Gage | NE33471 | Out of Service | n/a | J-1205 | 1957 | Kewanee | FT - Firetube Boiler | HWHT - Hot Water Heat | 1/31/2025
Quality Inn | 201 Chuckwagon Rd | Ogallala | NE | 69153-3104 | Keith | NE12221 | Scrapped/Junked | 244515 | J07PI1854 | 2000 | JAND | CPFT - Horiz Cpr Fin Boiler | OPHT - Outdoor Pool Heater | 6/30/2009
Quality Inn | 201 Chuckwagon Rd | Ogallala | NE | 69153-3104 | Keith | NE16327 | Scrapped/Junked | 46185 |  | 1984 | TELE | CPFT - Horiz Cpr Fin Boiler | IPHT - Indoor Pool Heater | 1/31/2008
Quality Inn | 201 Chuckwagon Rd | Ogallala | NE | 69153-3104 | Keith | NE16328 | Out of Service | N/A | 13224 | 1967 | Ace-Buehler | AHWH - ANSI/Fired Water Htr | HWSD - Hot Water Dom/Potable | 1/31/2010
Quality Inn | 201 Chuckwagon Rd | Ogallala | NE | 69153-3104 | Keith | NE16329 | Out of Service | N/A | 553 | 1967 | Ace-Buehler | AHWH - ANSI/Fired Water Htr | HWSD - Hot Water Dom/Potable | 2/28/2013
Quality Inn | 201 Chuckwagon Rd | Ogallala | NE | 69153-3104 | Keith | NE17049 | Scrapped/Junked | 244585 | J07P11854 | 2007 | Jandy | CPFT - Horiz Cpr Fin Boiler | OPHT - Outdoor Pool Heater | 8/31/2014
Quality Inn | 201 Chuckwagon Rd | Ogallala | NE | 69153-3104 | Keith | NE17050 | Scrapped/Junked | 74255 | 74255 | 2002 | A O Smith | CHWH - ASME/Fired Water Heater | HWSD - Hot Water Dom/Potable | 8/31/2014
Quality Inn | 201 Chuckwagon Rd | Ogallala | NE | 69153-3104 | Keith | NE18199 | Scrapped/Junked | 22857 | LM02-2131031-110 | 1993 | AOSM | CHWH - ASME/Fired Water Heater | HWSD - Hot Water Dom/Potable | 1/31/2010
WILD WEST INC | 201 Chuckwagon Rd | Ogallala | NE | 69153-3104 | KEITH | NE19377 | Exempt 1999 LB-66 |  | 0000002969 | 1992 | AO SMITH | AHWH - ANSI/Fired Water Htr | HWSD - Hot Water Dom/Potable | 6/30/2000
WILD WEST INC | 201 Chuckwagon Rd | Ogallala | NE | 69153-3104 | KEITH | NE19378 | Exempt 1999 LB-66 |  | 0000003934 | 1994 | AO SMITH | AHWH - ANSI/Fired Water Htr | HWSD - Hot Water Dom/Potable | 6/30/2000
Palmer Public Schools | 201 Commercial St | Palmer | NE | 68864-2411 | Merrick | NE16590 | Scrapped/Junked | N/A | 0175-00518 | 1975 | RHEE | AHWH - ANSI/Fired Water Htr | HWSD - Hot Water Dom/Potable | 5/31/2019
Palmer Public Schools | 201 Commercial St | Palmer | NE | 68864-2411 | Merrick | NE16591 | Scrapped/Junked | N/A | 1074-00106 | 1975 | RHEE | AHWH - ANSI/Fired Water Htr | HWSD - Hot Water Dom/Potable | 5/31/2019
Village of Palmer Pool | 201 Commercial St | Palmer | NE | 68864-2411 | Merrick | NE27395 | Scrapped/Junked | 461108 | 1802461108 | 2018 | Raypak | WT - Water Tube Boiler | OPHT - Outdoor Pool Heater | 6/30/2023
Pinnacle Bank | 201 E 2nd St | Ogallala | NE | 69153-2669 | Keith | NE17488 | Active | 33540 | R2030 | 1980 | Kewanee | FTFB - Firetube-Firebox Boiler | HWHT - Hot Water Heat | 10/31/2026
First Bank of Nebraska | 201 E 5th St | Wahoo | NE | 68066-1924 | Saunders | NE34139 | Scrapped/Junked | N/A | 61-12700 | 1978 | PEER | CI - Cast Iron | HWHT - Hot Water Heat | 10/31/2020
Farmer's Co-Op Elev Co | 201 E Orin St | Gordon | NE | 69343-1665 | Sheridan | NE11261 | Scrapped/Junked | 913 | 2836 | 1963 | Superior Boiler Works | FT - Firetube Boiler | PROC - Process Steam | 7/31/2013
Michael Foods | 201 E Railroad St | Ravenna | NE | 68869-1435 | Buffalo | NE02936 | Active | 22314 | L-30729 | 1963 | Cleaver & Brooks | FTSM - FTS Marine Dry Back | PROC - Process Steam | 8/31/2026
Schuyler City Pool | 201 Higgins Drive | Schuyler | NE | 68661 | Colfax | NE25746 | Active | 276870 | C15H00276870 | 2015 | Lochinvar | CPFT - Horiz Cpr Fin Boiler | OPHT - Outdoor Pool Heater | 5/31/2026
Vacant Building | 201 Moravia | Prague | NE | 68050 | Saunders | NE13619 | Exempt | 17135 | 08F-5642 | 2008 | ALDRICH/LES | FTVT - Firetube Vertical TB | STHT - Steam-Heat | 11/30/2017
Vacant Building | 201 Moravia | Prague | NE | 68050 | Saunders | NE34741 | Scrapped/Junked |  | 7FD1301 | 1971 | PEER | CI - Cast Iron | STHT - Steam-Heat | 11/30/2008
Vacant Building | 201 Moravia | Prague | NE | 68050 | Saunders | NE34751 | Exempt | n/a | 7FDA-7939-0892 | 1975 | Peerless | CI - Cast Iron | HWHT - Hot Water Heat | 11/30/2017
St John the Baptist Church | 201 N 4th St | Petersburg | NE | 68652 | Boone | NE26242 | Active | 329694 | 65525236 | 2014 | Burnham | WTSS - Watertube SS Steel | HWHT - Hot Water Heat | 10/31/2026
St John the Baptist Church | 201 N 4th St | Petersburg | NE | 68652 | Boone | NE26243 | Active | 336115 | 65516917 | 2015 | Burnham | WTSS - Watertube SS Steel | HWHT - Hot Water Heat | 10/31/2026
St John the Baptist Church | 201 N 4th St | Petersburg | NE | 68652 | Boone | NE37548 | Scrapped/Junked | n/a | 3RG | 1965 | Kewanee | FTFB - Firetube-Firebox Boiler | HWHT - Hot Water Heat | 2/28/2015
Beatrice Police Dept | 201 N 5th St | Beatrice | NE | 68310-3949 | Gage | NE09440 | Scrapped/Junked |  | 1324306 | 1987 | WEIL MCLAIN |  | STHT - Steam-Heat | 6/30/2003
Beatrice Police Dept | 201 N 5th St | Beatrice | NE | 68310-3949 | Gage | NE10319 | Out of Service | n/a | 363421-200106 | 2001 | Peerless | CI - Cast Iron | STHT - Steam-Heat | 2/28/2019
Beatrice Police Dept | 201 N 5th St | Beatrice | NE | 68310-3949 | Gage | NE10320 | Out of Service | n/a | 363420-200106 | 2001 | Peerless | CI - Cast Iron | STHT - Steam-Heat | 2/28/2019
Beatrice Police Dept | 201 N 5th St | Beatrice | NE | 68310-3949 | Gage | NE25745 | Active | 264041 | C14 264041 | 2014 | Laars | CPFT - Horiz Cpr Fin Boiler | HWHT - Hot Water Heat | 2/28/2027
Brewsky's | 201 N 8th St | Lincoln | NE | 68508-1346 | Lancaster | NE24635 | Scrapped/Junked | 184717 | 184717 | 2013 | AO SMITH | CHWH - ASME/Fired Water Heater | HWSD - Hot Water Dom/Potable | 3/31/2022
National Guard Museum | 201 N 8th St | Seward | NE | 68434-2025 | Seward | NE07560 | Active | 15764 | 06F-3671 | 2006 | Aldrich | FTHT - Firetube Horizontal | STHT - Steam-Heat | 12/31/2026
National Guard Museum | 201 N 8th St | Seward | NE | 68434-2025 | Seward | NE30067 | Scrapped/Junked |  | G619 | 1956 | AMERICAN STANDARD |  | STHT - Steam-Heat | 3/31/2007
First Covenant Church-BMIC#336836 | 201 N 90th St | Omaha | NE | 68114-3901 | Douglas | NE26639 | Active | 75344 | G-16-1794 | 2016 | Aerco | WT - Water Tube Boiler | HWHT - Hot Water Heat | 10/31/2026
First Covenant Church-BMIC#336836 | 201 N 90th St | Omaha | NE | 68114-3901 | Douglas | NE34387 | Scrapped/Junked | 2650 | 57-4014 | 1957 | Steam Pac | FT - Firetube Boiler | HWHT - Hot Water Heat | 10/31/2016
FNBO - 702110K | 201 N Dewey St | North Platte | NE | 69101-4036 | Lincoln | NE21150 | Scrapped/Junked | 9142 | 97-E6183 | 1997 | ALES | FTVT - Firetube Vertical TB | HWHT - Hot Water Heat | 10/31/2018
FNBO - 702110K | 201 N Dewey St | North Platte | NE | 69101-4036 | Lincoln | NE21151 | Scrapped/Junked | 9145 | 97-E6186 | 1997 | ALES | FTVT - Firetube Vertical TB | HWHT - Hot Water Heat | 10/31/2018
FNBO - 702110K | 201 N Dewey St | North Platte | NE | 69101-4036 | Lincoln | NE21152 | Scrapped/Junked | 9144 | 97-E6185 | 1997 | ALES | FTVT - Firetube Vertical TB | HWHT - Hot Water Heat | 10/31/2018
FNBO - 702110K | 201 N Dewey St | North Platte | NE | 69101-4036 | Lincoln | NE27836 | Active | 20048 | 18F-7956 | 2018 | Aldrich | FTVT - Firetube Vertical TB | HWHT - Hot Water Heat | 12/31/2026
FNBO - 702110K | 201 N Dewey St | North Platte | NE | 69101-4036 | Lincoln | NE27837 | Active | 20050 | 18F-7958 | 2018 | Aldrich | FTVT - Firetube Vertical TB | HWHT - Hot Water Heat | 12/31/2026
FNBO - 702110K | 201 N Dewey St | North Platte | NE | 69101-4036 | Lincoln | NE27838 | Active | 20049 | 18F-7957 | 2018 | Aldrich | FTVT - Firetube Vertical TB | HWHT - Hot Water Heat | 12/31/2026
Centura Elementary & High | 201 N Hwy 11 | Cairo | NE | 68824-2002 | Hall | NE06677 | Active | 43002 | G-05-0874 | 2005 | Aerco International | FTVT - Firetube Vertical TB | HWHT - Hot Water Heat | 10/31/2026
Centura Elementary & High | 201 N Hwy 11 | Cairo | NE | 68824-2002 | Hall | NE06817 | Scrapped/Junked | C09689 | L0509689 | 2005 | AOSC | COBL - Coil Type Boiler | HWSD - Hot Water Dom/Potable | 10/31/2020
Centura Elementary & High | 201 N Hwy 11 | Cairo | NE | 68824-2002 | Hall | NE28239 | Active | 84611 | G-19-1745 | 2019 | Aerco International | FTVT - Firetube Vertical TB | HWHT - Hot Water Heat | 10/31/2026
Centura Elementary & High | 201 N Hwy 11 | Cairo | NE | 68824-2002 | Hall | NE32357 | Scrapped/Junked | n/a | N9522 | 1968 | Kewanee | FTFB - Firetube-Firebox Boiler | HWHT - Hot Water Heat | 10/31/2019
Centura Elementary & High | 201 N Hwy 11 | Cairo | NE | 68824-2002 | Hall | NE32358 | Scrapped/Junked |  | N9419 | 1968 | KEWANEE | FTFB - Firetube-Firebox Boiler | HWHT - Hot Water Heat | 1/31/2005
Centura Elementary & High | 201 N Hwy 11 | Cairo | NE | 68824-2002 | Hall | NE35122 | Scrapped/Junked |  | AF81-003390-820 | 1981 | AOSM | AHWH - ANSI/Fired Water Htr | HWSD - Hot Water Dom/Potable | 10/31/2008
Centura Elementary & High | 201 N Hwy 11 | Cairo | NE | 68824-2002 | Hall | NE35123 | Scrapped/Junked |  | 4392 | 1978 | AO SMITH | AHWH - ANSI/Fired Water Htr | HWSD - Hot Water Dom/Potable | 1/31/2005
Gerhold Concrete Co | 201 N Industrial Dr | Blair | NE | 68008-0000 | Washington | NE00481 | Active | 1716 | 0 | 2000 | Sioux Stm.Clean | WT - Water Tube Boiler | HWDP - Hotwater Heat & Dom Supply | 12/31/2025
Gerhold Concrete Co | 201 N Industrial Dr | Blair | NE | 68008-0000 | Washington | NE00482 | Active | 4660 | 17-4600 | 2000 | Sioux Stm.Clean | WT - Water Tube Boiler | HWDP - Hotwater Heat & Dom Supply | 12/31/2025
Retail Store | 201 N Locust St | Grand Island | NE | 68801-5921 | Hall | NE35458 | Inactive |  | 2112611 | 1977 | Peerless Heater Company | CI - Cast Iron | STHT - Steam-Heat | 4/30/2000
First Northeast Bank | 201 N Main St | Hooper | NE | 68031-3064 | Dodge | NE26534 | Active | 274184 | J16274184 | 2016 | Laars | FTVT - Firetube Vertical TB | HWBS - HWHT Building & Sidewalks | 2/28/2026
Hastings Middle School | 201 N Marian Rd | Hastings | NE | 68901-4671 | Adams | NE17965 | Active | 118482 | J07M004352 | 2007 | AO SMITH | CHWH - ASME/Fired Water Heater | HWSD - Hot Water Dom/Potable | 11/30/2026
Hastings Middle School | 201 N Marian Rd | Hastings | NE | 68901-4671 | Adams | NE17966 | Scrapped/Junked | 118362 | J07M001145 | 2007 | AO SMITH | CHWH - ASME/Fired Water Heater | HWSD - Hot Water Dom/Potable | 11/30/2023
Hastings Middle School | 201 N Marian Rd | Hastings | NE | 68901-4671 | Adams | NE17967 | Active | 118360 | J07M001143 | 2007 | AO SMITH | CHWH - ASME/Fired Water Heater | HWSD - Hot Water Dom/Potable | 11/30/2026
Ainsworth City Pool | 201 N Richardson Dr | Ainsworth | NE | 69210-1546 | Brown | NE10641 | Scrapped/Junked | 132628 | C03601843 | 2003 | Raytherm/Raypak | CPFT - Horiz Cpr Fin Boiler | OPHT - Outdoor Pool Heater | 6/30/2013
Ainsworth City Pool | 201 N Richardson Dr | Ainsworth | NE | 69210-1546 | Brown | NE24133 | Scrapped/Junked | 250098 | C13250098 | 2013 | Laars | CPFH - Copper Fin Water Heater | OPHT - Outdoor Pool Heater | 6/30/2023
Cornerstone Bank | 201 N Saunders Ave # 3 | Sutton | NE | 68979-2511 | Clay | NE08901 | Inactive |  | 2395002466 | 1995 | Bryan | CI - Cast Iron | HWHT - Hot Water Heat | 3/31/2007
Pierce Jr/Sr High School | 201 N Sunset St | Pierce | NE | 68767-1816 | Pierce | NE18546 | Scrapped/Junked | 8513 | 95-E5405 | 1995 | Aldrich | FTFB - Firetube-Firebox Boiler | HWHT - Hot Water Heat | 2/28/2020
Pierce Jr/Sr High School | 201 N Sunset St | Pierce | NE | 68767-1816 | Pierce | NE18547 | Scrapped/Junked | 8515 | 95-E5407 | 1995 | Aldrich | FTFB - Firetube-Firebox Boiler | HWHT - Hot Water Heat | 2/28/2020
Pierce Jr/Sr High School | 201 N Sunset St | Pierce | NE | 68767-1816 | Pierce | NE21570 | Exempt 1999 LB-66 |  | RN0795G00840 | 1995 | RHEEM MANUFACTURING CO | AHWH - ANSI/Fired Water Htr | HWSD - Hot Water Dom/Potable | 7/31/2000
Pierce Jr/Sr High School | 201 N Sunset St | Pierce | NE | 68767-1816 | Pierce | NE21571 | Exempt 1999 LB-66 |  | RN0795G00845 | 1995 | RHEEM MANUFACTURING CO | AHWH - ANSI/Fired Water Htr | HWSD - Hot Water Dom/Potable | 7/31/2000
Pierce Jr/Sr High School | 201 N Sunset St | Pierce | NE | 68767-1816 | Pierce | NE28455 | Active | 305425 | 18.PGT850.142.0126 | 2018 | Lochinvar | FTVT - Firetube Vertical TB | HWHT - Hot Water Heat | 2/28/2026
Pierce Jr/Sr High School | 201 N Sunset St | Pierce | NE | 68767-1816 | Pierce | NE28456 | Active | 96140 | 18.PGT850.142.0869 | 2018 | Lochinvar | FTVT - Firetube Vertical TB | HWHT - Hot Water Heat | 2/28/2026
Pierce Jr/Sr High School | 201 N Sunset St | Pierce | NE | 68767-1816 | Pierce | NE28457 | Active | 312755 | 18.PGT850.142.0239 | 2018 | Lochinvar | FTVT - Firetube Vertical TB | HWHT - Hot Water Heat | 2/28/2026
Pierce Jr/Sr High School | 201 N Sunset St | Pierce | NE | 68767-1816 | Pierce | NE28458 | Active | 305426 | 18.PGT850.142.0127 | 2018 | Lochinvar | FTVT - Firetube Vertical TB | HWHT - Hot Water Heat | 2/28/2026
RANDOLPH CAR WASH | 201 S 21ST ST | LINCOLN | NE | 68510 | LANCASTER | NE16377 | Scrapped/Junked |  | 71-25223 | 1971 | AJAX BOILER INC | WT - Water Tube Boiler | HWSP - Hot Water Non Potable Supply | 7/31/2003
Fraternal Order of Eagles #38 | 201 S 24th St | Omaha | NE | 68102-1203 | Douglas | NE05179 | Active | NA | M1455 | 1973 | Kewanee | FTFB - Firetube-Firebox Boiler | GLYC - Glycol Bldg Heat Sys | 3/31/2019
Ratigan/Schottler Mfg | 201 S 2nd St | Beatrice | NE | 68310-3819 | GAGE | NE01414 | Active | N/A | N2000-392 | 2000 | SMITH | CI - Cast Iron | STHT - Steam-Heat | 1/31/2027
Ratigan/Schottler Mfg | 201 S 2nd St | Beatrice | NE | 68310-3819 | GAGE | NE11292 | Inactive | 3514 |  | 1935 | LEFFEL | FT - Firetube Boiler | POWR - Power Generation | 9/30/2000
Verdigre Public School | 201 S 3rd St | Verdigre | NE | 68783-6186 | Knox | NE22596 | Active | 147659 | 147659 | 2010 | State Industries | CHWH - ASME/Fired Water Heater | HWSD - Hot Water Dom/Potable | 11/30/2025
Verdigre Public School | 201 S 3rd St | Verdigre | NE | 68783-6186 | Knox | NE22597 | Active | N/A | 909-09-0058-HP | 2010 | Aerco | CALU - Cast Aluminum | HWHT - Hot Water Heat | 11/30/2025
Verdigre Public School | 201 S 3rd St | Verdigre | NE | 68783-6186 | Knox | NE22598 | Active | N/A | 909-09-0057-HP | 2010 | Aerco | CALU - Cast Aluminum | HWHT - Hot Water Heat | 11/30/2025
Verdigre Public School | 201 S 3rd St | Verdigre | NE | 68783-6186 | Knox | NE31278 | Scrapped/Junked | 37879 | n/a | 1984 | Kewanee | FT - Firetube Boiler | STHT - Steam-Heat | 11/30/2012
Verdigre Public School | 201 S 3rd St | Verdigre | NE | 68783-6186 | Knox | NE32880 | Scrapped/Junked | 37962 | n/a | 1984 | Kewanee | FT - Firetube Boiler | STHT - Steam-Heat | 11/30/2012
Beatrice Bakery Co | 201 S 5th St | Beatrice | NE | 68310-4408 | Gage | NE10186 | Active | 16884 | 08F-4791 | 2008 | ALES | FT - Firetube Boiler | PROC - Process Steam | 3/31/2027
Beatrice Bakery Co | 201 S 5th St | Beatrice | NE | 68310-4408 | Gage | NE14741 | Scrapped/Junked | 17243 | 17243 | 1986 | BURN | FTFB - Firetube-Firebox Boiler | PROC - Process Steam | 1/31/2008
SE Nebraska Hematology | 201 S 68th St Pl Ste 200 | Lincoln | NE | 68510-2496 | Lancaster | NE21354 | Active | 8514 | 95-E5406 | 1995 | Aldrich | FTVT - Firetube Vertical TB | HWHT - Hot Water Heat | 2/28/2026
SE Nebraska Hematology | 201 S 68th St Pl Ste 200 | Lincoln | NE | 68510-2496 | Lancaster | NE21355 | Scrapped/Junked | 31829 | LK95-0467723-890 | 1995 | AO SMITH | CHWH - ASME/Fired Water Heater | HWSD - Hot Water Dom/Potable | 2/28/2017
SACRED HEART SCHOOL | 201 S 6th St | Norfolk | NE | 68701-5226 | MADISON | NE21568 | Exempt |  | 367-77189 | 1967 | RHEEM MANUFACTURING CO | AHWH - ANSI/Fired Water Htr | HWSD - Hot Water Dom/Potable | 6/30/1997
SACRED HEART SCHOOL | 201 S 6th St | Norfolk | NE | 68701-5226 | MADISON | NE22339 | Exempt 1999 LB-66 |  | 367-77189 | 1967 | RHEEM MANUFACTURING CO | AHWH - ANSI/Fired Water Htr | HWSD - Hot Water Dom/Potable | 7/31/2000
SACRED HEART SCHOOL | 201 S 6th St | Norfolk | NE | 68701-5226 | MADISON | NE31968 | Inactive |  | 36396 | 1956 | TITUSVILLE | FTSM - FTS Marine Dry Back | STHT - Steam-Heat | 7/31/2004
CHAMBERS PUBLIC SCHOOLS | 201 S A ST | CHAMBERS | NE | 68725 | HOLT | NE31579 | Inactive |  | L7629 | 1962 | KEWANEE | FTFB - Firetube-Firebox Boiler | HWHT - Hot Water Heat | 8/31/2006
CHAMBERS PUBLIC SCHOOLS | 201 S A ST | CHAMBERS | NE | 68725 | HOLT | NE31580 | Inactive |  | 67633 | 1962 | KEWANEE | FTFB - Firetube-Firebox Boiler | HWHT - Hot Water Heat | 8/31/2006
CENTRAL SOYA COMPANY | 201 S DENVER | HASTINGS | NE | 68901 | ADAMS | NE13889 | Scrapped/Junked | 47748 |  | 1979 | CLEAVER BROOKS | FTSM - FTS Marine Dry Back | PROC - Process Steam | 7/31/1997
John & Cindee Haddix | 201 S Hwy 183 | Sargent | NE | 68874-4185 | Custer | NE14297 | Out of Service | n/a | RUN0388401291 | 1988 | Ruud-Rheem | AHWH - ANSI/Fired Water Htr | HWSD - Hot Water Dom/Potable | 3/31/2011
John & Cindee Haddix | 201 S Hwy 183 | Sargent | NE | 68874-4185 | Custer | NE18463 | Out of Service | 28710 | LC95-0000413712 | 1995 | AO SMITH | AHWH - ANSI/Fired Water Htr | HWSD - Hot Water Dom/Potable | 3/31/2011
Travelodge | 201 Stagecoach Trl | Ogallala | NE | 69153-3110 | Keith | NE00792 | Scrapped/Junked | 54111 | 54111 | 2000 | AOSM | CHWH - ASME/Fired Water Heater | HWSD - Hot Water Dom/Potable | 8/31/2009
Travelodge | 201 Stagecoach Trl | Ogallala | NE | 69153-3110 | Keith | NE05997 | Active | N/A | P03520 | 2003 | jandy | COBL - Coil Type Boiler | IPHT - Indoor Pool Heater | 8/31/2022
Travelodge | 201 Stagecoach Trl | Ogallala | NE | 69153-3110 | Keith | NE08584 | Scrapped/Junked | 60001 | 60001 | 2001 | AOSM | CHWH - ASME/Fired Water Heater | HWSD - Hot Water Dom/Potable | 8/31/2011
Travelodge | 201 Stagecoach Trl | Ogallala | NE | 69153-3110 | Keith | NE08585 | Scrapped/Junked | 63182 | 974 | 2001 | AO SMITH | COBL - Coil Type Boiler | HWSD - Hot Water Dom/Potable | 8/31/2004
Travelodge | 201 Stagecoach Trl | Ogallala | NE | 69153-3110 | Keith | NE10841 | Scrapped/Junked | 70501 | 70501 | 2002 | AOSM | CHWH - ASME/Fired Water Heater | HWSD - Hot Water Dom/Potable | 8/31/2015
Travelodge | 201 Stagecoach Trl | Ogallala | NE | 69153-3110 | Keith | NE17051 | Inactive | 118950 | K07M001633 | 2009 | A O Smith | CHWH - ASME/Fired Water Heater | HWSD - Hot Water Dom/Potable | 8/31/2020
Travelodge | 201 Stagecoach Trl | Ogallala | NE | 69153-3110 | Keith | NE20599 | Inactive | 150585 | 150585 | 2010 | A O Smith | CHWH - ASME/Fired Water Heater | HWSD - Hot Water Dom/Potable | 8/31/2023
Travelodge | 201 Stagecoach Trl | Ogallala | NE | 69153-3110 | Keith | NE26919 | Inactive | N/A | 1607M002581 | 2010 | A O Smith | CHWH - ASME/Fired Water Heater | HWSP - Hot Water Non Potable Supply | 8/31/2017
Travelodge | 201 Stagecoach Trl | Ogallala | NE | 69153-3110 | Keith | NE27080 | Active | 231054 | 231054 | 2017 | A O Smith | CHWH - ASME/Fired Water Heater | HWSP - Hot Water Non Potable Supply | 8/31/2023
Travelodge | 201 Stagecoach Trl | Ogallala | NE | 69153-3110 | Keith | NE30922 | Scrapped/Junked | 20956 |  | 1993 | AO SMITH | CHWH - ASME/Fired Water Heater | HWSD - Hot Water Dom/Potable | 2/28/2003
Travelodge | 201 Stagecoach Trl | Ogallala | NE | 69153-3110 | Keith | NE30923 | Scrapped/Junked |  | MD90-0167447880 | 1990 | AO SMITH | CHWH - ASME/Fired Water Heater | HWSD - Hot Water Dom/Potable | 2/28/2001
Travelodge | 201 Stagecoach Trl | Ogallala | NE | 69153-3110 | Keith | NE30924 | Inactive |  | MK91-0209874880 | 1991 | AO SMITH | CHWH - ASME/Fired Water Heater | HWSD - Hot Water Dom/Potable | 2/28/2001
Travelodge | 201 Stagecoach Trl | Ogallala | NE | 69153-3110 | Keith | NE30925 | Scrapped/Junked |  | 0776789 | 1989 | RAYPAK INC, CALIFORNIA | CPFT - Horiz Cpr Fin Boiler | IPHT - Indoor Pool Heater | 2/28/2000
Travelodge | 201 Stagecoach Trl | Ogallala | NE | 69153-3110 | Keith | NE30926 | Scrapped/Junked |  | 9207040253 | 1992 | RAYPAK INC, CALIFORNIA | CPFT - Horiz Cpr Fin Boiler | IPHT - Indoor Pool Heater | 2/28/2002
WAYNE'S PAWN SHOP | 201 W 3rd St | Grand Island | NE | 68801-5915 | HALL | NE04626 | Inactive |  |  | 1910 | CAPITOL |  | STHT - Steam-Heat | 11/30/2003
RICK FLUCKEY | 201 W 4th St | Hastings | NE | 68901-5242 | ADAMS | NE30744 | Exempt |  | G210-FG | 1970 | AMERICAN STANDARD |  | STHT - Steam-Heat | 7/31/1998
McCook Ace Hardware Store | 201 W C St | McCook | NE | 69001-3615 | Red Willow | NE19371 | Active | N/A | 8830 | 1983 | Peerless | CI - Cast Iron | HWHT - Hot Water Heat | 3/31/2026
Holdrege Heights | 201 West Ave | Holdrege | NE | 68949-2777 | Phelps | NE24105 | Out of Service | N/A | 101300126 | 2013 | Dunkirk | CI - Cast Iron | STHT - Steam-Heat | 3/31/2019
Holdrege Heights | 201 West Ave | Holdrege | NE | 68949-2777 | Phelps | NE40491 | Scrapped/Junked | N/A | 449800182 | 1998 | Dunkirk | CI - Cast Iron | STHT - Steam-Heat | 3/31/2013
Lutheran High School | 2010 N 37th St | Norfolk | NE | 68701-3108 | Madison | NE01524 | Scrapped/Junked | 21474 | T-13661 TK1 | 1998 | Reco Industries | CHWH - ASME/Fired Water Heater | HWSD - Hot Water Dom/Potable | 3/31/2013
Lutheran High School | 2010 N 37th St | Norfolk | NE | 68701-3108 | Madison | NE01525 | Scrapped/Junked | 21475 | T-13661 TK2 | 1998 | Reco Industries | CHWH - ASME/Fired Water Heater | HWSD - Hot Water Dom/Potable | 3/31/2013
APARTMENT BUILDING | 2010 S 14th St | Lincoln | NE | 68502-2373 | LANCASTER | NE20192 | Inactive |  | 1 | 1946 | AMERICAN STANDARD |  | HWHT - Hot Water Heat | 10/31/1998
UN of Kearney/GW Frank Museum | 2010 University Dr | Kearney | NE | 68588 | Buffalo | NE14584 | Active | n/a | 94821 | 1988 | Kewanee | FTFB - Firetube-Firebox Boiler | HWHT - Hot Water Heat | 1/31/2026
ALBERTSON'S FOOD CENTER | 2011 N 156th St | Omaha | NE | 68116-6465 | Douglas | NE21832 | Exempt 1999 LB-66 |  | MA97-0618966964 | 1997 | AO SMITH | AHWH - ANSI/Fired Water Htr | HWSD - Hot Water Dom/Potable | 9/30/1999
Hillrise Elementary | 20110 Hopper St | Elkhorn | NE | 68022-2338 | Douglas | NE32307 | Scrapped/Junked | 30841 | P9189 | 1978 | Kewanee | FTFB - Firetube-Firebox Boiler | HWHT - Hot Water Heat | 7/31/2020
Hillrise Elementary | 20110 Hopper St | Elkhorn | NE | 68022-2338 | Douglas | NE32323 | Scrapped/Junked | 15977 | H15977 | 1978 | Coates | ELBL - Electric Boiler | HWHT - Hot Water Heat | 7/31/2020
Elite Auto Spa | 20111 Oak St | Omaha | NE | 68130-5031 | Douglas | NE43283 | Active | 58846 | 36451 | 2020 | Electro Industries | ELBL - Electric Boiler | GLFH - Glycol Floor Heat System | 4/30/2025
Elite Auto Spa | 20111 Oak St | Omaha | NE | 68130-5031 | Douglas | NE43284 | Active | 58834 | 36449 | 2020 | Electro Industries | ELBL - Electric Boiler | GLFH - Glycol Floor Heat System | 4/30/2025
Garage Living | 20115 Oak St | Omaha | NE | 68130-5031 | Douglas | NE43249 | Active | 58327 | 36461 | 2019 | Electro-Boiler | ELBL - Electric Boiler | HWHF - Hot Water Heat-Floor | 4/30/2025
WEBB ROAD WASH | 2012 N Webb Rd | Grand Island | NE | 68803-1735 | HALL | NE40860 | Scrapped/Junked |  | F892732 | 1989 | LOCHINVAR | CPFT - Horiz Cpr Fin Boiler | HWSP - Hot Water Non Potable Supply | 9/30/2003
WEBB ROAD WASH | 2012 N Webb Rd | Grand Island | NE | 68803-1735 | HALL | NE40861 | Scrapped/Junked | 15219 | B906010 | 1990 | LOCHINVAR | CPFT - Horiz Cpr Fin Boiler | HWHT - Hot Water Heat | 9/30/2003
St Paul Lutheran Church | 2012 O St | Auburn | NE | 68305-2529 | Nemaha | NE16220 | Out of Service | n/a | H5707 | 1955 | Kewanee | FTFB - Firetube-Firebox Boiler | STHT - Steam-Heat | 10/31/2017
Knickrehm Elementary | 2013 N Oak St | Grand Island | NE | 68801-2463 | Hall | NE06729 | Scrapped/Junked | 41746 | G-04-1331 | 2004 | Aerco International | FTVT - Firetube Vertical TB | HWHT - Hot Water Heat | 1/31/2024
Knickrehm Elementary | 2013 N Oak St | Grand Island | NE | 68801-2463 | Hall | NE20087 | Out of Service | 47739 | 99441 | 1996 | Kewanee | FTFB - Firetube-Firebox Boiler | HWHT - Hot Water Heat | 1/31/2019
Knickrehm Elementary | 2013 N Oak St | Grand Island | NE | 68801-2463 | Hall | NE34525 | Scrapped/Junked |  | 0000M-3150 | 1966 | KEWANEE | FTFB - Firetube-Firebox Boiler | HWHT - Hot Water Heat | 7/31/2006
Knickrehm Elementary | 2013 N Oak St | Grand Island | NE | 68801-2463 | Hall | NE42486 | Active | 17478 | 21-HE116007142 | 2021 | Riello | WT - Water Tube Boiler | HWHT - Hot Water Heat | 12/31/2026
Knickrehm Elementary | 2013 N Oak St | Grand Island | NE | 68801-2463 | Hall | NE42487 | Active | 17476 | 21-HE160051421 | 2021 | Riello | WT - Water Tube Boiler | HWHT - Hot Water Heat | 12/31/2026
Knickrehm Elementary | 2013 N Oak St | Grand Island | NE | 68801-2463 | Hall | NE42488 | Active | 17477 | 21-HE160061421 | 2021 | Riello | WT - Water Tube Boiler | HWHT - Hot Water Heat | 12/31/2026
Knickrehm Elementary | 2013 N Oak St | Grand Island | NE | 68801-2463 | Hall | NE42489 | Active | 17475 | 21-HE1160041421 | 2021 | Riello | WT - Water Tube Boiler | HWHT - Hot Water Heat | 12/31/2026
Knickrehm Elementary | 2013 N Oak St | Grand Island | NE | 68801-2463 | Hall | NE42490 | Active | 17385 | HE-159911321 | 2021 | Riello | WT - Water Tube Boiler | HWHT - Hot Water Heat | 12/31/2026
Knickrehm Elementary | 2013 N Oak St | Grand Island | NE | 68801-2463 | Hall | NE42491 | Active | 17474 | 21-HE160031421 | 2021 | Riello | WT - Water Tube Boiler | HWHT - Hot Water Heat | 12/31/2026
Famous Dave's | 2015 Pratt Ave | Bellevue | NE | 68123-6052 | Sarpy | NE10391 | Scrapped/Junked | 10196880 | L016333 | 2001 | Lochinvar | CPFH - Copper Fin Water Heater | HWSD - Hot Water Dom/Potable | 1/31/2012
City Of Hastings Old Armory | 2015 W 3rd St | Hastings | NE | 68901-4741 | Adams | NE30092 | Out of Service | N/A | G4550 | 1953 | Kewanee | FT - Firetube Boiler | STHT - Steam-Heat | 4/30/2015
bldg torn down | 2016 Cornhusker Rd | Bellevue | NE | 68123-4422 | Sarpy | NE05968 | Exempt | 142805 | CSLA02J187 | 2002 | MVE/CHART IND | UTNK - Unfired Vertical Tank | 0041 - CO2 Dispensing | 1/31/2007
bldg torn down | 2016 Cornhusker Rd | Bellevue | NE | 68123-4422 | Sarpy | NE10386 | Scrapped/Junked | 72208 | LJ021950080110 | 2002 | AOSM | CHWH - ASME/Fired Water Heater | HWSD - Hot Water Dom/Potable | 1/31/2013
JENNIFER MARIE APARTMENTS | 2017 CHICAGO ST | OMAHA | NE | 68131 | Douglas | NE08481 | Scrapped/Junked |  | 363370-200106 | 2001 | PEERLESS HEATER COMPANY |  | STHT - Steam-Heat | 10/31/2003
JENNIFER MARIE APARTMENTS | 2017 CHICAGO ST | OMAHA | NE | 68131 | Douglas | NE12868 | Scrapped/Junked |  | G406-413J3 | 1974 | AMERICAN STANDARD |  | STHT - Steam-Heat | 6/30/2002
Armed Forces Reserve Center | 2018 Armory Dr | Columbus | NE | 68601-2200 | Platte | NE22556 | Active | 124002 | G10-124002 | 2010 | Laars | WTSS - Watertube SS Steel | HWHT - Hot Water Heat | 4/30/2026
Armed Forces Reserve Center | 2018 Armory Dr | Columbus | NE | 68601-2200 | Platte | NE22557 | Active | 123993 | G-10-123993 | 2010 | Laars | WTSS - Watertube SS Steel | HWHT - Hot Water Heat | 4/30/2026
SCOTTSBLUFF COMFORT INN | 2018 DELTA DR | SCOTTSBLUFF | NE | 69361 | SCOTTS BLUFF | NE21182 | Exempt 1999 LB-66 |  | 9679 | 1997 | AO SMITH | AHWH - ANSI/Fired Water Htr | HWSD - Hot Water Dom/Potable | 3/31/2000
SCOTTSBLUFF COMFORT INN | 2018 DELTA DR | SCOTTSBLUFF | NE | 69361 | SCOTTS BLUFF | NE21183 | Exempt 1999 LB-66 |  | 9248 | 1991 | STATE INDUSTRIES | AHWH - ANSI/Fired Water Htr | HWSD - Hot Water Dom/Potable | 3/31/2000
Palmer Public Schools | 202 Commercial St | Palmer | NE | 68864-2411 | Merrick | NE19649 | Scrapped/Junked | 53201 | E956543 | 1995 | Lochinvar | CPFT - Horiz Cpr Fin Boiler | HWSD - Hot Water Dom/Potable | 1/31/2019
Palmer Public Schools | 202 Commercial St | Palmer | NE | 68864-2411 | Merrick | NE19650 | Active | 8320 | 95E-5034 | 1995 | Aldrich | FTVT - Firetube Vertical TB | HWHT - Hot Water Heat | 1/31/2026
Palmer Public Schools | 202 Commercial St | Palmer | NE | 68864-2411 | Merrick | NE19651 | Active | 8321 | 95E-5035 | 1995 | Aldrich | FTVT - Firetube Vertical TB | HWHT - Hot Water Heat | 1/31/2026
Palmer Public Schools | 202 Commercial St | Palmer | NE | 68864-2411 | Merrick | NE19652 | Active | 8322 | 95E-5036 | 1995 | Aldrich | FTVT - Firetube Vertical TB | HWHT - Hot Water Heat | 1/31/2026
Palmer Public Schools | 202 Commercial St | Palmer | NE | 68864-2411 | Merrick | NE27827 | Active | 319722 | 1810 109506865 | 2018 | Lochinvar | WT - Water Tube Boiler | HWSD - Hot Water Dom/Potable | 1/31/2026
Palmer Public Schools | 202 Commercial St | Palmer | NE | 68864-2411 | Merrick | NE32811 | Active | n/a | 211-8025 | 1983 | Peerless | CI - Cast Iron | HWHT - Hot Water Heat | 1/31/2026
Palmer Public Schools | 202 Commercial St | Palmer | NE | 68864-2411 | Merrick | NE32812 | Active | n/a | 211-8026 | 1983 | Peerless | CI - Cast Iron | HWHT - Hot Water Heat | 1/31/2026
Palmer Public Schools | 202 Commercial St | Palmer | NE | 68864-2411 | Merrick | NE37272 | Scrapped/Junked |  | 730-H-75-37967 | 1983 | AO SMITH | AHWH - ANSI/Fired Water Htr | HWSD - Hot Water Dom/Potable | 12/31/2005
Fill-n-Chill | 202 E 2nd St | Hastings | NE | 68901-5217 | Adams | NE08531 | Active | 173658 | 0008173658 | 2000 | Raypak | CPFT - Horiz Cpr Fin Boiler | HWFG - Hotwater Heat Floor-Glycl | 2/28/2025
Axtell Rural Fire Department | 202 E 6th St | Axtell | NE | 68924-3419 | Kearney | NE41324 | Active | 96707 | D108500 206 | 2008 | Lochinvar | COBL - Coil Type Boiler | GLFH - Glycol Floor Heat System | 1/31/2027
Bassett Grade School | 202 E Florence St | Bassett | NE | 68714-5019 | Rock | NE00904 | Active | 20740 | 20740 | 1991 | Burnham | FTFB - Firetube-Firebox Boiler | STHT - Steam-Heat | 3/31/2026
Bassett Grade School | 202 E Florence St | Bassett | NE | 68714-5019 | Rock | NE05986 | Active | N/A | AC71697J | 1960 | Ajax | WT - Water Tube Boiler | HWSD - Hot Water Dom/Potable | 3/31/2026
Bassett Grade School | 202 E Florence St | Bassett | NE | 68714-5019 | Rock | NE33094 | Inactive |  | HSB35009 | 1955 | PACIFIC | FT - Firetube Boiler | STHT - Steam-Heat | 8/31/2001
Johnson County Hospital | 202 High St | Tecumseh | NE | 68450-2443 | Johnson | NE01535 | Scrapped/Junked | 45436 | 86002 | 2000 | BRYA | WT - Water Tube Boiler | HWHT - Hot Water Heat | 7/31/2021
Johnson County Hospital | 202 High St | Tecumseh | NE | 68450-2443 | Johnson | NE07269 | Scrapped/Junked | 16527 | 07F-4434 | 2007 | ALES | FTVT - Firetube Vertical TB | HWHT - Hot Water Heat | 7/31/2023
Johnson County Hospital | 202 High St | Tecumseh | NE | 68450-2443 | Johnson | NE12147 | Scrapped/Junked | 13948 | 22739 | 1998 | EMER | ELBL - Electric Boiler | 0020 - Supp to Sterlizer/Autoclave | 7/31/2018
Johnson County Hospital | 202 High St | Tecumseh | NE | 68450-2443 | Johnson | NE12148 | Scrapped/Junked |  | 0132682-002 | 1982 | AMSCO | ELBL - Electric Boiler | 0020 - Supp to Sterlizer/Autoclave | 7/31/2005
Johnson County Hospital | 202 High St | Tecumseh | NE | 68450-2443 | Johnson | NE16349 | Scrapped/Junked |  | 8621124 | 1988 | STATE INDUSTRIES | AHWH - ANSI/Fired Water Htr | HWSD - Hot Water Dom/Potable | 5/31/2001
Johnson County Hospital | 202 High St | Tecumseh | NE | 68450-2443 | Johnson | NE16350 | Scrapped/Junked | 7245 | 10716 | 1957 | CYCLOTHERM | FT - Firetube Boiler | HWHT - Hot Water Heat | 7/31/2007
Johnson County Hospital | 202 High St | Tecumseh | NE | 68450-2443 | Johnson | NE16351 | Scrapped/Junked | 7239 | 10717 | 1957 | CYCLOTHERM | FT - Firetube Boiler | HWHT - Hot Water Heat | 7/31/2007
Johnson County Hospital | 202 High St | Tecumseh | NE | 68450-2443 | Johnson | NE21301 | Exempt 1999 LB-66 |  | 171597 | 1990 | AO SMITH | AHWH - ANSI/Fired Water Htr | HWSD - Hot Water Dom/Potable | 5/31/2000
Johnson County Hospital | 202 High St | Tecumseh | NE | 68450-2443 | Johnson | NE21302 | Exempt 1999 LB-66 |  | 171589 | 1990 | AO SMITH | AHWH - ANSI/Fired Water Htr | HWSD - Hot Water Dom/Potable | 5/31/2000
Johnson County Hospital | 202 High St | Tecumseh | NE | 68450-2443 | Johnson | NE22776 | Scrapped/Junked | 18581 | 12F-6488 | 2012 | Aldrich | FTVT - Firetube Vertical TB | HWHT - Hot Water Heat | 7/31/2022
Johnson County Hospital | 202 High St | Tecumseh | NE | 68450-2443 | Johnson | NE27277 | Active | 9052 | 49052 | 2017 | Steris Corp | ELBL - Electric Boiler | 0020 - Supp to Sterlizer/Autoclave | 7/31/2026
Johnson County Hospital | 202 High St | Tecumseh | NE | 68450-2443 | Johnson | NE27446 | Active | 9325 | 49325 | 2017 | Steris Corp | ELBL - Electric Boiler | 0020 - Supp to Sterlizer/Autoclave | 7/31/2026
Johnson County Hospital | 202 High St | Tecumseh | NE | 68450-2443 | Johnson | NE29213 | Active | 7338 | F10612757A | 2020 | Fulton | WTSS - Watertube SS Steel | HWHT - Hot Water Heat | 7/31/2026
Johnson County Hospital | 202 High St | Tecumseh | NE | 68450-2443 | Johnson | NE41899 | Active | 8014 | 8014HFTC | 2021 | Fulton | WTSS - Watertube SS Steel | HWHT - Hot Water Heat | 7/31/2026
Johnson County Hospital | 202 High St | Tecumseh | NE | 68450-2443 | Johnson | NE42551 | Active | 9795 | F10615895A | 2023 | Fulton | FTVT - Firetube Vertical TB | HWHT - Hot Water Heat | 7/31/2026
Norfolk Police Station | 202 N 7th St | Norfolk | NE | 68701-4083 | Madison | NE03445 | Inactive | 5473 | 87-9651 | 1987 | Aldrich | FTVT - Firetube Vertical TB | HWHT - Hot Water Heat | 1/31/2020
Norfolk Police Station | 202 N 7th St | Norfolk | NE | 68701-4083 | Madison | NE03446 | Out of Service | 5472 | 87-9650 | 1987 | Aldrich | FTVT - Firetube Vertical TB | HWHT - Hot Water Heat | 1/31/2021
Norfolk Police Station | 202 N 7th St | Norfolk | NE | 68701-4083 | Madison | NE03447 | Scrapped/Junked | 5474 | 87-9652 | 1987 | Aldrich | FTVT - Firetube Vertical TB | HWHT - Hot Water Heat | 1/31/2022
Norfolk Police Station | 202 N 7th St | Norfolk | NE | 68701-4083 | Madison | NE05553 | Exempt 1999 LB-66 |  | 000000000098914 | 1987 | AO SMITH | AHWH - ANSI/Fired Water Htr | HWSD - Hot Water Dom/Potable | 6/30/1999
Norfolk Police Station | 202 N 7th St | Norfolk | NE | 68701-4083 | Madison | NE41060 | Active | 178371 | 20.PGT550.151.0725 | 2020 | Lochinvar | FTVT - Firetube Vertical TB | HWHT - Hot Water Heat | 1/31/2027
Norfolk Police Station | 202 N 7th St | Norfolk | NE | 68701-4083 | Madison | NE41061 | Active | 153652 | 20.PGT550.151.0584 | 2020 | Lochinvar | FTVT - Firetube Vertical TB | HWHT - Hot Water Heat | 1/31/2027
Accura Healthcare | 202 N Esther St | Fullerton | NE | 68638-3029 | Nance | NE09514 | Active | 6811 | 090229324 | 2002 | Rbi | CPFT - Horiz Cpr Fin Boiler | HWSD - Hot Water Dom/Potable | 4/30/2026
Accura Healthcare | 202 N Esther St | Fullerton | NE | 68638-3029 | Nance | NE15322 | Scrapped/Junked | 5553 |  | 1989 | AO SMITH | CHWH - ASME/Fired Water Heater | HWSD - Hot Water Dom/Potable | 4/30/1999
Accura Healthcare | 202 N Esther St | Fullerton | NE | 68638-3029 | Nance | NE15323 | Scrapped/Junked |  | 1188107653 | 1989 | RHEEM MANUFACTURING CO | AHWH - ANSI/Fired Water Htr | HWSD - Hot Water Dom/Potable | 4/30/2002
Accura Healthcare | 202 N Esther St | Fullerton | NE | 68638-3029 | Nance | NE18566 | Scrapped/Junked | unk | J94171 | 1992 | State Industries | CHWH - ASME/Fired Water Heater | HWSD - Hot Water Dom/Potable | 4/30/2013
Accura Healthcare | 202 N Esther St | Fullerton | NE | 68638-3029 | Nance | NE21554 | Active | 31315 | C9631315 | 1996 | AO SMITH | COBL - Coil Type Boiler | HWHT - Hot Water Heat | 4/30/2026
Accura Healthcare | 202 N Esther St | Fullerton | NE | 68638-3029 | Nance | NE21555 | Active | 33472 | H9633472 | 1996 | AO SMITH | COBL - Coil Type Boiler | HWHT - Hot Water Heat | 4/30/2026
ROMANOFF MANAGEMENT CORP | 202 Norris Ave | McCook | NE | 69001-3703 | RED WILLOW | NE04383 | Inactive |  | 211A350312 | 1987 | PEERLESS HEATER COMPANY |  | STHT - Steam-Heat | 11/30/1999
St Mark's Lutheran Church-BMIC #418196 | 202 S 1st St | Bloomfield | NE | 68718-4119 | Knox | NE02196 | Scrapped/Junked | n/a | 211A-4245-1188 | 1989 | Peerless | CI - Cast Iron | HWHT - Hot Water Heat | 4/30/2012
St Mark's Lutheran Church-BMIC #418196 | 202 S 1st St | Bloomfield | NE | 68718-4119 | Knox | NE22026 | Active | 187360 | 65268600 | 2011 | Burnham | WTSS - Watertube SS Steel | HWHT - Hot Water Heat | 4/30/2026
St Mark's Lutheran Church-BMIC #418196 | 202 S 1st St | Bloomfield | NE | 68718-4119 | Knox | NE22027 | Active | 183215 | 65268601 | 2011 | Burnham | WTSS - Watertube SS Steel | HWHT - Hot Water Heat | 4/30/2026
Scottish Rite Cathedral | 202 S 20th St | Omaha | NE | 68102-1201 | Douglas | NE05216 | Scrapped/Junked | 6071 | LF89000607-880 | 1989 | AOSM | CHWH - ASME/Fired Water Heater | HWSD - Hot Water Dom/Potable | 9/30/2012
Bishop Neumann High School | 202 S Linden St | Wahoo | NE | 68066-2057 | Saunders | NE20992 | Active | 160522 | 121012342 | 2010 | CAMUS | WTSS - Watertube SS Steel | HWHT - Hot Water Heat | 11/30/2026
Bishop Neumann High School | 202 S Linden St | Wahoo | NE | 68066-2057 | Saunders | NE20993 | Active | 160545 | 121012342 | 2010 | CAMUS | WTSS - Watertube SS Steel | HWHT - Hot Water Heat | 11/30/2026
Bishop Neumann High School | 202 S Linden St | Wahoo | NE | 68066-2057 | Saunders | NE34515 | Out of Service | n/a | M5417 | 1963 | KEWA | FTSM - FTS Marine Dry Back | HWHT - Hot Water Heat | 8/31/2011
Bishop Neumann High School | 202 S Linden St | Wahoo | NE | 68066-2057 | Saunders | NE34516 | Out of Service | n/a | M5420 | 1963 | KEWA | FTSM - FTS Marine Dry Back | HWHT - Hot Water Heat | 8/31/2011
OHIOWA PUBLIC SCHOOL | 202 S MAIN | OHIOWA | NE | 68416 | FILLMORE | NE33401 | Inactive |  | 3011 | 1964 | FRANK PROX |  | STHT - Steam-Heat | 2/28/2005
Jack's Best | 202 W 12th St | Hastings | NE | 68901-3967 | Adams | NE06882 | Inactive | 104204 | 104204/0305P00045 | 2005 | RHEE | CHWH - ASME/Fired Water Heater | HWSD - Hot Water Dom/Potable | 2/28/2011
Jack's Best | 202 W 12th St | Hastings | NE | 68901-3967 | Adams | NE22322 | Scrapped/Junked | 23059 | N-6530 | 1967 | Kewanee | FTSM - FTS Marine Dry Back | PROC - Process Steam | 2/28/2013
Louisville Public Schools | 202 W 3rd St | Louisville | NE | 68037-7089 | Cass | NE17296 | Scrapped/Junked | 13793 | SNLG910013 | 1991 | A. O. Smith | CHWH - ASME/Fired Water Heater | HWSD - Hot Water Dom/Potable | 1/31/2012
Louisville Public Schools | 202 W 3rd St | Louisville | NE | 68037-7089 | Cass | NE17297 | Scrapped/Junked | 12393 | SNLC910012 | 1991 | A. O. Smith | WHTB - Waste Heat Boiler | HWDP - Hotwater Heat & Dom Supply | 1/31/2005
Louisville Public Schools | 202 W 3rd St | Louisville | NE | 68037-7089 | Cass | NE24270 | Active | 50158 | 22514 | 1999 | Kewanee | FTFB - Firetube-Firebox Boiler | HWHT - Hot Water Heat | 1/31/2027
Louisville Public Schools | 202 W 3rd St | Louisville | NE | 68037-7089 | Cass | NE24271 | Active | 50159 | 22562 | 1999 | Kewanee | FTFB - Firetube-Firebox Boiler | HWHT - Hot Water Heat | 1/31/2027
Louisville Public Schools | 202 W 3rd St | Louisville | NE | 68037-7089 | Cass | NE28478 | Active | 7351 | 19HE059321519 | 2019 | Riello | WT - Water Tube Boiler | HWHT - Hot Water Heat | 1/31/2027
Louisville Public Schools | 202 W 3rd St | Louisville | NE | 68037-7089 | Cass | NE28479 | Active | 7352 | 19HE059331319 | 2019 | Riello | WT - Water Tube Boiler | HWHT - Hot Water Heat | 1/31/2027
Louisville Public Schools | 202 W 3rd St | Louisville | NE | 68037-7089 | Cass | NE28480 | Active | 7350 | 19HE059311319 | 2019 | Riello | WT - Water Tube Boiler | HWHT - Hot Water Heat | 1/31/2027
Louisville Public Schools | 202 W 3rd St | Louisville | NE | 68037-7089 | Cass | NE28481 | Active | 7353 | 19HE059341319 | 2019 | Riello | WT - Water Tube Boiler | HWHT - Hot Water Heat | 1/31/2027
Louisville Public Schools | 202 W 3rd St | Louisville | NE | 68037-7089 | Cass | NE28482 | Active | 7256 | 19HE058291119 | 2019 | Riello | WT - Water Tube Boiler | HWHT - Hot Water Heat | 1/31/2027
Louisville Public Schools | 202 W 3rd St | Louisville | NE | 68037-7089 | Cass | NE28483 | Active | 7222 | 19HE057951119 | 2019 | Riello | WT - Water Tube Boiler | HWHT - Hot Water Heat | 1/31/2027
Louisville Public Schools | 202 W 3rd St | Louisville | NE | 68037-7089 | Cass | NE28484 | Active | 7224 | 19HE057971119 | 2019 | Riello | WT - Water Tube Boiler | HWHT - Hot Water Heat | 1/31/2027
Louisville Public Schools | 202 W 3rd St | Louisville | NE | 68037-7089 | Cass | NE28485 | Active | 7264 | 19HE058451219 | 2019 | Riello | WT - Water Tube Boiler | HWHT - Hot Water Heat | 1/31/2027
Louisville Public Schools | 202 W 3rd St | Louisville | NE | 68037-7089 | Cass | NE32238 | Scrapped/Junked | 30993 | P-9312 | 1978 | Kewanee | FTFB - Firetube-Firebox Boiler | HWHT - Hot Water Heat | 1/31/2020
Louisville Public Schools | 202 W 3rd St | Louisville | NE | 68037-7089 | Cass | NE32239 | Scrapped/Junked | 28971 | P-931 | 1977 | Kewanee | FT - Firetube Boiler | HWHT - Hot Water Heat | 1/31/2020
Louisville Public Schools | 202 W 3rd St | Louisville | NE | 68037-7089 | Cass | NE32989 | Scrapped/Junked | 33296 | 33296-810 | 1983 | A. O. Smith | CHWH - ASME/Fired Water Heater | HWSD - Hot Water Dom/Potable | 1/31/2006
Louisville High School | 202 W 3rd St | Louisville | NE | 68037-7089 | Cass | NE19311 | Exempt 1999 LB-66 |  | 18443-830 | 1984 | A. O. Smith | AHWH - ANSI/Fired Water Htr | HWSD - Hot Water Dom/Potable | 8/31/2000
Louisville High School | 202 W 3rd St | Louisville | NE | 68037-7089 | Cass | NE19322 | Exempt |  | 5410740 | 1975 | Crane Co. | AHWH - ANSI/Fired Water Htr | HWSD - Hot Water Dom/Potable | 8/31/1998
Louisville High School | 202 W 3rd St | Louisville | NE | 68037-7089 | Cass | NE23251 | Exempt 1999 LB-66 |  | MA990804350 | 1999 | A. O. Smith | AHWH - ANSI/Fired Water Htr | HWSD - Hot Water Dom/Potable | 7/20/2000
Louisville High School | 202 W 3rd St | Louisville | NE | 68037-7089 | Cass | NE32240 | Inactive | 1388 |  | 1970 | Market Forge Industries | ELBL - Electric Boiler | 0021 - Steam Supp Cooker/Kettle | 8/31/1999
Louisville High School | 202 W 3rd St | Louisville | NE | 68037-7089 | Cass | NE33724 | Scrapped/Junked |  | 7L81 | 1954 | Kewannee | FT - Firetube Boiler | STHT - Steam-Heat | 8/31/1999
Osmond School District #42R | 202 W Prairie St | Osmond | NE | 68765-5600 | Pierce | NE01520 | Active | 52197 | WJ 0771649 | 2000 | Bradford White | CHWH - ASME/Fired Water Heater | HWSD - Hot Water Dom/Potable | 2/28/2025
Osmond School District #42R | 202 W Prairie St | Osmond | NE | 68765-5600 | Pierce | NE01521 | Out of Service | 50774 | WC 8828572 | 2000 | Bradford White | CHWH - ASME/Fired Water Heater | HWSD - Hot Water Dom/Potable | 2/28/2021
Osmond School District #42R | 202 W Prairie St | Osmond | NE | 68765-5600 | Pierce | NE23036 | Active | NA | 64019494 | 1998 | Weil-Mcclain | CI - Cast Iron | HWHT - Hot Water Heat | 2/28/2025
Osmond School District #42R | 202 W Prairie St | Osmond | NE | 68765-5600 | Pierce | NE23037 | Active | NA | 64019493 | 1998 | Weil-Mcclain | CI - Cast Iron | HWHT - Hot Water Heat | 2/28/2025
Osmond School District #42R | 202 W Prairie St | Osmond | NE | 68765-5600 | Pierce | NE33105 | Scrapped/Junked | NA | DM121 | 1960 | Fitzgibbons | FT - Firetube Boiler | HWHT - Hot Water Heat | 2/28/2024
Osmond School District #42R | 202 W Prairie St | Osmond | NE | 68765-5600 | Pierce | NE42566 | Active | 552529 | N1.22.1000068 | 2022 | Lochinvar | WT - Water Tube Boiler | HWHT - Hot Water Heat | 2/28/2025
Osmond School District #42R | 202 W Prairie St | Osmond | NE | 68765-5600 | Pierce | NE42567 | Active | 561950 | N1.22.24.00068 | 2022 | Lochinvar | WT - Water Tube Boiler | HWHT - Hot Water Heat | 2/28/2025
Office Building | 202-204 W 3rd | Alliance | NE | 69301 | Box Butte | NE03901 | Out of Service |  | 12037487 | 1987 | BURN | CI - Cast Iron | HWHT - Hot Water Heat | 2/28/2009
Fremont Parks & Rec Auditorium | 202-220 W 9th St | Fremont | NE | 68025-4102 | Dodge | NE05569 | Exempt 1999 LB-66 |  | 0112271 | 1987 | AO SMITH | AHWH - ANSI/Fired Water Htr | HWSD - Hot Water Dom/Potable | 9/30/1999
Fremont Parks & Rec Auditorium | 202-220 W 9th St | Fremont | NE | 68025-4102 | Dodge | NE05738 | Active | O/N 1 | 211-126830797 | 1997 | Peerless | CI - Cast Iron | HWHT - Hot Water Heat | 11/30/2026
Kearney City Library | 2020 1st Ave | Kearney | NE | 68847-5306 | Buffalo | NE19856 | Active | 18015 | 10F-5923 | 2010 | Aldrich | FTVT - Firetube Vertical TB | HWHT - Hot Water Heat | 1/31/2027
Kearney City Library | 2020 1st Ave | Kearney | NE | 68847-5306 | Buffalo | NE31922 | Active | N/A | P0481 | 1973 | Kewanee | FTFB - Firetube-Firebox Boiler | HWHT - Hot Water Heat | 1/31/2027
Nebraska City Armory | 2020 4th Corso | Nebraska City | NE | 68410-2604 | OTOE | NE15783 | Scrapped/Junked | 16994 | F4901 | 2008 | Aldrich | FTHT - Firetube Horizontal | STHT - Steam-Heat | 12/31/2019
Nebraska City Armory | 2020 4th Corso | Nebraska City | NE | 68410-2604 | OTOE | NE30066 | Scrapped/Junked | 12570 | S# 12570 | 1980 | BURNHAM COMM/INDUST | FTFB - Firetube-Firebox Boiler | STHT - Steam-Heat | 6/30/2007
Rebuilding Lives Center | 2020 Ave J East | Omaha | NE | 68110-2705 | Douglas | NE22734 | Active | 162414 | 162414 | 2011 | AO SMITH | CHWH - ASME/Fired Water Heater | HWDP - Hotwater Heat & Dom Supply | 9/30/2027
Rebuilding Lives Center | 2020 Ave J East | Omaha | NE | 68110-2705 | Douglas | NE22735 | Active | 165272 | 165272 | 2012 | AO SMITH | CHWH - ASME/Fired Water Heater | HWDP - Hotwater Heat & Dom Supply | 9/30/2027
Rebuilding Lives Center | 2020 Ave J East | Omaha | NE | 68110-2705 | Douglas | NE22736 | Active | 161097 | 161097 | 2011 | AO SMITH | CHWH - ASME/Fired Water Heater | HWDP - Hotwater Heat & Dom Supply | 9/30/2027
Harms Oil | 2020 N 11th St # S5 | Omaha | NE | 68110 | Douglas | NE43092 | Active | 389431 | 22.PGT400.433.00924 | 2022 | Lochnivar/AIC | FTVT - Firetube Vertical TB | GLFH - Glycol Floor Heat System | 3/31/2026
Harms Oil | 2020 N 11th St # S5 | Omaha | NE | 68110 | Douglas | NE43093 | Active | 317467 | 317467 | 2024 | AO SMITH | CHWH - ASME/Fired Water Heater | HWSD - Hot Water Dom/Potable | 3/31/2026
Perfection Auto Repair | 2020 N 83rd St | Omaha | NE | 68134-6302 | Douglas | NE18069 | Scrapped/Junked |  | 00000G8108 | 1984 | PEERLESS HEATER COMPANY |  | HWHT - Hot Water Heat | 3/31/2000
Perfection Auto Repair | 2020 N 83rd St | Omaha | NE | 68134-6302 | Douglas | NE25509 | Scrapped/Junked | n/a | 61829140796 | 1996 | Peerless | CI - Cast Iron | HWHT - Hot Water Heat | 2/28/2019
Hastings Utilities Propane Peak Shaving Station | 2020 N Kansas Ave | Hastings | NE | 68901-2645 | Adams | NE18821 | Inactive | NA | W6461387 | 1964 | Cleaver & Brooks | WT - Water Tube Boiler | GLYC - Glycol Bldg Heat Sys | 11/30/2021
Hastings Utilities Propane Peak Shaving Station | 2020 N Kansas Ave | Hastings | NE | 68901-2645 | Adams | NE18822 | Inactive | NA | G69-2-3571 | 1969 | Cleaver & Brooks | WT - Water Tube Boiler | GLYC - Glycol Bldg Heat Sys | 11/30/2021
Farmers Cooperative | 2020 S 6th St | Beatrice | NE | 68310-5103 | Gage | NE14031 | Scrapped/Junked | 42841 | L-64846 | 1978 | Cleaver Brooks | FTSM - FTS Marine Dry Back | PROC - Process Steam | 8/31/2014
Farmers Cooperative | 2020 S 6th St | Beatrice | NE | 68310-5103 | Gage | NE25232 | Active | 17529 | 17529 | 2013 | Superior | FTHT - Firetube Horizontal | PROC - Process Steam | 8/31/2026
Peterson Activity Center | 2020 W 11th St | Kearney | NE | 68845 | Buffalo | NE26187 | Active | 35641 | 909-08-0260 | 2008 | Aerco | CALU - Cast Aluminum | HWHT - Hot Water Heat | 1/31/2027
FLEXcon | 2021 E 23rd St | Columbus | NE | 68601-3404 | Platte | NE00749 | Active | 82628 | 82628 | 1998 | Fulton | FTNT - FT Vertical Tubeless | PROC - Process Steam | 12/31/2026
FLEXcon | 2021 E 23rd St | Columbus | NE | 68601-3404 | Platte | NE00750 | Active | 85328 | na | 2000 | Fulton | FTNT - FT Vertical Tubeless | PROC - Process Steam | 12/31/2026
Innovation Campus 4H/NIC | 2021 Transformation Dr | Lincoln | NE | 68508-1653 | Lancaster | NE24091 | Active | 253851 | I13H00253851 | 2013 | Lochinvar | WTSS - Watertube SS Steel | HWHT - Hot Water Heat | 2/28/2027
Innovation Campus 4H/NIC | 2021 Transformation Dr | Lincoln | NE | 68508-1653 | Lancaster | NE24092 | Active | 253852 | I13H00253852 | 2013 | Lochinvar | WTSS - Watertube SS Steel | HWHT - Hot Water Heat | 2/28/2027
Today's Dental | 20211 Manderson St | Elkhorn | NE | 68022-3234 | Douglas | NE26145 | Active | 101385 | n-21240-W15 | 2015 | SUSSMAN | ELBL - Electric Boiler | STER - Sterilizer | 1/31/2026
Nemaha County Hospital | 2022 13th St | Auburn | NE | 68305-1701 | NEMAHA | NE06361 | Out of Service | 103491 | 103491/1204G0046 | 2004 | RHEE | CHWH - ASME/Fired Water Heater | HWSD - Hot Water Dom/Potable | 1/31/2011
Nemaha County Hospital | 2022 13th St | Auburn | NE | 68305-1701 | NEMAHA | NE08320 | Scrapped/Junked | 81504 | URNG0299G02185 | 1999 | RHEEM MANUFACTURING CO | CHWH - ASME/Fired Water Heater | HWSD - Hot Water Dom/Potable | 1/31/2006
Nemaha County Hospital | 2022 13th St | Auburn | NE | 68305-1701 | NEMAHA | NE08321 | Scrapped/Junked | 76271 | 9903065 | 1999 | TUTT | ELBL - Electric Boiler | 0020 - Supp to Sterlizer/Autoclave | 1/31/2010
Nemaha County Hospital | 2022 13th St | Auburn | NE | 68305-1701 | NEMAHA | NE16579 | Scrapped/Junked | 0 | 34-8733-2-S | 1962 | TITV | FT - Firetube Boiler | HWHT - Hot Water Heat | 1/31/2011
Nemaha County Hospital | 2022 13th St | Auburn | NE | 68305-1701 | NEMAHA | NE16580 | Scrapped/Junked | 0 | 34*8733-1-S | 1962 | TITV | FT - Firetube Boiler | HWHT - Hot Water Heat | 1/31/2011
Nemaha County Hospital | 2022 13th St | Auburn | NE | 68305-1701 | NEMAHA | NE16626 | Inactive |  | 36072-1 | 1989 | RHEEM MANUFACTURING CO | AHWH - ANSI/Fired Water Htr | HWSD - Hot Water Dom/Potable | 7/31/1994
Nemaha County Hospital | 2022 13th St | Auburn | NE | 68305-1701 | NEMAHA | NE16628 | Inactive |  | 18353 | 1979 | AMSCO | ELBL - Electric Boiler | 0020 - Supp to Sterlizer/Autoclave | 7/31/1999
Nemaha County Hospital | 2022 13th St | Auburn | NE | 68305-1701 | NEMAHA | NE17915 | Scrapped/Junked |  | 000000795G00219 | 1996 | RHEEM MANUFACTURING CO | AHWH - ANSI/Fired Water Htr | HWSD - Hot Water Dom/Potable | 7/31/1999
Nemaha County Hospital | 2022 13th St | Auburn | NE | 68305-1701 | NEMAHA | NE17955 | Active | 590 | 40590 | 2009 | Chromalox | ELBL - Electric Boiler | 0020 - Supp to Sterlizer/Autoclave | 1/31/2026
Nemaha County Hospital | 2022 13th St | Auburn | NE | 68305-1701 | NEMAHA | NE19533 | Active | 17953 | 10F-5861 | 2010 | L.E.S. Inc./Aldrich Co | FTVT - Firetube Vertical TB | HWHT - Hot Water Heat | 1/31/2026
Nemaha County Hospital | 2022 13th St | Auburn | NE | 68305-1701 | NEMAHA | NE19534 | Active | 17956 | 10F-5864 | 2010 | L.E.S. Inc./Aldrich Co | FTVT - Firetube Vertical TB | HWHT - Hot Water Heat | 1/31/2026
Nemaha County Hospital | 2022 13th St | Auburn | NE | 68305-1701 | NEMAHA | NE20936 | Active | 18007 | 10F-5915 | 2010 | L.E.S. Inc./Aldrich Co | FTVT - Firetube Vertical TB | HWHT - Hot Water Heat | 1/31/2026
Nemaha County Hospital | 2022 13th St | Auburn | NE | 68305-1701 | NEMAHA | NE20937 | Active | 18008 | 10F-5916 | 2010 | L.E.S. Inc./Aldrich Co. | FTVT - Firetube Vertical TB | HWHT - Hot Water Heat | 1/31/2026
Nemaha County Hospital | 2022 13th St | Auburn | NE | 68305-1701 | NEMAHA | NE21368 | Exempt 1999 LB-66 |  | 0897G04272 | 1997 | RHEEM MANUFACTURING CO | WT - Water Tube Boiler | HWSD - Hot Water Dom/Potable | 8/31/2000
Nemaha County Hospital | 2022 13th St | Auburn | NE | 68305-1701 | NEMAHA | NE21495 | Scrapped/Junked | 17961 | 10F-5869 | 2010 | Aldrich | FTVT - Firetube Vertical TB | HWSD - Hot Water Dom/Potable | 1/31/2018
Nemaha County Hospital | 2022 13th St | Auburn | NE | 68305-1701 | NEMAHA | NE21496 | Scrapped/Junked | 17960 | 10F-5868 | 2010 | Aldrich | FTVT - Firetube Vertical TB | HWSD - Hot Water Dom/Potable | 1/31/2019
Nemaha County Hospital | 2022 13th St | Auburn | NE | 68305-1701 | NEMAHA | NE24910 | Scrapped/Junked |  |  | 1999 | RHEEM MANUFACTURING CO | WT - Water Tube Boiler | HWSP - Hot Water Non Potable Supply | 9/30/2000
Nemaha County Hospital | 2022 13th St | Auburn | NE | 68305-1701 | NEMAHA | NE27495 | Active | 401610 | SND1.17.17.00812 | 2017 | Sermeta/Lochinvar | WTSS - Watertube SS Steel | HWSD - Hot Water Dom/Potable | 1/31/2026
Nemaha County Hospital | 2022 13th St | Auburn | NE | 68305-1701 | NEMAHA | NE27496 | Active | 410792 | SND1.17.30.00114 | 2017 | Sermeta/Lochinvar | WTSS - Watertube SS Steel | HWSD - Hot Water Dom/Potable | 1/31/2026
Princess Anne Assisted | 2024 Binney St | Omaha | NE | 68110-2034 | Douglas | NE12808 | Exempt | n/a | N-28-6 | 1935 | American Radiator | CI - Cast Iron | HWHT - Hot Water Heat | 1/31/2019
F&M Bank | 2024 Dakota Ave | South Sioux City | NE | 68776-2740 | Dakota | NE42024 | Active | 526304 | N1.21.18.00019 | 2021 | Lochinvar | WT - Water Tube Boiler | HWHT - Hot Water Heat | 11/30/2026
F&M Bank | 2024 Dakota Ave | South Sioux City | NE | 68776-2740 | Dakota | NE42025 | Active | 524907 | N1.21.15.00057 | 2021 | Lochinvar | WT - Water Tube Boiler | HWHT - Hot Water Heat | 11/30/2026
Summit Christian College | 2025 21st St | Gering | NE | 69341-2309 | Scotts Bluff | NE06447 | Scrapped/Junked | N/A | 503453 | 2005 | PEER | CI - Cast Iron | HWHT - Hot Water Heat | 10/31/2015
Summit Christian College | 2025 21st St | Gering | NE | 69341-2309 | Scotts Bluff | NE06448 | Scrapped/Junked | 68516 | 68516 | 2004 | WEBJ | COBL - Coil Type Boiler | HWSD - Hot Water Dom/Potable | 10/31/2018
Summit Christian College | 2025 21st St | Gering | NE | 69341-2309 | Scotts Bluff | NE07678 | Inactive | 71793 | n/a | 2006 | WEBJ | COBL - Coil Type Boiler | HWHT - Hot Water Heat | 10/31/2012
Summit Christian College | 2025 21st St | Gering | NE | 69341-2309 | Scotts Bluff | NE09014 | Scrapped/Junked |  | 10-66A | 1966 | NATIONAL U.S. |  | HWHT - Hot Water Heat | 8/31/2006
Summit Christian College | 2025 21st St | Gering | NE | 69341-2309 | Scotts Bluff | NE10441 | Scrapped/Junked | 96006 |  | 2002 | WEBEN JARCO | COBL - Coil Type Boiler | HWSD - Hot Water Dom/Potable | 8/31/2006
Summit Christian College | 2025 21st St | Gering | NE | 69341-2309 | Scotts Bluff | NE21017 | Scrapped/Junked | 59142 |  | 1998 | WEBEN JARCO | COBL - Coil Type Boiler | HWSD - Hot Water Dom/Potable | 8/31/2003
Summit Christian College | 2025 21st St | Gering | NE | 69341-2309 | Scotts Bluff | NE21023 | Scrapped/Junked | 60279 |  | 1998 | WEBEN JARCO | COBL - Coil Type Boiler | HWSD - Hot Water Dom/Potable | 8/31/2006
Summit Christian College | 2025 21st St | Gering | NE | 69341-2309 | Scotts Bluff | NE26164 | Active | 8304 | ahae2169 | 2015 | Allied | WT - Water Tube Boiler | HWHT - Hot Water Heat | 11/30/2026
Summit Christian College | 2025 21st St | Gering | NE | 69341-2309 | Scotts Bluff | NE26165 | Active | 8305 | AHAE2170 | 2015 | Allied | WT - Water Tube Boiler | HWHT - Hot Water Heat | 11/30/2026
Friendship Home of Lincoln | 2025 S 25th St | Lincoln | NE | 68502-3018 | Lancaster | NE19640 | Scrapped/Junked | n/a | G-608 | 1968 | American Standard | CI - Cast Iron | STHT - Steam-Heat | 3/31/2011
Friendship Home of Lincoln | 2025 S 25th St | Lincoln | NE | 68502-3018 | Lancaster | NE21091 | Active | n/a | 091000270 | 2010 | Dunkirk | CI - Cast Iron | STHT - Steam-Heat | 2/28/2026
Robo Car Wash | 2026 Court St | Beatrice | NE | 68310-3209 | Gage | NE09564 | Active | N/A | MEA-35702-E | 2003 | Weil-Mcclain | CALU - Cast Aluminum | HWHF - Hot Water Heat-Floor | 2/28/2026
Robo Car Wash | 2026 Court St | Beatrice | NE | 68310-3209 | Gage | NE42420 | Active | 28279 | 0782102471 | 2007 | Raypak | CPFT - Horiz Cpr Fin Boiler | GLFH - Glycol Floor Heat System | 2/28/2026
Beatrice Power Station | 20261 SW 61st Rd | Beatrice | NE | 68310-6787 | Gage | NE06001 | Active | 598 | 17414-1A | 2004 | Vogt | HRSG - Heat Recovery Stm Gen | POWR - Power Generation | 9/30/2025
Beatrice Power Station | 20261 SW 61st Rd | Beatrice | NE | 68310-6787 | Gage | NE06002 | Active | 599 | 17414-1B | 2004 | Vogt | HRSG - Heat Recovery Stm Gen | POWR - Power Generation | 9/30/2025
Beatrice Power Station | 20261 SW 61st Rd | Beatrice | NE | 68310-6787 | Gage | NE06003 | Active | 600 | 17414-1C-1 | 2004 | Vogt | VTTB - Vertical Tube Bundle | FDPR - Feedwater Preheater | 9/30/2025
Beatrice Power Station | 20261 SW 61st Rd | Beatrice | NE | 68310-6787 | Gage | NE06004 | Active | 601 | 17414-1C-2 | 2004 | Vogt | VTTB - Vertical Tube Bundle | ECON - Boiler Economizer | 9/30/2025
Beatrice Power Station | 20261 SW 61st Rd | Beatrice | NE | 68310-6787 | Gage | NE06005 | Active | 602 | 17414-2A | 2004 | Vogt | HRSG - Heat Recovery Stm Gen | POWR - Power Generation | 9/30/2025
Beatrice Power Station | 20261 SW 61st Rd | Beatrice | NE | 68310-6787 | Gage | NE06006 | Active | 603 | 17414-2B | 2004 | Vogt | HRSG - Heat Recovery Stm Gen | POWR - Power Generation | 9/30/2025
Beatrice Power Station | 20261 SW 61st Rd | Beatrice | NE | 68310-6787 | Gage | NE06007 | Active | 604 | 17414-2C-1 | 2004 | Vogt | VTTB - Vertical Tube Bundle | FDPR - Feedwater Preheater | 9/30/2025
Beatrice Power Station | 20261 SW 61st Rd | Beatrice | NE | 68310-6787 | Gage | NE06008 | Active | 605 | 17414-2C-2 | 2004 | Vogt | VTTB - Vertical Tube Bundle | ECON - Boiler Economizer | 9/30/2025
Beatrice Power Station | 20261 SW 61st Rd | Beatrice | NE | 68310-6787 | Gage | NE06009 | Active | 4167 | D-4714 | 2003 | Nebraska Boiler | WT - Water Tube Boiler | BSUP - Bldg Heat & Process | 9/30/2025
Beatrice Power Station | 20261 SW 61st Rd | Beatrice | NE | 68310-6787 | Gage | NE06010 | Active | 5679 | 20037152-1 | 2004 | Kentube Engineered Products | SUPH - Tubed Superheater | SUPH - Superheater | 9/30/2025
Beatrice Power Station | 20261 SW 61st Rd | Beatrice | NE | 68310-6787 | Gage | NE06011 | Active | 5680 | 20037152-2 | 2004 | Kentube Engineered Products | ECON - Boiler Economizer | ECON - Boiler Economizer | 9/30/2025
ALLIANCE CLEANERS | 203 Box Butte Ave | Alliance | NE | 69301-3741 | BOX BUTTE | NE02476 | Inactive | 12273 |  | 1946 | DUTTON | FT - Firetube Boiler | PROC - Process Steam | 8/31/1995
Winside Elementary/High | 203 Crawford Ave | Winside | NE | 68790-5107 | Wayne | NE18543 | Scrapped/Junked | 8624 | 96-E5558 | 1995 | ALES | FTVT - Firetube Vertical TB | HWHT - Hot Water Heat | 3/31/2024
Winside Elementary/High | 203 Crawford Ave | Winside | NE | 68790-5107 | Wayne | NE18544 | Scrapped/Junked | 8625 | 96-E5559 | 1995 | ALES | FTVT - Firetube Vertical TB | HWHT - Hot Water Heat | 3/31/2024
Winside Elementary/High | 203 Crawford Ave | Winside | NE | 68790-5107 | Wayne | NE18545 | Scrapped/Junked | 29266 |  | 1995 | AOSM | CHWH - ASME/Fired Water Heater | HWSD - Hot Water Dom/Potable | 7/31/2010
Winside Elementary/High | 203 Crawford Ave | Winside | NE | 68790-5107 | Wayne | NE23012 | Inactive |  | 0691500 | 1997 | AO SMITH | CHWH - ASME/Fired Water Heater | HWSD - Hot Water Dom/Potable | 7/31/2007
Winside Elementary/High | 203 Crawford Ave | Winside | NE | 68790-5107 | Wayne | NE43555 | Active | N/A | 22HOOO52 | 2022 | Aerco | CALU - Cast Aluminum | HWHT - Hot Water Heat | 7/31/2025
Winside Elementary/High | 203 Crawford Ave | Winside | NE | 68790-5107 | Wayne | NE43556 | Active | 355775 | 22.WHTX.188.00840 | 2022 | PVI Industries | CHWH - ASME/Fired Water Heater | HWSD - Hot Water Dom/Potable | 7/31/2025
Winside Elementary/High | 203 Crawford Ave | Winside | NE | 68790-5107 | Wayne | NE43557 | Active | 352197 | 22.WHTX.188.00738 | 2022 | PVI Industries | CHWH - ASME/Fired Water Heater | HWSD - Hot Water Dom/Potable | 7/31/2025
1ST UNITED METHODIST CHU | 203 E 8th St | Lexington | NE | 68850-2035 | DAWSON | NE15154 | Inactive |  |  | 1976 | BRYANT |  | STHT - Steam-Heat | 5/31/1992
Wausa City Pool | 203 E Clark St | Wausa | NE | 68786-1564 | Knox | NE41595 | Active | 507793 | 2006507793 | 2020 | Raypak | CPPH - Ansi Cpr Fin Pool Heater | OPHT - Outdoor Pool Heater | 6/30/2026
Automated Dairy Specialists | 203 First St | Clearwater | NE | 68726-5368 | Antelope | NE28807 | Active | 6176 | 09889201906279176 | 2019 | Navien | FTVT - Firetube Vertical TB | GLYC - Glycol Bldg Heat Sys | 7/31/2026
Automated Dairy Specialists | 203 First St | Clearwater | NE | 68726-5368 | Antelope | NE28808 | Active | 5906 | 09889201905199106 | 2019 | Navien | FTVT - Firetube Vertical TB | GLFH - Glycol Floor Heat System | 7/31/2026
Woodmen Building | 203 S 18th St | Omaha | NE | 68102-1719 | Douglas | NE22739 | Out of Service | 2608 | 2608 | 1998 | Fulton | FT - Firetube Boiler | STHT - Steam-Heat | 10/31/2015
Woodmen Building | 203 S 18th St | Omaha | NE | 68102-1719 | Douglas | NE22740 | Out of Service | 2605 | 2605 | 1998 | Fulton | FT - Firetube Boiler | STHT - Steam-Heat | 10/31/2015
Jones National Bank | 203 S 6th St | Seward | NE | 68434-2401 | Seward | NE25452 | Scrapped/Junked | n/a | 2114360 | 1979 | Peerless | CI - Cast Iron | HWHT - Hot Water Heat | 12/31/2013
Jones National Bank | 203 S 6th St | Seward | NE | 68434-2401 | Seward | NE25453 | Scrapped/Junked | n/a | 5-66 | 1958 | US National | CI - Cast Iron | HWHT - Hot Water Heat | 12/31/2013
Wash N Go | 203 S Chestnut St | Wahoo | NE | 68066-2005 | Saunders | NE40180 | Active | 84914 | C986668 | 1998 | Lochinvar | CPFT - Horiz Cpr Fin Boiler | GLFH - Glycol Floor Heat System | 4/30/2026
WAHOO WATER LTD | 203 S Chestnut St | Wahoo | NE | 68066-2005 | SAUNDERS | NE40371 | Exempt 1999 LB-66 |  | 97-12007864 | 1997 | PALOMA | WTHW - Watertube Wtr Heater | HWSP - Hot Water Non Potable Supply | 10/31/1999
WAHOO WATER LTD | 203 S Chestnut St | Wahoo | NE | 68066-2005 | SAUNDERS | NE40372 | Exempt 1999 LB-66 |  | 97-12007874 | 1997 | PALOMA | WTHW - Watertube Wtr Heater | HWSP - Hot Water Non Potable Supply | 10/31/1999
Coleridge Community Middle School | 203 S Main St | Coleridge | NE | 68727 | Cedar | NE12165 | Scrapped/Junked | 64854 | 64854 | 2001 | AOSM | CHWH - ASME/Fired Water Heater | HWSD - Hot Water Dom/Potable | 11/30/2018
Coleridge Community Middle School | 203 S Main St | Coleridge | NE | 68727 | Cedar | NE18795 | Active | N/A | 644714-201007 | 2010 | Peerless | CI - Cast Iron | HWHT - Hot Water Heat | 11/30/2026
Coleridge Community Middle School | 203 S Main St | Coleridge | NE | 68727 | Cedar | NE18796 | Active | N/A | 644713-201007 | 2010 | Peerless | CI - Cast Iron | HWHT - Hot Water Heat | 11/30/2026
Coleridge Community Middle School | 203 S Main St | Coleridge | NE | 68727 | Cedar | NE31426 | Scrapped/Junked |  |  | 1960 | KEWA | FTFB - Firetube-Firebox Boiler | HWHT - Hot Water Heat | 7/31/2010
Coleridge Community Middle School | 203 S Main St | Coleridge | NE | 68727 | Cedar | NE31427 | Scrapped/Junked |  |  | 1960 | KEWA | FTFB - Firetube-Firebox Boiler | HWHT - Hot Water Heat | 7/31/2010
Hall County Building | 203 W 2nd St | Grand Island | NE | 68801-5979 | Hall | NE26197 | Active | 51021 | G-08-1062 | 2008 | Aerco | CALU - Cast Aluminum | HWHT - Hot Water Heat | 5/31/2026
Hall County Building | 203 W 2nd St | Grand Island | NE | 68801-5979 | Hall | NE26198 | Active | 51020 | G-08-1016 | 2008 | Aerco | CALU - Cast Aluminum | HWHT - Hot Water Heat | 5/31/2026
Hall County Building | 203 W 2nd St | Grand Island | NE | 68801-5979 | Hall | NE26199 | Active | 51022 | G-08-1063 | 2008 | Aerco | CALU - Cast Aluminum | HWHT - Hot Water Heat | 5/31/2026
BEST WESTERN | 203 W 33rd St | Hastings | NE | 68901-2549 | ADAMS | NE30955 | Scrapped/Junked |  | E00696019 | 1996 | PUREX TRITON | WT - Water Tube Boiler | IPHT - Indoor Pool Heater | 7/31/2004
BEST WESTERN | 203 W 33rd St | Hastings | NE | 68901-2549 | ADAMS | NE30956 | Scrapped/Junked | 73598 | RN1296G00514 | 1996 | RHEEM MANUFACTURING CO | CHWH - ASME/Fired Water Heater | HWSD - Hot Water Dom/Potable | 7/31/2004
BEST WESTERN | 203 W 33rd St | Hastings | NE | 68901-2549 | ADAMS | NE30957 | Scrapped/Junked | 73599 | RN1296G00515 | 1996 | RHEEM MANUFACTURING CO | CHWH - ASME/Fired Water Heater | HWSD - Hot Water Dom/Potable | 7/31/2004
Church Of Our Savior | 203 W 4th St | North Platte | NE | 69101-3916 | Lincoln | NE14379 | Scrapped/Junked | N/A | M-5960 | 1963 | Kewanee | FTFB - Firetube-Firebox Boiler | HWHT - Hot Water Heat | 2/28/2023
Church Of Our Savior | 203 W 4th St | North Platte | NE | 69101-3916 | Lincoln | NE42502 | Active | 577741 | N1.22.49.00117 | 2022 | Lochinvar | WT - Water Tube Boiler | HWHT - Hot Water Heat | 12/31/2026
Church Of Our Savior | 203 W 4th St | North Platte | NE | 69101-3916 | Lincoln | NE42503 | Active | 577750 | N1.22.49.00126 | 2022 | Lochinvar | WT - Water Tube Boiler | HWHT - Hot Water Heat | 12/31/2026
Vacant Building | 203 W A St | Ogallala | NE | 69153-2540 | Keith | NE35149 | Scrapped/Junked | N/A | 3BJ2 | 1970 | AMST | CI - Cast Iron | STHT - Steam-Heat | 10/31/2021
Ashby School | 203 W Hill St | Ashby | NE |  |  | NE30432 | Out of Service |  | 408B-12*072042 | 1992 | BURN | CI - Cast Iron | STHT - Steam-Heat | 1/31/2010
Central Nebraska Truck Wash | 2030 E US Highway 30 | Grand Island | NE | 68801-8312 | Hall | NE28256 | Active | 6454 | 19-HE050350319 | 2019 | Riello | COBL - Coil Type Boiler | HWBS - HWHT Building & Sidewalks | 11/30/2026
Central Nebraska Truck Wash | 2030 E US Highway 30 | Grand Island | NE | 68801-8312 | Hall | NE28257 | Active | 6453 | 19-HE050340319 | 2019 | Riello | COBL - Coil Type Boiler | HWBS - HWHT Building & Sidewalks | 11/30/2026
Central Nebraska Truck Wash | 2030 E US Highway 30 | Grand Island | NE | 68801-8312 | Hall | NE28258 | Active | 6458 | 19-HE050390310 | 2019 | Riello | COBL - Coil Type Boiler | HWBS - HWHT Building & Sidewalks | 11/30/2026
Elkhorn South High School | 20303 Blue Sage Pkwy | Omaha | NE | 68130-3721 | Douglas | NE17756 | Active | 125105 | 0708125105 | 2008 | PVI Industries | CHWH - ASME/Fired Water Heater | HWSD - Hot Water Dom/Potable | 7/31/2026
Elkhorn South High School | 20303 Blue Sage Pkwy | Omaha | NE | 68130-3721 | Douglas | NE17758 | Active | 125106 | 0708125106 | 2008 | PVI Industries | CHWH - ASME/Fired Water Heater | HWSD - Hot Water Dom/Potable | 7/31/2026
Apartment Building | 2031 Washington St | Lincoln | NE | 68502-2852 | Lancaster | NE00765 | Exempt |  | 305238-200003 | 2000 | PEER | CI - Cast Iron | STHT - Steam-Heat | 10/31/2007
Apartment Building | 2031 Washington St | Lincoln | NE | 68502-2852 | Lancaster | NE20113 | Scrapped/Junked |  | 24041 | 1955 | BRYANT |  | STHT - Steam-Heat | 7/31/2000
Malone Community Center | 2032 U St | Lincoln | NE | 68503-2955 | Lancaster | NE04304 | Out of Service | 3981 | 8118207 | 1982 | Rite Engineering Corp | WT - Water Tube Boiler | HWHT - Hot Water Heat | 4/30/2014
Malone Community Center | 2032 U St | Lincoln | NE | 68503-2955 | Lancaster | NE44101 | Active | 595775 | D1.23.27.01214 | 2023 | Laars | FTSS - Firetube Stainless Steel | HWHT - Hot Water Heat | 2/28/2026
Malone Community Center | 2032 U St | Lincoln | NE | 68503-2955 | Lancaster | NE44102 | Active | 595766 | D1.23.27.01205 | 2023 | Laars | FTSS - Firetube Stainless Steel | HWHT - Hot Water Heat | 2/28/2026
Malone Community Center | 2032 U St | Lincoln | NE | 68503-2955 | Lancaster | NE44103 | Active | 595732 | D1.23.27.01171 | 2023 | Laars | FTSS - Firetube Stainless Steel | HWHT - Hot Water Heat | 2/28/2026
Apartment Building -RJC Properties | 2037 S 22nd St | Lincoln | NE | 68502-2700 | Lancaster | NE09742 | Active | N/A | 7-11B | 1940 | Capital | CI - Cast Iron | HWHT - Hot Water Heat | 2/28/2027
Concrete Supply | 20382 Patton St | Gretna | NE | 68028-8052 | Sarpy | NE21431 | Inactive | 3471 | 11-3471 | 2011 | SIOUX | COBL - Coil Type Boiler | HWSP - Hot Water Non Potable Supply | 1/31/2020
Concrete Supply | 20382 Patton St | Gretna | NE | 68028-8052 | Sarpy | NE21432 | Inactive | 3467 | 11-3467 | 2011 | SIOUX | COBL - Coil Type Boiler | HWSP - Hot Water Non Potable Supply | 1/31/2020
Concrete Supply | 20382 Patton St | Gretna | NE | 68028-8052 | Sarpy | NE21433 | Inactive | 3468 | 11-3468 | 2011 | SIOUX | COBL - Coil Type Boiler | HWSP - Hot Water Non Potable Supply | 1/31/2020
Concrete Supply | 20395 Ohio St | Elkhorn | NE | 68022-2389 | Douglas | NE07658 | Active | 6196 | 24-6196 | 2006 | SIOUX | COBL - Coil Type Boiler | PROW - Process Hot Water | 7/31/2026
Concrete Supply | 20395 Ohio St | Elkhorn | NE | 68022-2389 | Douglas | NE09570 | Active | 6166 | 24-6166 | 2003 | SIOUX | COBL - Coil Type Boiler | HWSP - Hot Water Non Potable Supply | 7/31/2026
Ashley Park | 204 & 210 S 25th St # 210 | Omaha | NE | 68131-3602 | Douglas | NE09605 | Active | n/a | 64258287 | 2001 | Burnham America | CI - Cast Iron | HWHT - Hot Water Heat | 3/31/2026
Ashley Park | 204 & 210 S 25th St # 210 | Omaha | NE | 68131-3602 | Douglas | NE17835 | Active | n/a | 86561292 | 1993 | Peerless | CI - Cast Iron | STHT - Steam-Heat | 3/31/2025
Ashley Park | 204 & 210 S 25th St # 210 | Omaha | NE | 68131-3602 | Douglas | NE18407 | Scrapped/Junked |  | 127668 | 1950 | US RADIATOR |  | HWHT - Hot Water Heat | 8/31/2002
Bldg Demolished | 204 Blaine Ave | Scotia | NE | 68875 | Greeley | NE00082 | Scrapped/Junked | n/a | 211-139960399 | 1999 | Peerless | CI - Cast Iron | HWHT - Hot Water Heat | 1/31/2015
Bldg Demolished | 204 Blaine Ave | Scotia | NE | 68875 | Greeley | NE16101 | Scrapped/Junked | 19037 | 19037 | 1989 | Burnham | FTFB - Firetube-Firebox Boiler | STHT - Steam-Heat | 1/31/2015
Bldg Demolished | 204 Blaine Ave | Scotia | NE | 68875 | Greeley | NE33598 | Scrapped/Junked |  | 210-4062 | 1965 | PEERLESS HEATER COMPANY |  | HWHT - Hot Water Heat | 7/31/1998
Bldg Demolished | 204 Blaine Ave | Scotia | NE | 68875 | Greeley | NE37704 | Scrapped/Junked | n/a | 767-77208 | 1967 | Ruud-Rheem | AHWH - ANSI/Fired Water Htr | HWSD - Hot Water Dom/Potable | 1/31/2017
Bldg Demolished | 204 Blaine Ave | Scotia | NE | 68875 | Greeley | NE37705 | Scrapped/Junked | n/a | 0767-77209 | 1967 | Ruud-Rheem | AHWH - ANSI/Fired Water Htr | HWSD - Hot Water Dom/Potable | 1/31/2017
Spotanski Construction | 204 Davis St | Cozad | NE | 69130-7803 | Dawson | NE41190 | Active | 188138 | 15PG100450218 | 2015 | AIC | COBL - Coil Type Boiler | HWBS - HWHT Building & Sidewalks | 11/30/2026
Americold Corporation | 204 E Roberts St | Grand Island | NE | 68803-2160 | Hall | NE08990 | Exempt | 54745 | 54745 | 1983 | Frick Co | UFPV - Unfired Pressure Vessel | 0035 - Ammonia Separator | 11/30/2018
Americold Corporation | 204 E Roberts St | Grand Island | NE | 68803-2160 | Hall | NE30745 | Active | 126524 | 9509126524 | 1995 | Raytherm/Raypak | WT - Water Tube Boiler | HWHT - Hot Water Heat | 11/30/2026
Americold Corporation | 204 E Roberts St | Grand Island | NE | 68803-2160 | Hall | NE30746 | Active | 126523 | 9509126523 | 1995 | Raytherm/Raypak | WT - Water Tube Boiler | HWHT - Hot Water Heat | 11/30/2026
McCain Foods USA | 204 East Roberts Street | Grand Island | NE | 68803-2160 | Hall | NE14255 | Active | 61734 | L80769 | 1986 | Cleaver & Brooks | FT - Firetube Boiler | PROC - Process Steam | 8/31/2026
McCain Foods USA | 204 East Roberts Street | Grand Island | NE | 68803-2160 | Hall | NE15316 | Active | 135 | L86833 | 1989 | Cleaver & Brooks | FT - Firetube Boiler | PROC - Process Steam | 10/31/2026
McCain Foods USA | 204 East Roberts Street | Grand Island | NE | 68803-2160 | Hall | NE34891 | Inactive | 18330 |  | 1984 | BRYAN STEAM LLC | WT - Water Tube Boiler | HWSD - Hot Water Dom/Potable | 1/31/1996
McCain Foods USA | 204 East Roberts Street | Grand Island | NE | 68803-2160 | Hall | NE34892 | Inactive | 18326 |  | 1984 | BRYAN STEAM LLC | WT - Water Tube Boiler | HWSD - Hot Water Dom/Potable | 1/31/1996
Pelan Funeral Home | 204 Main St | Lyons | NE | 68038-2676 | Burt | NE18413 | Scrapped/Junked |  | 8-72 | 1972 | BURN | CI - Cast Iron | STHT - Steam-Heat | 11/30/2005
HOLT COUNTY COURTHOUSE | 204 N 4th St | O'Neill | NE | 68763-1518 | Holt | NE18523 | Inactive |  | N6020 | 1967 | KEWANEE | FTFB - Firetube-Firebox Boiler | STHT - Steam-Heat | 9/30/2004
BENDA CLEANERS | 204 S 15th St | Ord | NE | 68862-1706 | VALLEY | NE01186 | Inactive | 5387 |  | 1950 | CLAYTON INDUSTRIES | COBL - Coil Type Boiler | PROC - Process Steam | 10/31/1985
Randall Apartments | 204 S 48Th St | Omaha | NE | 68132-3295 | Douglas | NE12798 | Exempt |  | 61-17657 | 1982 | PEER | CI - Cast Iron | STHT - Steam-Heat | 1/31/2007
Burwell Grade School | 204 S 4th Ave | Burwell | NE | 68823-5280 | Garfield | NE32999 | Inactive | n/a | 211-94311084 | 1985 | Peerless | CI - Cast Iron | STHT - Steam-Heat | 12/31/2017
Burwell Grade School | 204 S 4th Ave | Burwell | NE | 68823-5280 | Garfield | NE33656 | Inactive |  | HSB34109 | 1936 | BROWNELL | FT - Firetube Boiler | STHT - Steam-Heat | 7/31/1992
Burwell Grade School | 204 S 4th Ave | Burwell | NE | 68823-5280 | Garfield | NE33657 | Inactive |  | 11-32 | 1955 | US RADIATOR |  | HWHT - Hot Water Heat | 7/31/2003
Sacred Heart Church | 204 S 5th St | Norfolk | NE | 68701-5220 | Madison | NE17465 | Scrapped/Junked | n/a | 64361-0392 | 1992 | Peerless | CI - Cast Iron | HWHT - Hot Water Heat | 7/31/2011
Sacred Heart Church | 204 S 5th St | Norfolk | NE | 68701-5220 | Madison | NE20944 | Active | 116783 | C10H10116783 | 2009 | Lochinvar | WTSS - Watertube SS Steel | HWHT - Hot Water Heat | 10/31/2026
Office Building | 204 S 5th St | Seward | NE | 68434-2520 | Seward | NE19687 | Scrapped/Junked | n/a | GEM-16312 | 1963 | Peerless | CI - Cast Iron | HWHT - Hot Water Heat | 10/31/2018
WESTERN PUBLIC SCHOOL | 204 SPRUCE ST | WESTERN | NE | 68464 | SALINE | NE33444 | Inactive |  | 7L81 | 1950 | KEWANEE | FTFB - Firetube-Firebox Boiler | STHT - Steam-Heat | 10/31/2006
SEATON CLEANERS | 204 W 19th St | South Sioux City | NE | 68776-2719 | DAKOTA | NE01197 | Inactive | 338 |  | 1964 | BRYAN STEAM LLC | WT - Water Tube Boiler | PROC - Process Steam | 4/30/1989
MANN HAY COMPANY | 204 W 7th St | Gothenburg | NE | 69138-2256 | DAWSON | NE08032 | Inactive | 6624 | 662473 | 1976 | SUPERIOR BOILERWORKS | FTSM - FTS Marine Dry Back | PROC - Process Steam | 5/31/2007
Weeping Water Schools | 204 W O St | Weeping Water | NE | 68463-4255 | Cass | NE16383 | Inactive | 43044 | 96194 | 1990 | Kewanee | FTFB - Firetube-Firebox Boiler | STHT - Steam-Heat | 2/28/2015
Weeping Water Schools | 204 W O St | Weeping Water | NE | 68463-4255 | Cass | NE19037 | Scrapped/Junked | UKN | 9280765010 | 2009 | Reliance | FTVT - Firetube Vertical TB | HWSD - Hot Water Dom/Potable | 2/28/2014
Weeping Water Schools | 204 W O St | Weeping Water | NE | 68463-4255 | Cass | NE24188 | Active | 183369 | 1322M00506 | 2013 | AO SMITH | CHWH - ASME/Fired Water Heater | HWSD - Hot Water Dom/Potable | 2/28/2026
Weeping Water Schools | 204 W O St | Weeping Water | NE | 68463-4255 | Cass | NE26268 | Active | 188604 | 188604 | 2014 | AO SMITH | CHWH - ASME/Fired Water Heater | HWSD - Hot Water Dom/Potable | 2/28/2026
Weeping Water Schools | 204 W O St | Weeping Water | NE | 68463-4255 | Cass | NE26269 | Active | 190682 | 190682 | 2014 | AO SMITH | CHWH - ASME/Fired Water Heater | HWSD - Hot Water Dom/Potable | 2/28/2026
Weeping Water Schools | 204 W O St | Weeping Water | NE | 68463-4255 | Cass | NE26270 | Active | 188956 | 188956 | 2014 | AO SMITH | CHWH - ASME/Fired Water Heater | HWSD - Hot Water Dom/Potable | 2/28/2026
Weeping Water Schools | 204 W O St | Weeping Water | NE | 68463-4255 | Cass | NE33016 | Scrapped/Junked |  | 531629 | 1965 | DAYN | AHWH - ANSI/Fired Water Htr | HWSD - Hot Water Dom/Potable | 8/31/2009
Weeping Water Schools | 204 W O St | Weeping Water | NE | 68463-4255 | Cass | NE33205 | Inactive |  | 7L83 | 1940 | KEWANEE | FT - Firetube Boiler | STHT - Steam-Heat | 8/31/1991
Weeping Water Schools | 204 W O St | Weeping Water | NE | 68463-4255 | Cass | NE33586 | Inactive | n/a | M8483 | 1964 | Kewanee | FTFB - Firetube-Firebox Boiler | HWHT - Hot Water Heat | 2/28/2018
Vacant Building | 204 W South Front St | Grand Island | NE | 68801-5973 | Hall | NE30117 | Inactive | N/A | N-7037 | 1967 | Kewanee | FT - Firetube Boiler | HWHT - Hot Water Heat | 4/30/2019
Southview Christian Church-BMIC#405413 | 2040 S 22nd St | Lincoln | NE | 68502-2714 | Lancaster | NE04278 | Scrapped/Junked |  |  | 1940 | CRANE |  | STHT - Steam-Heat | 1/1/1900
Southview Christian Church-BMIC#405413 | 2040 S 22nd St | Lincoln | NE | 68502-2714 | Lancaster | NE12131 | Active | n/a | 377882-200110 | 2001 | Peerless | CI - Cast Iron | STHT - Steam-Heat | 3/31/2026
Southview Christian Church-BMIC#405413 | 2040 S 22nd St | Lincoln | NE | 68502-2714 | Lancaster | NE15649 | Scrapped/Junked |  | 211A93761193 | 1993 | PEERLESS HEATER COMPANY |  | STHT - Steam-Heat | 10/31/2004
Southview Christian Church-BMIC#405413 | 2040 S 22nd St | Lincoln | NE | 68502-2714 | Lancaster | NE20644 | Exempt 1999 LB-66 |  | 188864 | 1991 | AO SMITH | AHWH - ANSI/Fired Water Htr | HWSD - Hot Water Dom/Potable | 3/31/2000
Laundry Land | 2042 J St | Lincoln | NE | 68510-2756 | Lancaster | NE40369 | Scrapped/Junked | 14462 | AJH97.851/1196 | 1990 | WEBEN JARCO | COBL - Coil Type Boiler | HWSD - Hot Water Dom/Potable | 3/31/2016
KANSAS NEBR NATURAL GAS | 2044 Illinois St | Sidney | NE | 69162-1435 | CHEYENNE | NE00855 | Inactive | 113 |  | 1936 | BRODERICK | FT - Firetube Boiler | STHT - Steam-Heat | 6/30/1988
KANSAS NEBR NATURAL GAS | 2044 Illinois St | Sidney | NE | 69162-1435 | CHEYENNE | NE02024 | Inactive | 2166 |  | 1950 | LIECEY | FT - Firetube Boiler | STHT - Steam-Heat | 1/31/1992
Lincoln Premium Poultry Feedmill | 2045 S Downing St | Fremont | NE | 68025-6265 | Dodge | NE28140 | Active | 20604 | T6368-1-1 | 2018 | Cleaver Brooks | FTSM - FTS Marine Dry Back | PROC - Process Steam | 8/31/2026
Lincoln Premium Poultry Feedmill | 2045 S Downing St | Fremont | NE | 68025-6265 | Dodge | NE28141 | Active | 2955 | 6656 | 2018 | Cain | ECON - Boiler Economizer | ECON - Boiler Economizer | 8/31/2026
Lincoln Premium Poultry Feedmill | 2045 S Downing St | Fremont | NE | 68025-6265 | Dodge | NE28142 | Active | 20606 | T6368-1-2 | 2018 | Cleaver Brooks | FTSM - FTS Marine Dry Back | PROC - Process Steam | 8/31/2026
Lincoln Premium Poultry Feedmill | 2045 S Downing St | Fremont | NE | 68025-6265 | Dodge | NE28143 | Active | 2954 | 6655 | 2018 | Cain | ECON - Boiler Economizer | ECON - Boiler Economizer | 8/31/2026
APARTMENT BUILDING | 205 3rd St | Milford | NE | 68405-9641 | SEWARD | NE06906 | Inactive | 12859 | 1893595 | 1989 | LOCHINVAR | CPFT - Horiz Cpr Fin Boiler | HWHT - Hot Water Heat | 1/1/1900
SE Nebraska Antique Steam | 205 5th St | Unadilla | NE | 68454-4041 | Otoe | NE01200 | Out of Service | 486 | HSB 1868 | 1916 | J.I. Case | FT - Firetube Boiler | 0024 - Antique Steam Tractor | 6/30/2021
Winnebago Tribe of NE-Blackhawk Center | 205 Bluff St | Winnebago | NE | 68071-9703 | Thurston | NE02181 | Inactive |  |  | 1978 | TELEDYNE LAARS | CPFT - Horiz Cpr Fin Boiler | HWHT - Hot Water Heat | 3/31/1997
Winnebago Tribe of NE-Blackhawk Center | 205 Bluff St | Winnebago | NE | 68071-9703 | Thurston | NE13634 | Active | 202003 | C08-202003 | 2008 | LAARS HEATING SYSTEMS CO | CPFT - Horiz Cpr Fin Boiler | IPHT - Indoor Pool Heater | 2/28/2026
Winnebago Tribe of NE-Blackhawk Center | 205 Bluff St | Winnebago | NE | 68071-9703 | Thurston | NE23020 | Active | 9995 | 98E7443 | 1998 | Aldrich | FTFB - Firetube-Firebox Boiler | HWHT - Hot Water Heat | 2/28/2026
Winnebago Tribe of NE-Blackhawk Center | 205 Bluff St | Winnebago | NE | 68071-9703 | Thurston | NE23021 | Active | 10005 | 98E7453 | 1998 | Aldrich | FTFB - Firetube-Firebox Boiler | HWHT - Hot Water Heat | 2/28/2026
Winnebago Tribe of NE-Blackhawk Center | 205 Bluff St | Winnebago | NE | 68071-9703 | Thurston | NE23022 | Exempt 1999 LB-66 |  | 0692998 | 1998 | AO SMITH | AHWH - ANSI/Fired Water Htr | HWSD - Hot Water Dom/Potable | 6/30/2000
Winnebago Tribe of NE-Blackhawk Center | 205 Bluff St | Winnebago | NE | 68071-9703 | Thurston | NE23023 | Scrapped/Junked | 48154 | V9837513 | 1998 | HYDR | FT - Firetube Boiler | HWHT - Hot Water Heat | 10/31/2009
Winnebago Tribe of NE-Blackhawk Center | 205 Bluff St | Winnebago | NE | 68071-9703 | Thurston | NE23024 | Scrapped/Junked | 48132 | V9837491 | 1998 | HYDR | FT - Firetube Boiler | HWHT - Hot Water Heat | 10/31/2009
Winnebago Tribe of NE-Blackhawk Center | 205 Bluff St | Winnebago | NE | 68071-9703 | Thurston | NE23025 | Scrapped/Junked | 48155 | V9837514 | 1998 | HYDR | FT - Firetube Boiler | HWHT - Hot Water Heat | 10/31/2009
St Agnes School | 205 E 23rd St | Scottsbluff | NE | 69361-2026 | Scotts Bluff | NE21149 | Active | 87 | AIG-6670 | 1997 | Allied | WT - Water Tube Boiler | HWHT - Hot Water Heat | 3/31/2026
Out of business | 205 E 3rd St | Kimball | NE | 69145-1433 | KIMBALL | NE01377 | Scrapped/Junked | 28632 |  | 1969 | PM LATTNER MFR COMPANY | FT - Firetube Boiler | PROC - Process Steam | 10/31/2004
Out of business | 205 E 3rd St | Kimball | NE | 69145-1433 | KIMBALL | NE02349 | Inactive | 52113 | 89018 | 2003 | Lattner Boiler Co | FTNT - FT Vertical Tubeless | PROC - Process Steam | 10/31/2014
Sumner-Eddyville Schools | 205 E 5th Ave | Sumner | NE | 68878 | Dawson | NE16913 | Scrapped/Junked | N/A | RP0879406335 | 1979 | RHEEM | AHWH - ANSI/Fired Water Htr | HWSD - Hot Water Dom/Potable | 2/28/2012
SUMNER-EDDYVILLE SCHOOLS | 205 E 5TH AVE | SUMNER | NE | 68878 | DAWSON | NE11961 | Inactive |  | 7FDA603307 | 1988 | PEERLESS HEATER COMPANY |  | STHT - Steam-Heat | 2/28/2003
CLARKS PUBLIC SCHOOL | 205 E Pearl St | Clarks | NE | 68628-2874 | MERRICK | NE20101 | Exempt 1999 LB-66 |  | 000000048540255 | 1985 | RUUD | AHWH - ANSI/Fired Water Htr | HWSD - Hot Water Dom/Potable | 6/30/1998
CLARKS PUBLIC SCHOOL | 205 E Pearl St | Clarks | NE | 68628-2874 | MERRICK | NE20102 | Exempt 1999 LB-66 |  | 000000048540258 | 1985 | RUUD | AHWH - ANSI/Fired Water Htr | HWSD - Hot Water Dom/Potable | 6/30/1998
CLARKS PUBLIC SCHOOL | 205 E Pearl St | Clarks | NE | 68628-2874 | MERRICK | NE20103 | Exempt 1999 LB-66 |  | 000000048540259 | 1985 | RUUD | AHWH - ANSI/Fired Water Htr | HWSD - Hot Water Dom/Potable | 6/30/1998
CLARKS PUBLIC SCHOOL | 205 E Pearl St | Clarks | NE | 68628-2874 | MERRICK | NE20104 | Exempt 1999 LB-66 |  | 000000048540260 | 1985 | RUUD | AHWH - ANSI/Fired Water Htr | HWSD - Hot Water Dom/Potable | 6/30/1998
CLARKS PUBLIC SCHOOL | 205 E Pearl St | Clarks | NE | 68628-2874 | MERRICK | NE32815 | Inactive |  |  | 1983 | BRYANT |  | HWSD - Hot Water Dom/Potable | 7/31/1985
Pender City Power | 205 N 3rd St | Pender | NE | 68047-4144 | Thurston | NE12226 | Active | 00187278 | HEX4866 | 2006 | Lochinvar | CPFT - Horiz Cpr Fin Boiler | HWSP - Hot Water Non Potable Supply | 1/31/2027
Pender City Power | 205 N 3rd St | Pender | NE | 68047-4144 | Thurston | NE40864 | Active | N/A | 7713615 | 1985 | Burnham | CI - Cast Iron | HWSP - Hot Water Non Potable Supply | 1/31/2027
DUPLICATE LOCATION.. JOL# 1701668 | 205 N 7th St | Beatrice | NE | 68310-3917 | Gage | NE18459 | Inactive | 21883 | Y21883 | 1987 | AOSM | ELBL - Electric Boiler | HWHT - Hot Water Heat | 2/28/2022
First Christian Church #DNE0450 | 205 N 7th St | Beatrice | NE | 68310-3917 | Gage | NE09522 | Scrapped/Junked | n/a | 426682-200303 | 2003 | Peerless | CI - Cast Iron | HWHT - Hot Water Heat | 12/31/2025
First Christian Church #DNE0450 | 205 N 7th St | Beatrice | NE | 68310-3917 | Gage | NE09523 | Scrapped/Junked | n/a | 426681-200303 | 2003 | Peerless | CI - Cast Iron | HWHT - Hot Water Heat | 12/31/2025
First Christian Church #DNE0450 | 205 N 7th St | Beatrice | NE | 68310-3917 | Gage | NE16352 | Scrapped/Junked |  | 5003075 | 1950 | POWERMASTER | FTSM - FTS Marine Dry Back | STHT - Steam-Heat | 6/30/2003
First Christian Church #DNE0450 | 205 N 7th St | Beatrice | NE | 68310-3917 | Gage | NE16353 | Scrapped/Junked |  | L-23697 | 1960 | CLEAVER BROOKS | FTSM - FTS Marine Dry Back | STHT - Steam-Heat | 6/30/2003
First Christian Church #DNE0450 | 205 N 7th St | Beatrice | NE | 68310-3917 | Gage | NE43868 | Active | 59059 | 2540145518269 | 2025 | A O Smith | FTVT - Firetube Vertical TB | HWHT - Hot Water Heat | 12/31/2025
First Christian Church #DNE0450 | 205 N 7th St | Beatrice | NE | 68310-3917 | Gage | NE43869 | Active | 59060 | 2540145518270 | 2025 | A O Smith | FTVT - Firetube Vertical TB | HWHT - Hot Water Heat | 12/31/2025
COMMUNITY 1ST STATE BANK | 205 N Main St | Gordon | NE | 69343-1239 | SHERIDAN | NE19357 | Scrapped/Junked |  | 21574 | 1964 | BRYAN STEAM LLC | WT - Water Tube Boiler | HWHT - Hot Water Heat | 5/31/2003
Frontier Harley Davidson | 205 NW 40th St | Lincoln | NE | 68528-2265 | Lancaster | NE07216 | Active | 16386 | B060223 | 2006 | Precision | ELBL - Electric Boiler | HWHF - Hot Water Heat-Floor | 11/30/2025
APARTMENT BUILDING | 205 S 26th Ave | Omaha | NE | 68131-3606 | Douglas | NE12996 | Inactive |  | 5-47 | 1959 | US NATIONAL |  | STHT - Steam-Heat | 3/31/2005
Keep-U-Neat Cleaners | 205 S 4th St | O'Neill | NE | 68763-1877 | Holt | NE01332 | Inactive | 29186 |  | 1971 | PM LATTNER MFR COMPANY | FT - Firetube Boiler | PROC - Process Steam | 4/30/1992
Keep-U-Neat Cleaners | 205 S 4th St | O'Neill | NE | 68763-1877 | Holt | NE21928 | Inactive | 46904 |  | 1996 | LATT | FTNF - Firetube Flueless | PROC - Process Steam | 7/31/2010
Keep-U-Neat Cleaners | 205 S 4th St | O'Neill | NE | 68763-1877 | Holt | NE30421 | Scrapped/Junked | 31611 |  | 1974 | PM LATTNER MFR COMPANY | FT - Firetube Boiler | PROC - Process Steam | 7/31/2007
Keep-U-Neat Cleaners | 205 S 4th St | O'Neill | NE | 68763-1877 | Holt | NE30766 | Inactive | 27808 |  | 1992 | LOCHINVAR | CPFT - Horiz Cpr Fin Boiler | HWSD - Hot Water Dom/Potable | 9/30/1996
Keep-U-Neat Cleaners | 205 S 4th St | O'Neill | NE | 68763-1877 | Holt | NE40165 | Scrapped/Junked | 75559 | 976580 | 1997 | LOCHINVAR | CPFT - Horiz Cpr Fin Boiler | HWSD - Hot Water Dom/Potable | 3/31/2005
Bassett Lodge | 205 S Clark St | Bassett | NE | 68714-6042 | Rock | NE10142 | Active | 24141 | J06H10024141 | 2006 | Lochinvar | COBL - Coil Type Boiler | HWHT - Hot Water Heat | 2/28/2024
Bassett Lodge | 205 S Clark St | Bassett | NE | 68714-6042 | Rock | NE10143 | Active | 24140 | J06H10024140 | 2006 | Lochinvar | COBL - Coil Type Boiler | HWHT - Hot Water Heat | 2/28/2024
Osmond City Pool | 205 W 2nd St | Osmond | NE | 68765-5704 | Pierce | NE10629 | Out of Service | 126040 | C02G05789 | 2002 | TELE | CPFT - Horiz Cpr Fin Boiler | OPHT - Outdoor Pool Heater | 7/31/2018
High Plains Elementary | 205 W Pearl St | Clarks | NE | 68628-2899 | Merrick | NE37008 | Active | 38854 | R7402 | 1985 | Kewanee | FTFB - Firetube-Firebox Boiler | STHT - Steam-Heat | 1/31/2026
St Patrick's Church | 20500 W Maple Rd | Elkhorn | NE | 68022-1103 | Douglas | NE08127 | Inactive | 114207 | 7010544 | 2001 | TELE | WT - Water Tube Boiler | HWHT - Hot Water Heat | 1/31/2020
St Patrick's Church | 20500 W Maple Rd | Elkhorn | NE | 68022-1103 | Douglas | NE08128 | Active | 1300623 | 7020334 | 2002 | TELE | WT - Water Tube Boiler | HWHT - Hot Water Heat | 1/31/2027
St Patrick's Church | 20500 W Maple Rd | Elkhorn | NE | 68022-1103 | Douglas | NE08129 | Active | 120555 | 7020024 | 2002 | TELE | WT - Water Tube Boiler | HWHT - Hot Water Heat | 1/31/2027
St Patrick's Church | 20500 W Maple Rd | Elkhorn | NE | 68022-1103 | Douglas | NE08130 | Active | 73420 | 73420 | 2002 | AOSM | CHWH - ASME/Fired Water Heater | HWSP - Hot Water Non Potable Supply | 1/31/2027
St Patrick's Church | 20500 W Maple Rd | Elkhorn | NE | 68022-1103 | Douglas | NE12619 | Active | 16857 | 08F-4764 | 2008 | ALES | FTVT - Firetube Vertical TB | HWHT - Hot Water Heat | 1/31/2027
St Patrick's Church | 20500 W Maple Rd | Elkhorn | NE | 68022-1103 | Douglas | NE12620 | Active | 16858 | 08F-4765 | 2008 | ALES | FTVT - Firetube Vertical TB | HWHT - Hot Water Heat | 1/31/2027
St Patrick's Church | 20500 W Maple Rd | Elkhorn | NE | 68022-1103 | Douglas | NE15278 | Active | 34881 | R3346 | 1981 | Kewanee | FTFB - Firetube-Firebox Boiler | HWHT - Hot Water Heat | 1/31/2027
Childrens Hospital West | 20502 Roosevelt St | Elkhorn | NE | 68022-4148 | Douglas | NE42652 | Active | 2283 | F2067237A | 2023 | Fulton | FT - Firetube Boiler | HHHP - Hotwater Heat & Heat Pump | 4/30/2026
Childrens Hospital West | 20502 Roosevelt St | Elkhorn | NE | 68022-4148 | Douglas | NE42653 | Active | 2282 | F2067236A | 2023 | Fulton | FT - Firetube Boiler | HHHP - Hotwater Heat & Heat Pump | 4/30/2026
Glenn's Carstar | 2051 K St | Lincoln | NE | 68510-1135 | Lancaster | NE10212 | Active | N/A | 419485 | 2007 | Omni - Econo-Heat | CI - Cast Iron | HWHF - Hot Water Heat-Floor | 4/30/2026
UNL Library Depository | 2055 N 35th St | Lincoln | NE | 68588 | Lancaster | NE06188 | Scrapped/Junked | 13632 | 04F1543 | 2004 | ALES | FTVT - Firetube Vertical TB | HWHT - Hot Water Heat | 5/31/2018
UNL Library Depository | 2055 N 35th St | Lincoln | NE | 68588 | Lancaster | NE27239 | Active | 231807 | 1646103905439 | 2016 | Lochinvar | FTVT - Firetube Vertical TB | GLYC - Glycol Bldg Heat Sys | 5/31/2026
UNL Library Depository | 2055 N 35th St | Lincoln | NE | 68588 | Lancaster | NE27240 | Active | 229005 | 1646103905442 | 2016 | Lochinvar | FTVT - Firetube Vertical TB | GLYC - Glycol Bldg Heat Sys | 5/31/2026
JetSplash Car Wash | 2055 S 40th | Lincoln | NE | 68506 | Lancaster | NE41803 | Active | 263392 | 21.PGT550.151.0934 | 2021 | Lochinvar | FTVT - Firetube Vertical TB | GLFH - Glycol Floor Heat System | 6/30/2026
JetSplash Car Wash | 2055 S 40th | Lincoln | NE | 68506 | Lancaster | NE41804 | Active | 263352 | 21.PGT550.151.0894 | 2021 | Lochinvar | FTVT - Firetube Vertical TB | GLFH - Glycol Floor Heat System | 6/30/2026
JetSplash Car Wash | 2055 S 40th | Lincoln | NE | 68506 | Lancaster | NE41805 | Active | 530914 | N1.21.26.00089 | 2021 | Lochinvar | WTHW - Watertube Wtr Heater | HWSP - Hot Water Non Potable Supply | 6/30/2026
Max I Walkers | 2055 Saint Marys Ave | Omaha | NE | 68102-2415 | Douglas | NE05150 | Scrapped/Junked | 51350 | 59718 | 2000 | Parker Ind | WT - Water Tube Boiler | PROC - Process Steam | 5/31/2013
Max I Walkers | 2055 Saint Marys Ave | Omaha | NE | 68102-2415 | Douglas | NE05366 | Active | 51350 | 21757 | 2000 | Parker Ind | WT - Water Tube Boiler | PROC - Process Steam | 5/31/2026
MAX I WALKERS | 2055 ST MARY`S AVE | OMAHA | NE | 68102-2415 | Douglas | NE05041 | Scrapped/Junked |  | G-1261 | 1991 | PEERLESS HEATER COMPANY |  | HWHT - Hot Water Heat | 5/31/2005
Wahoo Elementary School | 2056 N Hackberry St | Wahoo | NE | 68066-5555 | Saunders | NE09873 | Active | 105204 | 0901105204 | 2001 | Pvi | CHWH - ASME/Fired Water Heater | HWSD - Hot Water Dom/Potable | 10/31/2026
Wahoo Elementary School | 2056 N Hackberry St | Wahoo | NE | 68066-5555 | Saunders | NE09874 | Active | 106005 | 1001106005 | 2001 | Pvi | FT - Firetube Boiler | GLYC - Glycol Bldg Heat Sys | 10/31/2026
Wahoo Elementary School | 2056 N Hackberry St | Wahoo | NE | 68066-5555 | Saunders | NE09951 | Active | 106006 | 1001106006 | 2001 | Pvi | FT - Firetube Boiler | GLYC - Glycol Bldg Heat Sys | 10/31/2026
St Peter Catholic School | 206 3rd St | Fullerton | NE | 68638-3224 | Nance | NE29114 | Active | 6493 | 19HE050740419 | 2019 | Riello | COBL - Coil Type Boiler | HWHT - Hot Water Heat | 12/31/2026
St Peter Catholic School | 206 3rd St | Fullerton | NE | 68638-3224 | Nance | NE29115 | Active | 6487 | 19HEO5068 WAS 419 | 2019 | Riello | COBL - Coil Type Boiler | HWHT - Hot Water Heat | 12/31/2026
St Peter Catholic School | 206 3rd St | Fullerton | NE | 68638-3224 | Nance | NE32702 | Scrapped/Junked | n/a | K8261 | 1958 | Kewanee | FTFB - Firetube-Firebox Boiler | HWHT - Hot Water Heat | 12/31/2020
Sinamco Mills | 206 Adams Ave | Morrill | NE | 69358-5023 | Scotts Bluff | NE01866 | Out of Service | 1201 | 7355 | 1973 | Abco Industries | FT - Firetube Boiler | PROC - Process Steam | 6/30/2015
Sinamco Mills | 206 Adams Ave | Morrill | NE | 69358-5023 | Scotts Bluff | NE02176 | Inactive | 1577 |  | 1967 | SELLERS | FTSM - FTS Marine Dry Back | PROC - Process Steam | 6/30/2006
Sinamco Mills | 206 Adams Ave | Morrill | NE | 69358-5023 | Scotts Bluff | NE26918 | Out of Service | 10563 | 10563 | 2017 | Williams & Davis | FT - Firetube Boiler | PROC - Process Steam | 7/31/2023
ALDA SCHOOL | 206 E 3rd St | Alda | NE | 68810-9695 | HALL | NE32643 | Inactive |  | 28B60 | 1948 | US RADIATOR |  | STHT - Steam-Heat | 1/31/2000
Sutton City Pool | 206 E Ash St | Sutton | NE |  | Clay | NE09864 | Scrapped/Junked | 116855 | C01I06927 | 2001 | WTRP | CPFT - Horiz Cpr Fin Boiler | OPHT - Outdoor Pool Heater | 6/30/2019
Sutton City Pool | 206 E Ash St | Sutton | NE |  | Clay | NE28130 | Active | 293948 | C19293948 | 2019 | PENTAIR | CPFT - Horiz Cpr Fin Boiler | OPHT - Outdoor Pool Heater | 5/31/2026
BRADSHAW PUBLIC SCHOOLS | 206 E JACKSON ST | BRADSHAW | NE | 68310 | YORK | NE20141 | Exempt 1999 LB-66 |  | 000000893G00418 | 1993 | RHEEM MANUFACTURING CO | AHWH - ANSI/Fired Water Htr | HWSD - Hot Water Dom/Potable | 6/30/1999
BRADSHAW PUBLIC SCHOOLS | 206 E JACKSON ST | BRADSHAW | NE | 68310 | YORK | NE32526 | Inactive |  | 1X | 1965 | KEWANEE | FTFB - Firetube-Firebox Boiler | STHT - Steam-Heat | 3/31/2008
BRADSHAW PUBLIC SCHOOLS | 206 E JACKSON ST | BRADSHAW | NE | 68310 | YORK | NE37717 | Inactive |  | 211A-1536-1285 | 1986 | PEERLESS HEATER COMPANY |  | STHT - Steam-Heat | 3/31/2008
Shelia R Holloway Labenz | 206 Lagerville Dr | Aurora | NE | 68818-1112 | Hamilton | NE08098 | Exempt | N/A |  | 2000 | AMST | CI - Cast Iron | HWHT - Hot Water Heat | 8/31/2008
Knox County Courthouse | 206 Main St | Center | NE | 68724-9705 | Knox | NE16971 | Scrapped/Junked |  | 44-9 | 1957 | Weil-Mcclain | CI - Cast Iron | STHT - Steam-Heat | 3/31/2007
Former Palisade School | 206 N Reynolds St | Palisade | NE | 69045 | Hayes | NE16426 | Inactive | n/a | 7FDA-7482-0491 | 1991 | Peerless | CI - Cast Iron | STHT - Steam-Heat | 12/31/2014
Former Palisade School | 206 N Reynolds St | Palisade | NE | 69045 | Hayes | NE24518 | Active | n/a | 696112-201309 | 2013 | Peerless | CI - Cast Iron | STHT - Steam-Heat | 12/31/2025
(Vacant) Pioneer Memorial Nursing Home | 206 NW 4th St | Mullen | NE | 69152 | Hooker | NE02125 | Scrapped/Junked |  |  | 1983 | AO SMITH | AHWH - ANSI/Fired Water Htr | HWSD - Hot Water Dom/Potable | 10/31/2002
(Vacant) Pioneer Memorial Nursing Home | 206 NW 4th St | Mullen | NE | 69152 | Hooker | NE02126 | Out of Service | n/a | 64065780376 | 1978 | AOSM | COBL - Coil Type Boiler | HWSD - Hot Water Dom/Potable | 11/30/2025
(Vacant) Pioneer Memorial Nursing Home | 206 NW 4th St | Mullen | NE | 69152 | Hooker | NE06587 | Active | 16999 | 399A19L0013 | 2005 | HTPI | COBL - Coil Type Boiler | HWHT - Hot Water Heat | 11/30/2026
(Vacant) Pioneer Memorial Nursing Home | 206 NW 4th St | Mullen | NE | 69152 | Hooker | NE06588 | Active | 16248 | 399A19L005 | 2005 | HTPI | COBL - Coil Type Boiler | HWHT - Hot Water Heat | 11/30/2026
(Vacant) Pioneer Memorial Nursing Home | 206 NW 4th St | Mullen | NE | 69152 | Hooker | NE06589 | Active | 16995 | 399A19L0012 | 2005 | HTPI | COBL - Coil Type Boiler | HWHT - Hot Water Heat | 11/30/2026
(Vacant) Pioneer Memorial Nursing Home | 206 NW 4th St | Mullen | NE | 69152 | Hooker | NE08612 | Scrapped/Junked | 186904 | 0109186904 | 2001 | RAYP | CPFH - Copper Fin Water Heater | HWSD - Hot Water Dom/Potable | 11/30/2009
(Vacant) Pioneer Memorial Nursing Home | 206 NW 4th St | Mullen | NE | 69152 | Hooker | NE17098 | Scrapped/Junked | 299950 | 0908299950 | 2009 | Raypak | WTHW - Watertube Wtr Heater | HWSD - Hot Water Dom/Potable | 11/30/2018
(Vacant) Pioneer Memorial Nursing Home | 206 NW 4th St | Mullen | NE | 69152 | Hooker | NE17482 | Scrapped/Junked | n/a | 20BJ23 | 1958 | AMST | CI - Cast Iron | HWHT - Hot Water Heat | 11/30/2010
(Vacant) Pioneer Memorial Nursing Home | 206 NW 4th St | Mullen | NE | 69152 | Hooker | NE17483 | Scrapped/Junked |  | 3R9FG | 1963 | KEWANEE | FTFB - Firetube-Firebox Boiler | HWHT - Hot Water Heat | 1/31/2006
(Vacant) Pioneer Memorial Nursing Home | 206 NW 4th St | Mullen | NE | 69152 | Hooker | NE19070 | Out of Service | 137064 | 081011484 | 2010 | CAMUS | WTSS - Watertube SS Steel | HWHT - Hot Water Heat | 11/30/2025
(Vacant) Pioneer Memorial Nursing Home | 206 NW 4th St | Mullen | NE | 69152 | Hooker | NE19071 | Out of Service | 137065 | 081011483 | 2010 | CAMUS | WTSS - Watertube SS Steel | HWHT - Hot Water Heat | 11/30/2025
Sharp Building | 206 S 13th St | Lincoln | NE | 68508-2040 | Lancaster | NE11909 | Scrapped/Junked | 0 | P-3509 | 1975 | Kewanee | FTFB - Firetube-Firebox Boiler | STHT - Steam-Heat | 5/31/2017
Sharp Building | 206 S 13th St | Lincoln | NE | 68508-2040 | Lancaster | NE11910 | Out of Service | 0 | P-3602 | 1975 | Kewanee | FTFB - Firetube-Firebox Boiler | STHT - Steam-Heat | 5/31/2020
Sharp Building | 206 S 13th St | Lincoln | NE | 68508-2040 | Lancaster | NE11911 | Out of Service | 0 | P3597 | 1975 | KEWA | FTFB - Firetube-Firebox Boiler | STHT - Steam-Heat | 5/31/2010
Sharp Building | 206 S 13th St | Lincoln | NE | 68508-2040 | Lancaster | NE11912 | Scrapped/Junked | 0 | P-3597 | 1975 | Kewanee | FTFB - Firetube-Firebox Boiler | STHT - Steam-Heat | 5/31/2024
Sharp Building | 206 S 13th St | Lincoln | NE | 68508-2040 | Lancaster | NE11913 | Scrapped/Junked |  | 6026163 | 1975 | PEERLESS HEATER COMPANY |  | STHT - Steam-Heat | 5/31/2006
Sharp Building | 206 S 13th St | Lincoln | NE | 68508-2040 | Lancaster | NE27456 | Active | N/A | 747802 | 2017 | Peerless | CI - Cast Iron | STHT - Steam-Heat | 5/31/2026
Sharp Building | 206 S 13th St | Lincoln | NE | 68508-2040 | Lancaster | NE29187 | Active | N/A | 787881-202008 | 2020 | Peerless | CI - Cast Iron | STHT - Steam-Heat | 5/31/2026
Sharp Building | 206 S 13th St | Lincoln | NE | 68508-2040 | Lancaster | NE43153 | Active | N/A | 65944545 | 2024 | Burnham | CI - Cast Iron | HWHT - Hot Water Heat | 5/31/2026
FARM CREDIT SERVICES OF | 206 S 19th St | Omaha | NE | 68102-1704 | Douglas | NE12765 | Inactive |  | 3384-3 | 1965 | PACIFIC | FT - Firetube Boiler | STHT - Steam-Heat | 3/31/1993
FARM CREDIT SERVICES OF | 206 S 19th St | Omaha | NE | 68102-1704 | Douglas | NE15901 | Inactive |  |  | 1922 | KEWANEE | FT - Firetube Boiler | STHT - Steam-Heat | 3/31/1993
FARM CREDIT SERVICES OF | 206 S 19th St | Omaha | NE | 68102-1704 | Douglas | NE15902 | Inactive |  |  | 1922 | KEWANEE | FT - Firetube Boiler | STHT - Steam-Heat | 3/31/1993
CARRIAGE INC | 206 S 6th St | Beatrice | NE | 68310-4401 | GAGE | NE14401 | Inactive |  |  | 1988 | WEIL MCLAIN |  | STHT - Steam-Heat | 12/31/1996
CARRIAGE INC | 206 S 6th St | Beatrice | NE | 68310-4401 | GAGE | NE34255 | Inactive |  |  | 1920 | US RADIATOR |  | STHT - Steam-Heat | 12/31/1992
Doniphan Control Ctr | 2060 W Platte River Dr | Doniphan | NE | 68832-9800 | Hamilton | NE18579 | Active | 32431 | n/a | 1992 | Bryan | ELBL - Electric Boiler | HWHT - Hot Water Heat | 1/31/2026
Vishay Electronics Plant #6 | 2064 12th Ave | Columbus | NE | 68601-3632 | Platte | NE35598 | Out of Service | n/a | G609 | 1968 | American Standard | CI - Cast Iron | HWHT - Hot Water Heat | 4/30/2021
Vishay Electronics Plant #6 | 2064 12th Ave | Columbus | NE | 68601-3632 | Platte | NE35599 | Out of Service | n/a | CP# 1549379 | 1988 | Weil-Mcclain | CI - Cast Iron | HWHT - Hot Water Heat | 4/30/2021
LAZY R FEEDS | 20640 Rawhide Rd | Elkhorn | NE | 68022-1828 | Douglas | NE18345 | Inactive | 12366 |  | 1994 | SUPERIOR BOILERWORKS | FT - Firetube Boiler | PROC - Process Steam | 4/30/1996
Elkhorn PS Admin Bldg | 20650 Glenn St | Elkhorn | NE | 68022-2324 | Douglas | NE20314 | Scrapped/Junked | 122312 | 9502122312 | 1995 | Raypak | CPFT - Horiz Cpr Fin Boiler | HWHT - Hot Water Heat | 10/31/2022
Elkhorn PS Admin Bldg | 20650 Glenn St | Elkhorn | NE | 68022-2324 | Douglas | NE42049 | Active | 543503 | 22055435031 | 2022 | Raypak | CPFT - Horiz Cpr Fin Boiler | HWHT - Hot Water Heat | 7/31/2026
OMAHA TEMPORARY SERVICES | 2066 Farnam St | Omaha | NE | 68102-1217 | Douglas | NE12815 | Inactive |  |  | 1979 | PEERLESS HEATER COMPANY |  | STHT - Steam-Heat | 4/30/2001
Benkelman City Pool | 207 Dakota St | Benkelman | NE | 69021-2149 | Dundy | NE16100 | Active | 240692 | 12240692 | 2008 | Lochinvar | CPPH - Ansi Cpr Fin Pool Heater | OPHT - Outdoor Pool Heater | 6/30/2026
Benkelman City Pool | 207 Dakota St | Benkelman | NE | 69021-2149 | Dundy | NE40623 | Scrapped/Junked | 74218 | C96L10963 | 1996 | TELE | CPFT - Horiz Cpr Fin Boiler | OPHT - Outdoor Pool Heater | 7/31/2002
York Auto Sales | 207 E Nobes Rd | York | NE | 68467-4315 | York | NE23544 | Inactive | 67546 | 0688104146 | 1987 | Raytherm/Raypak | CPFT - Horiz Cpr Fin Boiler | HWHT - Hot Water Heat | 3/31/2020
York Auto Sales | 207 E Nobes Rd | York | NE | 68467-4315 | York | NE23545 | Scrapped/Junked | 89617 | 1190117617 | 1990 | Raytherm/Raypak | CPFT - Horiz Cpr Fin Boiler | HWSP - Hot Water Non Potable Supply | 3/31/2017
Randolph High School | 207 N Pierce St | Randolph | NE | 68771-5514 | Cedar | NE27257 | Active | 77611 | G-17-0710 | 2017 | Aerco | FTVT - Firetube Vertical TB | HWHT - Hot Water Heat | 1/31/2027
Randolph High School | 207 N Pierce St | Randolph | NE | 68771-5514 | Cedar | NE27258 | Active | 77612 | G-17-0711 | 2017 | Aerco | FTVT - Firetube Vertical TB | HWHT - Hot Water Heat | 1/31/2027
Randolph High School | 207 N Pierce St | Randolph | NE | 68771-5514 | Cedar | NE27259 | Active | 77028 | G-17-0063 | 2017 | Aerco | FTVT - Firetube Vertical TB | HWSD - Hot Water Dom/Potable | 1/31/2027
Randolph High School | 207 N Pierce St | Randolph | NE | 68771-5514 | Cedar | NE33980 | Scrapped/Junked | N/A | M7263 | 1964 | Kewanee | FTFB - Firetube-Firebox Boiler | HWHT - Hot Water Heat | 1/31/2018
Randolph High School | 207 N Pierce St | Randolph | NE | 68771-5514 | Cedar | NE33981 | Scrapped/Junked | n/a | M7259 | 1964 | Kewanee | FTFB - Firetube-Firebox Boiler | HWHT - Hot Water Heat | 1/31/2018
Apartment Building | 207 Norfolk Ave | Norfolk | NE | 68701-5341 | Madison | NE16677 | Inactive |  | 79098 | 1964 | Kewannee | FT - Firetube Boiler | STHT - Steam-Heat | 9/30/1995
St Mary's Cathedral Parish | 207 S Elm St | Grand Island | NE | 68801-6549 | Hall | NE12081 | Active | 12422 | 02F-0338 | 2002 | ALES | FTVT - Firetube Vertical TB | HWHT - Hot Water Heat | 10/31/2026
St Mary's Cathedral Parish | 207 S Elm St | Grand Island | NE | 68801-6549 | Hall | NE12082 | Active | 12423 | 02F-0339 | 2002 | ALES | FTVT - Firetube Vertical TB | HWHT - Hot Water Heat | 10/31/2026
St Mary's Cathedral Parish | 207 S Elm St | Grand Island | NE | 68801-6549 | Hall | NE12083 | Inactive | 76536 | LD032370926970/76536 | 2003 | AOSC | CHWH - ASME/Fired Water Heater | HWSD - Hot Water Dom/Potable | 10/31/2010
St Mary's Cathedral Parish | 207 S Elm St | Grand Island | NE | 68801-6549 | Hall | NE17939 | Scrapped/Junked | 134003 | 0905M001188 | 2009 | A O Smith | CHWH - ASME/Fired Water Heater | HWSD - Hot Water Dom/Potable | 10/31/2023
St Mary's Cathedral Parish | 207 S Elm St | Grand Island | NE | 68801-6549 | Hall | NE28120 | Active | 89009 | F009282 | 2018 | PVI Industries | FTVT - Firetube Vertical TB | HWHT - Hot Water Heat | 10/31/2026
St Mary's Cathedral Parish | 207 S Elm St | Grand Island | NE | 68801-6549 | Hall | NE28121 | Active | 74648 | F009283 | 2018 | PVI Industries | FTVT - Firetube Vertical TB | HWHT - Hot Water Heat | 10/31/2026
St Mary's Cathedral Parish | 207 S Elm St | Grand Island | NE | 68801-6549 | Hall | NE28122 | Active | 74690 | F009276 | 2018 | PVI Industries | FTVT - Firetube Vertical TB | HWHT - Hot Water Heat | 10/31/2026
St Mary's Cathedral Parish | 207 S Elm St | Grand Island | NE | 68801-6549 | Hall | NE30584 | Scrapped/Junked | 8037 | 94E4368 | 1994 | ALES | FTVT - Firetube Vertical TB | HWHT - Hot Water Heat | 10/31/2019
St Mary's Cathedral Parish | 207 S Elm St | Grand Island | NE | 68801-6549 | Hall | NE30585 | Scrapped/Junked | 8038 | 94E4369 | 1994 | ALES | FTVT - Firetube Vertical TB | HWHT - Hot Water Heat | 10/31/2019
St Mary's Cathedral Parish | 207 S Elm St | Grand Island | NE | 68801-6549 | Hall | NE30586 | Scrapped/Junked | 8010 | 9434323 | 1994 | ALES | FTVT - Firetube Vertical TB | HWHT - Hot Water Heat | 10/31/2019
St Mary's Cathedral Parish | 207 S Elm St | Grand Island | NE | 68801-6549 | Hall | NE41618 | Active | 285389 | 285389 | 2021 | A O Smith | CHWH - ASME/Fired Water Heater | HWSD - Hot Water Dom/Potable | 10/31/2026
St Mary's Rectory | 207 S Elm St | Grand Island | NE | 68801-6549 | Hall | NE18311 | Active | 28547 | G929689 | 1992 | Lochinvar | CPFT - Horiz Cpr Fin Boiler | HWHT - Hot Water Heat | 10/31/2026
St Mary's Rectory | 207 S Elm St | Grand Island | NE | 68801-6549 | Hall | NE20473 | Active | n/a | 17263826 | 1989 | Burnham | CI - Cast Iron | HWHT - Hot Water Heat | 10/31/2026
Oakland Heights Nrsg Home | 207 S Engdahl Ave | Oakland | NE | 68045-1419 | Burt | NE01762 | Scrapped/Junked | 199990 | 07199990 | 2007 | Loch | CPFH - Copper Fin Water Heater | HWSD - Hot Water Dom/Potable | 9/30/2010
Oakland Heights Nrsg Home | 207 S Engdahl Ave | Oakland | NE | 68045-1419 | Burt | NE05490 | Exempt 1999 LB-66 |  | 000000A96969835 | 1996 | STATE INDUSTRIES | AHWH - ANSI/Fired Water Htr | HWSD - Hot Water Dom/Potable | 7/31/2000
Oakland Heights Nrsg Home | 207 S Engdahl Ave | Oakland | NE | 68045-1419 | Burt | NE05711 | Exempt 1999 LB-66 |  | 0610587 | 1996 | AO SMITH | AHWH - ANSI/Fired Water Htr | HWSD - Hot Water Dom/Potable | 7/31/2000
Oakland Heights Nrsg Home | 207 S Engdahl Ave | Oakland | NE | 68045-1419 | Burt | NE12388 | Scrapped/Junked | 217490 | 06185121 | 2006 | Lochinvar | CPFH - Copper Fin Water Heater | HWSD - Hot Water Dom/Potable | 9/30/2012
Oakland Heights Nrsg Home | 207 S Engdahl Ave | Oakland | NE | 68045-1419 | Burt | NE19078 | Scrapped/Junked | 225271 | 10225271 | 2010 | Lochinvar | CPFH - Copper Fin Water Heater | HWSD - Hot Water Dom/Potable | 9/30/2012
Oakland Heights Nrsg Home | 207 S Engdahl Ave | Oakland | NE | 68045-1419 | Burt | NE21000 | Scrapped/Junked | 12955 | 09T35083 | 2009 | Triangle Tube | FTVT - Firetube Vertical TB | HWSD - Hot Water Dom/Potable | 9/30/2020
Oakland Heights Nrsg Home | 207 S Engdahl Ave | Oakland | NE | 68045-1419 | Burt | NE21426 | Active | 12969 | 09T35097 | 2009 | Triangle Tube | FTVT - Firetube Vertical TB | HWSD - Hot Water Dom/Potable | 9/30/2026
Oakland Heights Nrsg Home | 207 S Engdahl Ave | Oakland | NE | 68045-1419 | Burt | NE28961 | Active | 151813 | 20 .PG75.41.0142 | 2020 | Trinity | FTVT - Firetube Vertical TB | HWHT - Hot Water Heat | 9/30/2026
Oakland Heights Nrsg Home | 207 S Engdahl Ave | Oakland | NE | 68045-1419 | Burt | NE30458 | Scrapped/Junked | 32124 |  | 1993 | LOCHINVAR | CPFT - Horiz Cpr Fin Boiler | HWSD - Hot Water Dom/Potable | 7/31/2003
Oakland Heights Nrsg Home | 207 S Engdahl Ave | Oakland | NE | 68045-1419 | Burt | NE30459 | Scrapped/Junked | 32125 |  | 1993 | LOCHINVAR | CPFH - Copper Fin Water Heater | HWSD - Hot Water Dom/Potable | 7/31/2004
RETAIL SHOP | 207 W Norfolk Ave | Norfolk | NE | 68701-5341 | MADISON | NE40099 | Inactive |  | M4080 | 1963 | KEWANEE | FT - Firetube Boiler | STHT - Steam-Heat | 9/30/1995
ROOSTER'S PUB | 2076 N 117th Ave | Omaha | NE | 68164-3604 | Douglas | NE21653 | Exempt 1999 LB-66 |  | 792008602 | 1992 | RHEEM MANUFACTURING CO | AHWH - ANSI/Fired Water Htr | HWSD - Hot Water Dom/Potable | 7/31/2000
Edgerton Explorit Center | 208 16th St | Aurora | NE | 68818-3009 | Hamilton | NE10129 | Scrapped/Junked | 8039 | 94-E4370 | 1994 | LES Aldrich | FTVT - Firetube Vertical TB | HWHT - Hot Water Heat | 1/31/2019
Edgerton Explorit Center | 208 16th St | Aurora | NE | 68818-3009 | Hamilton | NE27537 | Active | 412781 | 051826475 | 2017 | CAMUS | WT - Water Tube Boiler | HWHT - Hot Water Heat | 10/31/2026
Regency of Kearney, LLC | 208 E 48th St | Kearney | NE | 68847-8300 | Buffalo | NE24597 | Scrapped/Junked | 174427 | 174427 | 2012 | AO SMITH | CHWH - ASME/Fired Water Heater | HWSD - Hot Water Dom/Potable | 2/28/2022
Regency of Kearney, LLC | 208 E 48th St | Kearney | NE | 68847-8300 | Buffalo | NE41326 | Active | 290289 | 2201127719054 | 2022 | AO SMITH | CHWH - ASME/Fired Water Heater | HWSD - Hot Water Dom/Potable | 2/28/2028
OFFICE BUILDING | 208 E 6TH | BRIDGEPORT | NE | 69336 | MORRILL | NE35472 | Scrapped/Junked |  | 4G9 | 1950 | AMERICAN STANDARD |  | HWHT - Hot Water Heat | 4/30/2001
MIDWEST PMS LLC | 208 NW RAILROAD AVE | SHICKLEY | NE | 68436 | FILLMORE | NE15328 | Inactive | 9262 |  | 1968 | US RADIATOR | FT - Firetube Boiler | STHT - Steam-Heat | 6/30/1997
TRINITY LUTHERAN SCHOOL | 208 W 13th St | Grand Island | NE | 68801-3881 | HALL | NE33313 | Inactive |  | S3611 | 1930 | AMERICAN RADIATOR |  | STHT - Steam-Heat | 8/31/2003
TRINITY LUTHERAN SCHOOL | 208 W 13th St | Grand Island | NE | 68801-3881 | HALL | NE33314 | Inactive |  | M1517 | 1962 | KEWANEE | FTFB - Firetube-Firebox Boiler | HWHT - Hot Water Heat | 8/31/2003
TRINITY LUTHERAN SCHOOL | 208 W 13th St | Grand Island | NE | 68801-3881 | HALL | NE34848 | Scrapped/Junked |  | AF86-02306 | 1984 | AO SMITH | AHWH - ANSI/Fired Water Htr | HWSD - Hot Water Dom/Potable | 8/31/2002
CARPETS N MORE | 208 W 3rd St | Grand Island | NE | 68801-5916 | HALL | NE16525 | Inactive |  | J8732 | 1957 | KEWANEE | FT - Firetube Boiler | STHT - Steam-Heat | 9/30/2000
WOLLENS CLEANERS | 20815 DODGE RD | ELKHORN | NE | 68022 | Douglas | NE04207 | Inactive | 3869 |  | 1985 | INDUSTRIAL | FT - Firetube Boiler | PROC - Process Steam | 4/30/1998
Bruce Furniture | 209 E 4th St | North Platte | NE | 69101-6901 | Lincoln | NE23586 | Active | N/A | 4096 | 1999 | Dunkirk | CIMD - Cast Iron/Modular Ins | HWHT - Hot Water Heat | 11/30/2026
Nance County Courthouse | 209 Esther St | Fullerton | NE | 68638-3133 | Nance | NE15204 | Scrapped/Junked | n/a | 210-15058G | 1974 | Peerless | CI - Cast Iron | HWHT - Hot Water Heat | 4/30/2011
Nance County Courthouse | 209 Esther St | Fullerton | NE | 68638-3133 | Nance | NE17961 | Inactive | 17884 | 10F-5792 | 2010 | Les Inc/Aldrich Co | FTVT - Firetube Vertical TB | HWHT - Hot Water Heat | 4/30/2024
Jeff's Wash & Glo Car Wash | 209 Galvin Rd N | Bellevue | NE | 68005-4852 | Sarpy | NE02501 | Inactive |  | 03-08-015402 | 2003 | PALOMA | COBL - Coil Type Boiler | HWHF - Hot Water Heat-Floor | 1/1/1900
Jeff's Wash & Glo Car Wash | 209 Galvin Rd N | Bellevue | NE | 68005-4852 | Sarpy | NE05978 | Out of Service | 1370 | 2004.53.0206 | 2004 | NTI | COBL - Coil Type Boiler | HWHT - Hot Water Heat | 10/31/2009
Jeff's Wash & Glo Car Wash | 209 Galvin Rd N | Bellevue | NE | 68005-4852 | Sarpy | NE05979 | Out of Service | 1379 | 2004.53.0001 | 2004 | NTI | COBL - Coil Type Boiler | HWHT - Hot Water Heat | 10/31/2009
Jeff's Wash & Glo Car Wash | 209 Galvin Rd N | Bellevue | NE | 68005-4852 | Sarpy | NE09538 | Scrapped/Junked |  | 86-9-002479 | 1986 | PALOMA | COWH - Coil Type Water Heater | HWHT - Hot Water Heat | 10/31/2004
OLD BROCK ELEMENATRY | 209 MAIN ST | BROCK | NE | 68320 | NEMAHA | NE33244 | Inactive | 4185 | OU4185 | 1960 | US RADIATOR | FTFB - Firetube-Firebox Boiler | STHT - Steam-Heat | 7/31/2004
Apartment Building | 209 N Elm St | Grand Island | NE | 68801-5980 | Hall | NE19154 | Scrapped/Junked | n/a | 50T16468 | 1978 | Bryan | CI - Cast Iron | HWHT - Hot Water Heat | 10/31/2011
Cambridge Housing Authority | 209 Nelson St | Cambridge | NE | 69022-3579 | Furnas | NE40422 | Scrapped/Junked |  | 425-147 | 1993 | VALLIANT |  | HWDP - Hotwater Heat & Dom Supply | 4/30/2007
Cambridge Housing Authority | 209 Nelson St | Cambridge | NE | 69022-3579 | Furnas | NE40423 | Scrapped/Junked | n/a | 425-145 | 1993 | Valiant | CI - Cast Iron | HWHT - Hot Water Heat | 4/30/2022
Cambridge Housing Authority | 209 Nelson St | Cambridge | NE | 69022-3579 | Furnas | NE41338 | Active | N/A | B000705093 | 2020 | Crown | CI - Cast Iron | HWHT - Hot Water Heat | 3/31/2026
MCCOOK ART GUILD | 209 Norris Ave | McCook | NE | 69001-3704 | RED WILLOW | NE16793 | Inactive |  | 152569 | 1956 | US RADIATOR |  | HWHT - Hot Water Heat | 10/31/2000
Snyder Elementary School | 209 Pine St | Snyder | NE | 68664 | Dodge | NE18104 | Scrapped/Junked | 17176 | LE92-0017176 | 1992 | A. O. Smith | CHWH - ASME/Fired Water Heater | HWSD - Hot Water Dom/Potable | 8/31/2003
Snyder Elementary School | 209 Pine St | Snyder | NE | 68664 | Dodge | NE33301 | Out of Service |  | 138789 | 1967 | NATI | FTFB - Firetube-Firebox Boiler | HWHT - Hot Water Heat | 8/31/2009
Douglas Building | 209 S 19th St | Omaha | NE | 68102-1711 | Douglas | NE03419 | Inactive | 24228 | 6510011 | 1965 | ORRS | FT - Firetube Boiler | STHT - Steam-Heat | 9/30/2008
Douglas Building | 209 S 19th St | Omaha | NE | 68102-1711 | Douglas | NE03420 | Inactive | 24227 | 6510010 | 1965 | ORRS | FTFB - Firetube-Firebox Boiler | STHT - Steam-Heat | 9/30/2008
Douglas Building | 209 S 19th St | Omaha | NE | 68102-1711 | Douglas | NE05516 | Active | N/A | 23359 | 1965 | BRYA | WT - Water Tube Boiler | HWSD - Hot Water Dom/Potable | 2/28/2026
McCool Junction School Dist #83 | 209 S 2nd St | McCool Junction | NE | 68401 | York | NE18836 | Scrapped/Junked | 10030 | 98E-7478 | 1998 | Aldrich | FT - Firetube Boiler | STHT - Steam-Heat | 10/31/2010
McCool Junction School Dist #83 | 209 S 2nd St | McCool Junction | NE | 68401 | York | NE19547 | Active | 148634 | H10H10148634 | 2010 | Lochinvar | WTSS - Watertube SS Steel | HWHT - Hot Water Heat | 10/31/2026
McCool Junction School Dist #83 | 209 S 2nd St | McCool Junction | NE | 68401 | York | NE19548 | Active | 148642 | H10H10148642 | 2010 | Lochinvar | WTSS - Watertube SS Steel | HWHT - Hot Water Heat | 10/31/2026
McCool Junction School Dist #83 | 209 S 2nd St | McCool Junction | NE | 68401 | York | NE21535 | Exempt 1999 LB-66 |  | 1091D07388 | 1991 | RHEEM MANUFACTURING CO | AHWH - ANSI/Fired Water Htr | HWSD - Hot Water Dom/Potable | 2/29/2000
McCool Junction School Dist #83 | 209 S 2nd St | McCool Junction | NE | 68401 | York | NE33926 | Scrapped/Junked | NA | 37393714 | 1973 | Ruud-Rheem | AHWH - ANSI/Fired Water Htr | HWSD - Hot Water Dom/Potable | 10/31/2020
CITY OF MADISON AUDITORIM | 209 S Lincoln St | Madison | NE | 68748-6490 | MADISON | NE16676 | Inactive |  | M9978 | 1954 | PACIFIC | FT - Firetube Boiler | STHT - Steam-Heat | 6/30/2005
KUGLER OIL COMPANY | 209 W 3rd St | McCook | NE | 69001-3622 | HITCHCOCK | NE02288 | Inactive | 16382 |  | 1982 | BRYAN STEAM LLC | WT - Water Tube Boiler | HWHT - Hot Water Heat | 6/30/1990
KUGLER OIL COMPANY | 209 W 3rd St | McCook | NE | 69001-3622 | HITCHCOCK | NE15259 | Inactive | 10792 | 10792 | 1989 | SUPERIOR BOILERWORKS | FTSM - FTS Marine Dry Back | PROC - Process Steam | 9/30/2000
Plainview Power Plant | 209 W Locust Ave | Plainview | NE | 68769-4116 | Pierce | NE00281 | Scrapped/Junked | 20064 | 60448 | 1985 | Bryan | WT - Water Tube Boiler | HWHT - Hot Water Heat | 6/30/2016
Plainview Power Plant | 209 W Locust Ave | Plainview | NE | 68769-4116 | Pierce | NE25908 | Inactive | 147262 | A15H30147262 | 2014 | Lochinvar | FTVT - Firetube Vertical TB | ENGH - Diesel Engine Block Heat | 6/30/2024
The Mark | 20902 Cumberland Dr | Elkhorn | NE | 68022-4120 | Douglas | NE09276 | Scrapped/Junked | 15789 | CA07-15789 | 2007 | AOSM | CPFT - Horiz Cpr Fin Boiler | HWSP - Hot Water Non Potable Supply | 11/30/2018
City of Omaha Police Dept, West Precinct | 20924 Cumberland Dr | Elkhorn | NE | 68022-4120 | Douglas | NE28584 | Active | 443570 | D1.18.31.00090 | 2018 | Lochinvar | WT - Water Tube Boiler | HWHT - Hot Water Heat | 9/30/2026
City of Omaha Police Dept, West Precinct | 20924 Cumberland Dr | Elkhorn | NE | 68022-4120 | Douglas | NE28585 | Active | 443559 | D1.18.31.00079 | 2018 | Lochinvar | WT - Water Tube Boiler | HWHT - Hot Water Heat | 9/30/2026
FIRE STATION #3 | 20TH & SPRING ST | OMAHA | NE | 68108 | Douglas | NE37457 | Scrapped/Junked |  | EGH95P1 | 1988 | WEIL MCLAIN |  | STHT - Steam-Heat | 9/30/2001
Wells Fargo Retail BE 101326 | 21 W 21st St | Kearney | NE | 68847-5322 | Buffalo | NE23569 | Active | 9772 | 7197 | 1998 | Aldrich/LES | FTVT - Firetube Vertical TB | HWHT - Hot Water Heat | 11/30/2026
Wells Fargo Retail BE 101326 | 21 W 21st St | Kearney | NE | 68847-5322 | Buffalo | NE23570 | Active | 9773 | 7198 | 1998 | Aldrich/LES | FTVT - Firetube Vertical TB | HWHT - Hot Water Heat | 11/30/2026
Wells Fargo Retail BE 101326 | 21 W 21st St | Kearney | NE | 68847-5322 | Buffalo | NE23571 | Active | 9770 | 7199 | 1998 | Aldrich/LES | FTVT - Firetube Vertical TB | HWHT - Hot Water Heat | 11/30/2026
WELLS FARGO BANK | 21 W 21st St | Kearney | NE | 68847-5322 | BUFFALO | NE14311 | Scrapped/Junked |  | 9231 | 1974 | KEWANEE | FT - Firetube Boiler | STHT - Steam-Heat | 6/30/1999
HAMILTON COUNTY HIS SOC | 210 16th St | Aurora | NE | 68818-3009 | HAMILTON | NE01395 | Inactive |  | 7079 | 1900 | REEVES | HOBB - Hobby/Antique Boiler | 0024 - Antique Steam Tractor | 3/31/1987
Candlewood Suites | 210 4th Ave | Kearney | NE | 68845-7806 | Buffalo | NE26774 | Scrapped/Junked | 1991 | ITG 1991 | 2015 | Intellihot | WT - Water Tube Boiler | HWSD - Hot Water Dom/Potable | 2/28/2024
Candlewood Suites | 210 4th Ave | Kearney | NE | 68845-7806 | Buffalo | NE26775 | Scrapped/Junked | 2000 | ITG 2000 | 2015 | Intellihot | WT - Water Tube Boiler | HWSD - Hot Water Dom/Potable | 2/28/2026
Candlewood Suites | 210 4th Ave | Kearney | NE | 68845-7806 | Buffalo | NE26851 | Scrapped/Junked | 1994 | ITG 1994 | 2015 | Intellihot | WT - Water Tube Boiler | HWSD - Hot Water Dom/Potable | 2/28/2026
Candlewood Suites | 210 4th Ave | Kearney | NE | 68845-7806 | Buffalo | NE26852 | Scrapped/Junked | 1993 | ITG 1993 | 2015 | Intellihot | WT - Water Tube Boiler | HWSD - Hot Water Dom/Potable | 2/28/2026
Candlewood Suites | 210 4th Ave | Kearney | NE | 68845-7806 | Buffalo | NE26853 | Active | 411939 | 1512411939 | 2015 | Raypak | CHWH - ASME/Fired Water Heater | IPHT - Indoor Pool Heater | 2/28/2026
Candlewood Suites | 210 4th Ave | Kearney | NE | 68845-7806 | Buffalo | NE26854 | Scrapped/Junked | 1627 | ITG 1627 | 2015 | Intellihot | WT - Water Tube Boiler | HWSD - Hot Water Dom/Potable | 2/28/2024
Candlewood Suites | 210 4th Ave | Kearney | NE | 68845-7806 | Buffalo | NE26855 | Scrapped/Junked | 1775 | ITG 1775 | 2015 | Intellihot | WT - Water Tube Boiler | HWSD - Hot Water Dom/Potable | 2/28/2024
Candlewood Suites | 210 4th Ave | Kearney | NE | 68845-7806 | Buffalo | NE26856 | Scrapped/Junked | 1753 | ITG 1753 | 2015 | Intellihot | WT - Water Tube Boiler | HWSD - Hot Water Dom/Potable | 2/28/2025
Candlewood Suites | 210 4th Ave | Kearney | NE | 68845-7806 | Buffalo | NE42956 | Scrapped/Junked | 31747 | 34747 | 2024 | Intellihot | WT - Water Tube Boiler | HWSD - Hot Water Dom/Potable | 2/28/2026
Shelton Public School | 210 9th St | Shelton | NE | 68876-9639 | Buffalo | NE20481 | Scrapped/Junked | 41567 | D943909 | 1994 | Lochinvar | WT - Water Tube Boiler | HWSD - Hot Water Dom/Potable | 4/30/2025
Shelton Public School | 210 9th St | Shelton | NE | 68876-9639 | Buffalo | NE20482 | Scrapped/Junked | 42817 | E945159 | 1994 | Lochinvar | WT - Water Tube Boiler | HWDP - Hotwater Heat & Dom Supply | 4/30/2025
Shelton Public School | 210 9th St | Shelton | NE | 68876-9639 | Buffalo | NE20483 | Exempt 1999 LB-66 |  | 78483 | 1967 | RHEEM MANUFACTURING CO | WT - Water Tube Boiler | HWSD - Hot Water Dom/Potable | 4/30/1999
Shelton Public School | 210 9th St | Shelton | NE | 68876-9639 | Buffalo | NE43630 | Active | 424012 | 24424012 | 2024 | Lochinvar | CHWH - ASME/Fired Water Heater | HWSD - Hot Water Dom/Potable | 4/30/2027
Shelton Public School | 210 9th St | Shelton | NE | 68876-9639 | Buffalo | NE43631 | Active | 424013 | 24424013 | 2024 | Lochinvar | CHWH - ASME/Fired Water Heater | HWSD - Hot Water Dom/Potable | 4/30/2027
Butte Nursing Home | 210 Broadway St | Butte | NE | 68722-3067 | Boyd | NE12476 | Inactive |  | 04013053T | 2003 | BOCK | AHWH - ANSI/Fired Water Htr | HWSD - Hot Water Dom/Potable | 1/1/1900
Butte Nursing Home | 210 Broadway St | Butte | NE | 68722-3067 | Boyd | NE12477 | Scrapped/Junked | 15171 | 0324903 | 2003 | Paget Equip/Bock Wtr Htrs | CHWH - ASME/Fired Water Heater | HWSD - Hot Water Dom/Potable | 2/28/2021
Butte Nursing Home | 210 Broadway St | Butte | NE | 68722-3067 | Boyd | NE20488 | Scrapped/Junked | 338 | ON 1 | 1996 | Paget Equip/Bock Wtr Htrs | CHWH - ASME/Fired Water Heater | HWSD - Hot Water Dom/Potable | 2/28/2013
Butte Nursing Home | 210 Broadway St | Butte | NE | 68722-3067 | Boyd | NE24132 | Active | 856 | 121031351 | 2012 | BOCK | FTVT - Firetube Vertical TB | HWSD - Hot Water Dom/Potable | 2/28/2026
Butte Nursing Home | 210 Broadway St | Butte | NE | 68722-3067 | Boyd | NE35108 | Inactive | none | N-3153 | 1966 | Kewanee | FT - Firetube Boiler | HWHT - Hot Water Heat | 2/28/2023
Butte Nursing Home | 210 Broadway St | Butte | NE | 68722-3067 | Boyd | NE35109 | Active | 2633 | ON4 | 1979 | Precision | ELBL - Electric Boiler | HWHT - Hot Water Heat | 2/28/2025
Butte Nursing Home | 210 Broadway St | Butte | NE | 68722-3067 | Boyd | NE35111 | Scrapped/Junked | 2868 |  | 1966 | Aldrich | FT - Firetube Boiler | HWSD - Hot Water Dom/Potable | 9/30/2004
Butte Nursing Home | 210 Broadway St | Butte | NE | 68722-3067 | Boyd | NE43837 | Active | 475704 | 24.PG60.94.00528 | 2024 | Lochinvar | FTSS - Firetube Stainless Steel | HWHT - Hot Water Heat | 2/28/2025
Butte Nursing Home | 210 Broadway St | Butte | NE | 68722-3067 | Boyd | NE43838 | Active | 391876 | 22.PG60.94.04354 | 2022 | Lochinvar | FTSS - Firetube Stainless Steel | HWHT - Hot Water Heat | 2/28/2025
Butte Nursing Home | 210 Broadway St | Butte | NE | 68722-3067 | Boyd | NE43839 | Active | 398255 | 22.PG60.94.04563 | 2022 | Lochinvar | FTSS - Firetube Stainless Steel | HWHT - Hot Water Heat | 2/28/2025
Shelton City Pool | 210 E 4th St | Shelton | NE | 68876 | Buffalo | NE00276 | Active | 115603 | 9406115603 | 1994 | Raytherm/Raypak | CPFT - Horiz Cpr Fin Boiler | OPHT - Outdoor Pool Heater | 6/30/2026
US Bank - Fremont Main | 210 E Military Ave | Fremont | NE | 68025-5099 | Dodge | NE19283 | Inactive | 0 | N1084 | 1965 | Kewanee | FTFB - Firetube-Firebox Boiler | HWHT - Hot Water Heat | 8/31/2021
Express Laundry | 210 Frontier St Ste 6 | Lexington | NE | 68850-5679 | Dawson | NE17093 | Active | 79089 | 031-141-107-26-09 | 2008 | Heat Cell Tech. | SSCO - SS Coil Boiler | HWSP - Hot Water Non Potable Supply | 3/31/2026
Hughes Brothers Inc | 210 N 13th St | Seward | NE | 68434-1910 | Seward | NE04723 | Active | 10649 | 10649 | 1989 | Superior | FTSM - FTS Marine Dry Back | PROC - Process Steam | 11/30/2025
Hughes Brothers Inc | 210 N 13th St | Seward | NE | 68434-1910 | Seward | NE10009 | Active | 565 | 2D565 | 1953 | NEBC | WT - Water Tube Boiler | PROC - Process Steam | 11/30/2026
Hughes Brothers Inc | 210 N 13th St | Seward | NE | 68434-1910 | Seward | NE13899 | Scrapped/Junked | 28704 | 482112 | 1977 | Kewannee | FTWB - FTS Marine Wet Back | PROC - Process Steam | 4/30/2011
Hughes Brothers Inc | 210 N 13th St | Seward | NE | 68434-1910 | Seward | NE19853 | Active | 16922 | 16922 | 2011 | Superior Boiler Works | FTWB - FTS Marine Wet Back | PROC - Process Steam | 11/30/2026
FRATERNAL ORDER OF EAGLE | 210 N 14th St | Lincoln | NE | 68508-1658 | LANCASTER | NE39135 | Inactive | 3582 |  | 1970 | KEWANEE | FT - Firetube Boiler | STHT - Steam-Heat | 8/31/1990
Tgi Fridays | 210 N 48th St | Lincoln | NE | 68504-3502 | Lancaster | NE10557 | Scrapped/Junked | 62404 | Z16D0162404 | 2001 | A. O. Smith |  |  | 4/30/2006
VACANT BLDG | 210 N 48th St | Lincoln | NE | 68504-3502 | LANCASTER | NE18560 | Scrapped/Junked | 21560 | 896-J93-21560 | 1993 | AO SMITH | COBL - Coil Type Boiler | HWSD - Hot Water Dom/Potable | 11/30/2002
Lazlo's Brewery & Grill | 210 N 7th St | Lincoln | NE | 68508-1301 | Lancaster | NE03912 | Scrapped/Junked | 40509 | 93692 | 1987 | Kewanee | FTFB - Firetube-Firebox Boiler | PROC - Process Steam | 1/31/2020
Lazlo's Brewery & Grill | 210 N 7th St | Lincoln | NE | 68508-1301 | Lancaster | NE28173 | Active | N/A | 696114-201309 | 2013 | Peerless | CI - Cast Iron | PROC - Process Steam | 7/31/2026
LAZLO'S BREWERY & GRILL | 210 N 7th St | Lincoln | NE | 68508-1301 | Lancaster | NE10695 | Scrapped/Junked | 73529 | M02335495 | 2002 | STAT | CHWH - ASME/Fired Water Heater | HWSD - Hot Water Dom/Potable | 10/31/2009
GI FEDERATION OF LABOR | 210 N Walnut St | Grand Island | NE | 68801-5958 | HALL | NE20449 | Inactive |  | 5-309 | 1972 | NATIONAL RADIATOR |  | STHT - Steam-Heat | 2/28/2008
TERRY TAYLOR | 210 N Wheeler Ave | Grand Island | NE | 68801-5962 | HALL | NE19403 | Scrapped/Junked |  | 629FC | 1995 | PEERLESS HEATER COMPANY |  | STHT - Steam-Heat | 3/31/2007
FILLEY PUBLIC SCHOOL | 210 PEORIA ST | FILLEY | NE | 68357 | GAGE | NE15244 | Inactive |  | F704-4004 | 1989 | PEERLESS HEATER COMPANY |  | STHT - Steam-Heat | 11/30/1998
FILLEY PUBLIC SCHOOL | 210 PEORIA ST | FILLEY | NE | 68357 | GAGE | NE17125 | Inactive |  | 0000751494 | 1978 | ACE TANK & HEAT | AHWH - ANSI/Fired Water Htr | HWSD - Hot Water Dom/Potable | 11/30/1998
FILLEY PUBLIC SCHOOL | 210 PEORIA ST | FILLEY | NE | 68357 | GAGE | NE33110 | Inactive |  | 779 | 1940 | KEWANEE | FT - Firetube Boiler | STHT - Steam-Heat | 9/30/1990
ENTERPRISE BANK | 210 Regency Pkwy | Omaha | NE | 68114-3726 | Douglas | NE37753 | Scrapped/Junked | 32413 | R0761 | 1980 | KEWANEE | FTFB - Firetube-Firebox Boiler | HWHT - Hot Water Heat | 4/30/2008
BETH EL SYNAGOGUE | 210 S 49th St | Omaha | NE | 68132-3213 | Douglas | NE04334 | Inactive |  | 7L79 | 1956 | KEWANEE | FT - Firetube Boiler | STHT - Steam-Heat | 10/31/1991
BETH EL SYNAGOGUE | 210 S 49th St | Omaha | NE | 68132-3213 | Douglas | NE04335 | Inactive |  | 112677 | 1956 | PACIFIC | FT - Firetube Boiler | STHT - Steam-Heat | 10/31/1991
vacant building | 210 Vine St Hwy 4 East | Table Rock | NE | 68447-3061 | Pawnee | NE30637 | Out of Service | 11298 | 14963 | 1970 | Continental Boiler Works | FTSM - FTS Marine Dry Back | PROC - Process Steam | 10/31/2013
Madison City Pool | 210 W 10th St | Madison | NE | 68748-6294 | Madison | NE00304 | Out of Service | 8782 | E889344 | 1988 | Lochinvar | CPFT - Horiz Cpr Fin Boiler | OPHT - Outdoor Pool Heater | 6/30/2012
Madison City Pool | 210 W 10th St | Madison | NE | 68748-6294 | Madison | NE00305 | Scrapped/Junked | 58303 | 1291D02893 | 1991 | Ruud-Rheem | CHWH - ASME/Fired Water Heater | HWSD - Hot Water Dom/Potable | 6/30/2012
Madison City Pool | 210 W 10th St | Madison | NE | 68748-6294 | Madison | NE22028 | Active | 127635 | 127635 | 2011 | RHEEM | CHWH - ASME/Fired Water Heater | HWSD - Hot Water Dom/Potable | 6/30/2026
Madison City Pool | 210 W 10th St | Madison | NE | 68748-6294 | Madison | NE43300 | Active | 566639 | 2343566639 | 2022 | Raypak | CPPH - Ansi Cpr Fin Pool Heater | OPHT - Outdoor Pool Heater | 6/30/2026
NEBRASKA FARM PRODUCTS | 210 W 7th St | Cozad | NE | 69130-1727 | DAWSON | NE10706 | Inactive |  | 8866 | 1942 | ERIE CITY | FT - Firetube Boiler | PROC - Process Steam | 7/31/1986
NEBRASKA FARM PRODUCTS | 210 W 7th St | Cozad | NE | 69130-1727 | DAWSON | NE11435 | Inactive |  | 0084L59882 | 1974 | CLEAVER BROOKS | FT - Firetube Boiler | PROC - Process Steam | 4/30/1986
Boone Central Elementary School | 210 Widaman Ave | Petersburg | NE | 68651 | Boone | NE21205 | Exempt 1999 LB-66 |  | 03A00005 | 1969 | AO SMITH | AHWH - ANSI/Fired Water Htr | HWSD - Hot Water Dom/Potable | 9/30/1998
Boone Central Elementary School | 210 Widaman Ave | Petersburg | NE | 68651 | Boone | NE21273 | Exempt 1999 LB-66 |  | MK96-0591690 | 1996 | AO SMITH | AHWH - ANSI/Fired Water Htr | HWSD - Hot Water Dom/Potable | 9/30/1998
Boone Central Elementary School | 210 Widaman Ave | Petersburg | NE | 68651 | Boone | NE32907 | Inactive | n/a | 1278V00057 | 1978 | Bryant | CI - Cast Iron | STHT - Steam-Heat | 10/31/2021
THE RESIDENCY | 2100 Circle Dr | Scottsbluff | NE | 69361-1893 | SCOTTS BLUFF | NE21001 | Exempt 1999 LB-66 |  | 0518452 | 1996 | AO SMITH | AHWH - ANSI/Fired Water Htr | HWSD - Hot Water Dom/Potable | 5/31/2000
THE RESIDENCY | 2100 Circle Dr | Scottsbluff | NE | 69361-1893 | SCOTTS BLUFF | NE21002 | Exempt 1999 LB-66 |  | SN0222991 | 1993 | AO SMITH | AHWH - ANSI/Fired Water Htr | HWSD - Hot Water Dom/Potable | 5/31/2000
THE RESIDENCY | 2100 Circle Dr | Scottsbluff | NE | 69361-1893 | SCOTTS BLUFF | NE21004 | Exempt 1999 LB-66 |  | 303204 | 1996 | AO SMITH | AHWH - ANSI/Fired Water Htr | HWSD - Hot Water Dom/Potable | 5/31/2000
THE RESIDENCY | 2100 Circle Dr | Scottsbluff | NE | 69361-1893 | SCOTTS BLUFF | NE21005 | Exempt 1999 LB-66 |  | SN0522381 | 1996 | AO SMITH | AHWH - ANSI/Fired Water Htr | HWSD - Hot Water Dom/Potable | 5/31/2000
THE RESIDENCY | 2100 Circle Dr | Scottsbluff | NE | 69361-1893 | SCOTTS BLUFF | NE21006 | Exempt 1999 LB-66 |  | SN0222989 | 1994 | AO SMITH | AHWH - ANSI/Fired Water Htr | HWSD - Hot Water Dom/Potable | 5/31/2000
THE RESIDENCY | 2100 Circle Dr | Scottsbluff | NE | 69361-1893 | SCOTTS BLUFF | NE21007 | Exempt 1999 LB-66 |  | SN0222990 | 1994 | AO SMITH | AHWH - ANSI/Fired Water Htr | HWSD - Hot Water Dom/Potable | 5/31/2000
THE RESIDENCY | 2100 Circle Dr | Scottsbluff | NE | 69361-1893 | SCOTTS BLUFF | NE21008 | Exempt 1999 LB-66 |  | SN0188736 | 1993 | AO SMITH | AHWH - ANSI/Fired Water Htr | HWSD - Hot Water Dom/Potable | 5/31/2000
THE RESIDENCY | 2100 Circle Dr | Scottsbluff | NE | 69361-1893 | SCOTTS BLUFF | NE21009 | Exempt 1999 LB-66 |  | SN0222945 | 1993 | AO SMITH | AHWH - ANSI/Fired Water Htr | HWSD - Hot Water Dom/Potable | 5/31/2000
THE RESIDENCY | 2100 Circle Dr | Scottsbluff | NE | 69361-1893 | SCOTTS BLUFF | NE21010 | Exempt 1999 LB-66 |  | 568738 | 1997 | AO SMITH | AHWH - ANSI/Fired Water Htr | HWSD - Hot Water Dom/Potable | 5/31/2000
Western Sugar Cooperative | 2100 E Overland | Scottsbluff | NE | 69361-7734 | Scotts Bluff | NE02152 | Inactive |  | L42427 | 1967 | CLEA | FT - Firetube Boiler | PROC - Process Steam | 6/30/2002
Western Sugar Cooperative | 2100 E Overland | Scottsbluff | NE | 69361-7734 | Scotts Bluff | NE02457 | Out of Service | 16585 | 16585 | 1962 | Erie City Iron Works | WT - Water Tube Boiler | PROC - Process Steam | 6/30/2023
Western Sugar Cooperative | 2100 E Overland | Scottsbluff | NE | 69361-7734 | Scotts Bluff | NE02458 | Out of Service | 16584 | 16584 | 1962 | Erie City Iron Works | WT - Water Tube Boiler | PROC - Process Steam | 6/30/2023
Western Sugar Cooperative | 2100 E Overland | Scottsbluff | NE | 69361-7734 | Scotts Bluff | NE27335 | Inactive | 521 | 13533 | 2016 | Victory | WT - Water Tube Boiler | PROC - Process Steam | 12/31/2022
Western Sugar Cooperative | 2100 E Overland | Scottsbluff | NE | 69361-7734 | Scotts Bluff | NE41106 | Inactive | 235 | 13533E | 2016 | VICTORY ENERGY | WT - Water Tube Boiler | ECON - Boiler Economizer | 7/28/2023
Western Sugar Cooperative | 2100 E Overland | Scottsbluff | NE | 69361-7734 | Scotts Bluff | NE41997 | Active | 2921 | 21047 | 2021 | Eco | ECON - Boiler Economizer | ECON - Boiler Economizer | 1/31/2026
Western Sugar Cooperative | 2100 E Overland | Scottsbluff | NE | 69361-7734 | Scotts Bluff | NE41998 | Active | 2923 | 21048 | 2021 | Eco | ECON - Boiler Economizer | ECON - Boiler Economizer | 1/31/2026
Western Sugar Cooperative | 2100 E Overland | Scottsbluff | NE | 69361-7734 | Scotts Bluff | NE41999 | Active | 25504 | 201-3827 | 2022 | Babcock & Wilcox | WT - Water Tube Boiler | PROC - Process Steam | 1/31/2026
Western Sugar Cooperative | 2100 E Overland | Scottsbluff | NE | 69361-7734 | Scotts Bluff | NE42000 | Active | 25505 | 201-3828 | 2022 | Babcock & Wilcox | WT - Water Tube Boiler | PROC - Process Steam | 1/31/2026
Zipline Brewery | 2100 Magnum Cir Ste 1 | Lincoln | NE | 68522-1027 | Lancaster | NE23493 | Active | 55755 | 94515 | 2012 | PM Lattner | FT - Firetube Boiler | PROC - Process Steam | 10/31/2026
UNL East Campus | 2100 N 42nd St | Lincoln | NE | 68504 | Lancaster | NE01954 | Inactive | 44906 | 80747 | 1994 | Lattner Boiler Co | ELBL - Electric Boiler | 0030 - Portable HPS Boiler | 8/31/2012
UNL East Campus | 2100 N 42nd St | Lincoln | NE | 68504 | Lancaster | NE26293 | Out of Service | 29825 | 977-878 | 2012 | York Shipley | FTSM - FTS Marine Dry Back | PROC - Process Steam | 5/31/2016
UNL East Campus | 2100 N 42nd St | Lincoln | NE | 68504 | Lancaster | NE26990 | Out of Service | 18149 | S300-150-63 | 2012 | Hurst | FTSM - FTS Marine Dry Back | PROC - Process Steam | 5/31/2019
UNL East Campus | 2100 N 42nd St | Lincoln | NE | 68504 | Lancaster | NE27990 | Active | 1716 | 4123717-C | 2017 | POWER MASTER | FTSM - FTS Marine Dry Back | PROC - Process Steam | 5/31/2026
UNL East Campus | 2100 N 42nd St | Lincoln | NE | 68504 | Lancaster | NE42327 | Inactive | 21995 | 5400-150-97 | 2017 | Hurst | FTHT - Firetube Horizontal | PROC - Process Steam | 5/31/2024
SCOTTSBLUFF SASH AND DOOR | 2101 AVE I | SCOTTSBLUFF | NE | 69361 | SCOTTS BLUFF | NE35411 | Inactive |  | 24529 | 1965 | BRYANT |  | STHT - Steam-Heat | 3/31/1991
Box Butte General Hospital | 2101 Box Butte Ave | Alliance | NE | 69301-4445 | Box Butte | NE19479 | Inactive | 44640 | SS-86136 | 2000 | Primus | ELBL - Electric Boiler | STER - Sterilizer | 8/31/2015
Box Butte General Hospital | 2101 Box Butte Ave | Alliance | NE | 69301-4445 | Box Butte | NE19480 | Inactive | 147819 | SS-87649 | 2007 | SUSSMAN | ELBL - Electric Boiler | STER - Sterilizer | 8/31/2015
Box Butte General Hospital | 2101 Box Butte Ave | Alliance | NE | 69301-4445 | Box Butte | NE25380 | Active | 34382 | 011466766 | 2014 | Rbi | CPFT - Horiz Cpr Fin Boiler | GLYC - Glycol Bldg Heat Sys | 2/28/2026
Box Butte General Hospital | 2101 Box Butte Ave | Alliance | NE | 69301-4445 | Box Butte | NE25381 | Active | 34801 | 031467226 | 2014 | Rbi | CPFT - Horiz Cpr Fin Boiler | GLYC - Glycol Bldg Heat Sys | 2/28/2026
Box Butte General Hospital | 2101 Box Butte Ave | Alliance | NE | 69301-4445 | Box Butte | NE25382 | Active | 19203 | C4-G0-25 | 2014 | Aldrich | FTFB - Firetube-Firebox Boiler | GLYC - Glycol Bldg Heat Sys | 2/28/2026
Box Butte General Hospital | 2101 Box Butte Ave | Alliance | NE | 69301-4445 | Box Butte | NE25834 | Active | 19202 | 14F-7110 | 2014 | Aldrich | FTFB - Firetube-Firebox Boiler | GLYC - Glycol Bldg Heat Sys | 2/28/2026
Box Butte General Hospital | 2101 Box Butte Ave | Alliance | NE | 69301-4445 | Box Butte | NE25888 | Active | 100785 | 100785 | 2015 | Getinge | ELBL - Electric Boiler | STER - Sterilizer | 1/31/2026
Box Butte General Hospital | 2101 Box Butte Ave | Alliance | NE | 69301-4445 | Box Butte | NE25889 | Active | 99500 | 99500 | 2015 | Getinge | ELBL - Electric Boiler | STER - Sterilizer | 1/31/2026
Box Butte General Hospital | 2101 Box Butte Ave | Alliance | NE | 69301-4445 | Box Butte | NE35166 | Scrapped/Junked | N/A | P3542 | 1975 | KEWA | FTSM - FTS Marine Dry Back | STHT - Steam-Heat | 8/31/2015
Box Butte General Hospital | 2101 Box Butte Ave | Alliance | NE | 69301-4445 | Box Butte | NE35167 | Scrapped/Junked | N/A | P3615 | 1975 | KEWA | FTSM - FTS Marine Dry Back | STHT - Steam-Heat | 8/31/2014
Hangers Cleaners | 2101 G St | Lincoln | NE | 68510-2932 | Lancaster | NE09039 | Active | 8247 | 11921 | 1965 | Continental Boiler Works | FT - Firetube Boiler | PROC - Process Steam | 4/30/2025
ST VINCENT DEPAUL STORE | 2101 Leavenworth St | Omaha | NE | 68102-3151 | Douglas | NE37656 | Inactive |  | 211-6192 | 1979 | PEERLESS HEATER COMPANY |  | STHT - Steam-Heat | 11/30/1991
vacant bldg | 2101 N St | Lincoln | NE | 68510-1115 | Lancaster | NE19635 | Scrapped/Junked |  | M1840 | 1962 | KEWANEE | FTFB - Firetube-Firebox Boiler | STHT - Steam-Heat | 5/31/2005
vacant bldg | 2101 N St | Lincoln | NE | 68510-1115 | Lancaster | NE19636 | Scrapped/Junked | N/A | J8718 | 1956 | Kewanee | FTFB - Firetube-Firebox Boiler | STHT - Steam-Heat | 3/31/2013
Heartland Family Service | 2101 S 42nd St | Omaha | NE | 68105-2909 | Douglas | NE07031 | Active | 14036 | 05F-1943 | 2005 | Aldrich | FTVT - Firetube Vertical TB | HWHT - Hot Water Heat | 4/30/2026
Heartland Family Service | 2101 S 42nd St | Omaha | NE | 68105-2909 | Douglas | NE07032 | Active | 14037 | 05F-1944 | 2005 | Aldrich | FTVT - Firetube Vertical TB | HWHT - Hot Water Heat | 4/30/2026
Heartland Family Service | 2101 S 42nd St | Omaha | NE | 68105-2909 | Douglas | NE07033 | Active | 14035 | 05F-1942 | 2005 | Aldrich | FTVT - Firetube Vertical TB | HWHT - Hot Water Heat | 4/30/2026
Heartland Family Service | 2101 S 42nd St | Omaha | NE | 68105-2909 | Douglas | NE14985 | Scrapped/Junked |  | M2257 | 1962 | KEWANEE | FTFB - Firetube-Firebox Boiler | HWHT - Hot Water Heat | 10/31/2005
Apartment Building - Meader | 2101 Washington St | Lincoln | NE | 68502-2862 | Lancaster | NE23274 | Active | NA | 85-2763-0886 | 1985 | Peerless | CI - Cast Iron | HWHT - Hot Water Heat | 12/31/2025
Private Residence | 2102 Avenue A | Scottsbluff | NE | 69361-1935 | Scotts Bluff | NE35257 | Exempt | n/a | 000010BJ10 | 1956 | American Standard | CI - Cast Iron | HWHT - Hot Water Heat | 3/31/2025
Private Residence | 2102 Avenue A | Scottsbluff | NE | 69361-1935 | Scotts Bluff | NE35258 | Exempt | n/a | 0010BJ10-B | 1956 | American Standard | CI - Cast Iron | HWHT - Hot Water Heat | 3/31/2025
JOLLIFFE FUNERAL HOME | 2102 Broadway | Scottsbluff | NE | 69361-1904 | SCOTTS BLUFF | NE16320 | Inactive |  | 78514 | 1925 | CAPITOL |  | STHT - Steam-Heat | 3/31/2004
Ramada Inn and Suites | 2102 S Jeffers St | North Platte | NE | 69101-9694 | Lincoln | NE07503 | Scrapped/Junked | 155708 | A98PG0288 | 1994 | TELE | COWH - Coil Type Water Heater | HWSD - Hot Water Dom/Potable | 1/31/2015
Ramada Inn and Suites | 2102 S Jeffers St | North Platte | NE | 69101-9694 | Lincoln | NE16412 | Scrapped/Junked |  | G720 | 1990 | AO SMITH | CHWH - ASME/Fired Water Heater | HWSD - Hot Water Dom/Potable | 6/30/1998
Ramada Inn and Suites | 2102 S Jeffers St | North Platte | NE | 69101-9694 | Lincoln | NE16413 | Scrapped/Junked |  | ML88-133828 | 1988 | AO SMITH | CHWH - ASME/Fired Water Heater | HWSD - Hot Water Dom/Potable | 1/31/2008
Ramada Inn and Suites | 2102 S Jeffers St | North Platte | NE | 69101-9694 | Lincoln | NE16794 | Scrapped/Junked |  | 19968 | 1991 | AO SMITH | CHWH - ASME/Fired Water Heater | HWSD - Hot Water Dom/Potable | 1/31/2002
Ramada Inn and Suites | 2102 S Jeffers St | North Platte | NE | 69101-9694 | Lincoln | NE18041 | Scrapped/Junked |  | 0000002260 | 1993 | AO SMITH | CHWH - ASME/Fired Water Heater | HWSD - Hot Water Dom/Potable | 6/30/1998
Ramada Inn and Suites | 2102 S Jeffers St | North Platte | NE | 69101-9694 | Lincoln | NE18042 | Scrapped/Junked | 23423 |  | 1993 | AO SMITH | CHWH - ASME/Fired Water Heater | HWSD - Hot Water Dom/Potable | 6/30/1998
Ramada Inn and Suites | 2102 S Jeffers St | North Platte | NE | 69101-9694 | Lincoln | NE18043 | Scrapped/Junked | 23531 | 23531 | 1993 | AOSM | CHWH - ASME/Fired Water Heater | HWSD - Hot Water Dom/Potable | 1/31/2015
Ramada Inn and Suites | 2102 S Jeffers St | North Platte | NE | 69101-9694 | Lincoln | NE18044 | Scrapped/Junked | 7193 | 93-S-L0034 | 1993 | AOSM | COWH - Coil Type Water Heater | HWSD - Hot Water Dom/Potable | 1/31/2017
Ramada Inn and Suites | 2102 S Jeffers St | North Platte | NE | 69101-9694 | Lincoln | NE19385 | Scrapped/Junked |  | 0000002476 | 1996 | AO SMITH | CHWH - ASME/Fired Water Heater | HWSD - Hot Water Dom/Potable | 6/30/1998
Ramada Inn and Suites | 2102 S Jeffers St | North Platte | NE | 69101-9694 | Lincoln | NE19386 | Exempt 1999 LB-66 |  | 0000000151 | 1993 | AO SMITH | AHWH - ANSI/Fired Water Htr | HWSD - Hot Water Dom/Potable | 6/30/1998
Ramada Inn and Suites | 2102 S Jeffers St | North Platte | NE | 69101-9694 | Lincoln | NE24287 | Scrapped/Junked | 49258 | LD990833972-966 | 1999 | AOSM | CHWH - ASME/Fired Water Heater | HWSD - Hot Water Dom/Potable | 1/31/2013
Ramada Inn and Suites | 2102 S Jeffers St | North Platte | NE | 69101-9694 | Lincoln | NE24288 | Scrapped/Junked | 49264 | LD990833968 | 1999 | AOSM | CHWH - ASME/Fired Water Heater | HWSD - Hot Water Dom/Potable | 1/31/2011
Ramada Inn and Suites | 2102 S Jeffers St | North Platte | NE | 69101-9694 | Lincoln | NE24289 | Scrapped/Junked | 39261 | LK97-0689721-S54 | 1997 | AOSM | CHWH - ASME/Fired Water Heater | HWSD - Hot Water Dom/Potable | 1/31/2016
Ramada Inn and Suites | 2102 S Jeffers St | North Platte | NE | 69101-9694 | Lincoln | NE24290 | Scrapped/Junked | 40283 | 4329 | 1997 | AOSM | CHWH - ASME/Fired Water Heater | HWSD - Hot Water Dom/Potable | 1/31/2014
Ramada Inn and Suites | 2102 S Jeffers St | North Platte | NE | 69101-9694 | Lincoln | NE24291 | Scrapped/Junked | 43729 | LC98-0726588-970 | 1998 | AOSM | CHWH - ASME/Fired Water Heater | HWSD - Hot Water Dom/Potable | 1/31/2014
Ramada Inn and Suites | 2102 S Jeffers St | North Platte | NE | 69101-9694 | Lincoln | NE26867 | Scrapped/Junked | C48276 | 1706104883285 | 2017 | A O Smith | WT - Water Tube Boiler | HWSD - Hot Water Dom/Potable | 2/28/2021
Ramada Inn and Suites | 2102 S Jeffers St | North Platte | NE | 69101-9694 | Lincoln | NE41331 | Active | 51761 | 213512512591255 | 2021 | A O Smith | WT - Water Tube Boiler | HWSD - Hot Water Dom/Potable | 3/31/2026
KAAPA Partners, LLC (West) | 2103 Harvest Dr | Aurora | NE | 68818-2525 | Hamilton | NE22155 | Active | 16340 | 16340 | 2007 | Superior Boiler Works | FTSM - FTS Marine Dry Back | PROC - Process Steam | 6/30/2026
KAAPA Partners, LLC (West) | 2103 Harvest Dr | Aurora | NE | 68818-2525 | Hamilton | NE22156 | Active | 16343 | 16343 | 2008 | Superior Boiler Works | FTSM - FTS Marine Dry Back | PROC - Process Steam | 6/30/2026
KAAPA Partners, LLC (West) | 2103 Harvest Dr | Aurora | NE | 68818-2525 | Hamilton | NE22157 | Active | 16352 | 16352 | 2008 | Superior Boiler Works | FTSM - FTS Marine Dry Back | PROC - Process Steam | 6/30/2026
KAAPA Partners, LLC (West) | 2103 Harvest Dr | Aurora | NE | 68818-2525 | Hamilton | NE22158 | Active | 16353 | 16353 | 2008 | Superior Boiler Works | FTSM - FTS Marine Dry Back | PROC - Process Steam | 6/30/2026
KAAPA Partners, LLC (West) | 2103 Harvest Dr | Aurora | NE | 68818-2525 | Hamilton | NE22159 | Active | 709 | W3175 | 2008 | Cain | ECON - Boiler Economizer | ECON - Boiler Economizer | 6/30/2026
KAAPA Partners, LLC (West) | 2103 Harvest Dr | Aurora | NE | 68818-2525 | Hamilton | NE22160 | Active | 706 | W3172 | 2008 | Cain | ECON - Boiler Economizer | ECON - Boiler Economizer | 6/30/2026
KAAPA Partners, LLC (West) | 2103 Harvest Dr | Aurora | NE | 68818-2525 | Hamilton | NE22161 | Active | 708 | W3174 | 2008 | Cain | ECON - Boiler Economizer | ECON - Boiler Economizer | 6/30/2026
KAAPA Partners, LLC (West) | 2103 Harvest Dr | Aurora | NE | 68818-2525 | Hamilton | NE22162 | Active | 707 | W3173 | 2008 | Cain | ECON - Boiler Economizer | ECON - Boiler Economizer | 6/30/2026
KAAPA Partners, LLC (West) | 2103 Harvest Dr | Aurora | NE | 68818-2525 | Hamilton | NE26564 | Out of Service | 242 | 735 | 2009 | VICTORY ENERGY | WT - Water Tube Boiler | PROC - Process Steam | 6/30/2018
MARGARET APARTMENTS | 2103 N 16th St | Omaha | NE | 68110-2539 | Douglas | NE12853 | Scrapped/Junked |  | 000003R12M | 1953 | KEWANEE | FT - Firetube Boiler | STHT - Steam-Heat | 11/30/1997
MARGARET APARTMENTS | 2103 N 16th St | Omaha | NE | 68110-2539 | Douglas | NE12915 | Scrapped/Junked |  | 0678-01531 | 1978 | RUUD | ELWH - Electric Water Heater | HWSD - Hot Water Dom/Potable | 11/30/1997
Calvert School | 2103 O St | Auburn | NE | 68305-2532 | Nemaha | NE32091 | Active | 11350 | 113504N | 1960 | Ajax | WT - Water Tube Boiler | HWHT - Hot Water Heat | 1/31/2026
First Presbyterian #4517 | 2103 W Anna St | Grand Island | NE | 68803-5824 | Hall | NE06696 | Active | 13940 | 05F-1847 | 2005 | ALES | FTVT - Firetube Vertical TB | HWHT - Hot Water Heat | 1/31/2026
First Presbyterian #4517 | 2103 W Anna St | Grand Island | NE | 68803-5824 | Hall | NE06697 | Active | 13939 | 05F-1846 | 2005 | ALES | FTVT - Firetube Vertical TB | HWHT - Hot Water Heat | 1/31/2026
First Presbyterian #4517 | 2103 W Anna St | Grand Island | NE | 68803-5824 | Hall | NE06698 | Active | 13938 | 05F-1845 | 2005 | ALES | FTVT - Firetube Vertical TB | HWHT - Hot Water Heat | 1/31/2026
First Presbyterian #4517 | 2103 W Anna St | Grand Island | NE | 68803-5824 | Hall | NE16256 | Scrapped/Junked |  | 10BJ10 | 1955 | AMERICAN RADIATOR |  | HWHT - Hot Water Heat | 3/31/2005
First Presbyterian #4517 | 2103 W Anna St | Grand Island | NE | 68803-5824 | Hall | NE16257 | Scrapped/Junked |  | 10BJ10 | 1955 | AMERICAN RADIATOR |  | HWHT - Hot Water Heat | 3/31/2005
First Presbyterian #4517 | 2103 W Anna St | Grand Island | NE | 68803-5824 | Hall | NE16258 | Scrapped/Junked |  | 10BJ10 | 1955 | AMERICAN RADIATOR |  | HWHT - Hot Water Heat | 3/31/2005
Stolley Park Pool | 2103 W Stolley Park Rd | Grand Island | NE | 68801-6941 | Hall | NE08417 | Scrapped/Junked |  | 1182016670 | 1982 | RAYP | CPFT - Horiz Cpr Fin Boiler | OPHT - Outdoor Pool Heater | 6/30/2010
Stolley Park Pool | 2103 W Stolley Park Rd | Grand Island | NE | 68801-6941 | Hall | NE17972 | Scrapped/Junked | 269950 | 0708269950 | 2008 | Raypak | CPFH - Copper Fin Water Heater | OPHT - Outdoor Pool Heater | 6/30/2022
BPOE 984/ELKS LODGE | 2104 1st Ave | Kearney | NE | 68847-5308 | BUFFALO | NE05760 | Inactive |  | 01038 | 1995 | RHEEM MANUFACTURING CO | AHWH - ANSI/Fired Water Htr | HWSD - Hot Water Dom/Potable | 1/31/1999
BPOE 984/ELKS LODGE | 2104 1st Ave | Kearney | NE | 68847-5308 | BUFFALO | NE15148 | Inactive |  | 211A601411 | 1990 | PEERLESS HEATER COMPANY |  | STHT - Steam-Heat | 1/31/1999
THE APARTMENT | 2105 N 75th St | Omaha | NE | 68134-6900 | Douglas | NE12934 | Exempt 1999 LB-66 |  | MH88-0137859830 | 1988 | AO SMITH | AHWH - ANSI/Fired Water Htr | HWSD - Hot Water Dom/Potable | 11/30/1999
Avery Elementary School | 2107 Avery Rd E | Bellevue | NE | 68005-4617 | Sarpy | NE16872 | Scrapped/Junked | 7152 | 92-3152 | 1992 | ALES | FTVT - Firetube Vertical TB | HWHT - Hot Water Heat | 7/31/2018
Avery Elementary School | 2107 Avery Rd E | Bellevue | NE | 68005-4617 | Sarpy | NE16873 | Scrapped/Junked | 7153 | 92-3153 | 1992 | ALES | FTVT - Firetube Vertical TB | HWHT - Hot Water Heat | 7/31/2018
Avery Elementary School | 2107 Avery Rd E | Bellevue | NE | 68005-4617 | Sarpy | NE27854 | Active | 80296 | G-18-0395 | 2018 | Aerco | FTVT - Firetube Vertical TB | HWHT - Hot Water Heat | 8/31/2026
Avery Elementary School | 2107 Avery Rd E | Bellevue | NE | 68005-4617 | Sarpy | NE27855 | Active | 80550 | G-18-0394 | 2018 | Aerco | FTVT - Firetube Vertical TB | HWHT - Hot Water Heat | 8/31/2026
Conoco Motel | 2107 W 2nd St | Grand Island | NE | 68803-5311 | Hall | NE15529 | Scrapped/Junked | n/a | G25FPC | 1975 | AMST | CI - Cast Iron | HWHT - Hot Water Heat | 10/31/2017
Conoco Motel | 2107 W 2nd St | Grand Island | NE | 68803-5311 | Hall | NE15530 | Inactive | n/a | 85-105 | 1988 | Peerless | CI - Cast Iron | HWHT - Hot Water Heat | 10/31/2019
Conoco Motel | 2107 W 2nd St | Grand Island | NE | 68803-5311 | Hall | NE15531 | Active | 22185 | 62668 | 1986 | Bryan | WT - Water Tube Boiler | HWHT - Hot Water Heat | 10/31/2026
Conoco Motel | 2107 W 2nd St | Grand Island | NE | 68803-5311 | Hall | NE19159 | Exempt 1999 LB-66 |  | SN680715LO | 1971 | AO SMITH | COWH - Coil Type Water Heater | HWSD - Hot Water Dom/Potable | 2/28/2000
Faith Temple Church | 2108 Emmet St | Omaha | NE | 68110-1812 | Douglas | NE21747 | Inactive |  | G-1360-W-S | 1979 | PEER | CI - Cast Iron | STHT - Steam-Heat | 2/28/2008
St Lukes Lutheran Church | 211 E 2nd St | Emerson | NE | 68733-3643 | Dakota | NE02172 | Inactive |  |  | 1960 | AMST | CI - Cast Iron | STHT - Steam-Heat | 10/31/2009
Callaway Hospital | 211 E Kimball St | Callaway | NE | 68825-2589 | Custer | NE03890 | Scrapped/Junked |  | LMD1132 | 1950 | HYDR | CI - Cast Iron | HWHT - Hot Water Heat | 6/30/2009
Callaway Hospital | 211 E Kimball St | Callaway | NE | 68825-2589 | Custer | NE03891 | Scrapped/Junked | 31510 | P9914 | 1978 | Kewannee | FTFB - Firetube-Firebox Boiler | STHT - Steam-Heat | 12/31/2024
Callaway Hospital | 211 E Kimball St | Callaway | NE | 68825-2589 | Custer | NE03892 | Out of Service | 31514 | P9785 | 1978 | Kewannee | FTFB - Firetube-Firebox Boiler | STHT - Steam-Heat | 12/31/2024
Callaway Hospital | 211 E Kimball St | Callaway | NE | 68825-2589 | Custer | NE03893 | Scrapped/Junked | 33468 |  | 1978 | PM LATTNER MFR COMPANY | FTFB - Firetube-Firebox Boiler | STHT - Steam-Heat | 6/30/2002
Callaway Hospital | 211 E Kimball St | Callaway | NE | 68825-2589 | Custer | NE20228 | Exempt 1999 LB-66 |  | 000000000062086 | 1978 | AO SMITH | AHWH - ANSI/Fired Water Htr | HWSD - Hot Water Dom/Potable | 6/30/2000
Callaway Hospital | 211 E Kimball St | Callaway | NE | 68825-2589 | Custer | NE21197 | Scrapped/Junked | 32452 | 4827 | 1995 | AOSM | CHWH - ASME/Fired Water Heater | HWSD - Hot Water Dom/Potable | 12/31/2012
Callaway Hospital | 211 E Kimball St | Callaway | NE | 68825-2589 | Custer | NE22854 | Scrapped/Junked | 172653 | 1235M001608 | 2012 | AOSM | CHWH - ASME/Fired Water Heater | HWSD - Hot Water Dom/Potable | 12/31/2023
Callaway Hospital | 211 E Kimball St | Callaway | NE | 68825-2589 | Custer | NE43605 | Active | 3131 | 23-HE031391023 | 2023 | Riello | WTSS - Watertube SS Steel | HWHT - Hot Water Heat | 6/30/2026
Callaway Hospital | 211 E Kimball St | Callaway | NE | 68825-2589 | Custer | NE43606 | Active | 3101 | 23-HE031091023 | 2023 | Riello | WTSS - Watertube SS Steel | HWHT - Hot Water Heat | 6/30/2026
Callaway Hospital | 211 E Kimball St | Callaway | NE | 68825-2589 | Custer | NE43607 | Active | 3113 | 23-HE031211023 | 2023 | Riello | WTSS - Watertube SS Steel | HWHT - Hot Water Heat | 6/30/2026
Callaway Hospital | 211 E Kimball St | Callaway | NE | 68825-2589 | Custer | NE43608 | Active | 3037 | 23-HE030451023 | 2023 | Riello | WTSS - Watertube SS Steel | HWHT - Hot Water Heat | 6/30/2026
Roaster Ranch | 211 E Main St | Petersburg | NE | 68652-5638 | Boone | NE09801 | Inactive | 91646 | 91646 | 2001 | RHEE | CHWH - ASME/Fired Water Heater | HWSP - Hot Water Non Potable Supply | 11/30/2007
Roaster Ranch | 211 E Main St | Petersburg | NE | 68652-5638 | Boone | NE16233 | Scrapped/Junked | 39187 | NB# 39187,39292-3-4 | 1984 | RHEEM MANUFACTURING CO | CHWH - ASME/Fired Water Heater | HWSD - Hot Water Dom/Potable | 10/31/2004
Roaster Ranch | 211 E Main St | Petersburg | NE | 68652-5638 | Boone | NE16234 | Scrapped/Junked | 39188 |  | 1984 | RHEEM MANUFACTURING CO | FT - Firetube Boiler | HWSP - Hot Water Non Potable Supply | 2/28/2002
APARTMENT BUILDING | 211 E Park St | West Point | NE | 68788-1845 | CUMING | NE06211 | Scrapped/Junked |  | 60-37931 | 1979 | PEERLESS HEATER COMPANY |  | HWHT - Hot Water Heat | 4/30/2006
vacant bldg | 211 Halligan Dr | North Platte | NE | 69101-7652 | Lincoln | NE00202 | Scrapped/Junked | 39535 | LE970650018 | 1997 | AOSM | CHWH - ASME/Fired Water Heater | HWSD - Hot Water Dom/Potable | 6/30/2011
vacant bldg | 211 Halligan Dr | North Platte | NE | 69101-7652 | Lincoln | NE19850 | Inactive | 139213 | 0931M000700 | 2009 | AO SMITH | CHWH - ASME/Fired Water Heater | HWSD - Hot Water Dom/Potable | 6/30/2011
National Arbor Day Foundation | 211 N 12th St | Lincoln | NE | 68508-1411 | LANCASTER | NE13910 | Active | 67018 | F08H10067018 | 2008 | Lochinvar | SSCO - SS Coil Boiler | HWHT - Hot Water Heat | 3/31/2026
National Arbor Day Foundation | 211 N 12th St | Lincoln | NE | 68508-1411 | LANCASTER | NE13911 | Active | 67016 | F08H10067016 | 2008 | Lochinvar | SSCO - SS Coil Boiler | HWHT - Hot Water Heat | 3/31/2026
National Arbor Day Foundation | 211 N 12th St | Lincoln | NE | 68508-1411 | LANCASTER | NE13912 | Active | 66995 | F08H10066995 | 2008 | Lochinvar | SSCO - SS Coil Boiler | HWHT - Hot Water Heat | 3/31/2026
National Arbor Day Foundation | 211 N 12th St | Lincoln | NE | 68508-1411 | LANCASTER | NE37431 | Scrapped/Junked |  | 425032A/0-8363 | 1973 | KEWANEE | FTFB - Firetube-Firebox Boiler | HWHT - Hot Water Heat | 8/31/2008
Wilkinson Cornerstone Building | 211 N 14th St | Lincoln | NE | 68508-1616 | Lancaster | NE37647 | Active | 19082 | 59420 | 1984 | Bryan | WT - Water Tube Boiler | HWHT - Hot Water Heat | 11/30/2026
MAZATLAN RESTAURANT | 211 N 70th St | Lincoln | NE | 68505-2418 | LANCASTER | NE00178 | Inactive | 29817 | LE95-0432682 | 1995 | AO SMITH | CHWH - ASME/Fired Water Heater | HWSD - Hot Water Dom/Potable | 2/28/2002
Pierce Elementary School | 211 N 7th St | Pierce | NE | 68767-1215 | Pierce | NE07384 | Exempt | 22999 | 44183-6R-3155 | 1996 | Crown Boiler Co. | COOK - Fired Cooker | 0021 - Steam Supp Cooker/Kettle | 2/28/2022
Pierce Elementary School | 211 N 7th St | Pierce | NE | 68767-1215 | Pierce | NE17068 | Active | 121411 | 090909480 | 2009 | CAMUS | COBL - Coil Type Boiler | HWHT - Hot Water Heat | 2/28/2026
Pierce Elementary School | 211 N 7th St | Pierce | NE | 68767-1215 | Pierce | NE17069 | Active | 121412 | 090909481 | 2009 | CAMUS | COBL - Coil Type Boiler | HWHT - Hot Water Heat | 2/28/2026
Pierce Elementary School | 211 N 7th St | Pierce | NE | 68767-1215 | Pierce | NE17070 | Scrapped/Junked | 112898 | 090909482 | 2009 | CAMUS | COBL - Coil Type Boiler | HWHT - Hot Water Heat | 2/28/2024
Pierce Elementary School | 211 N 7th St | Pierce | NE | 68767-1215 | Pierce | NE21521 | Scrapped/Junked | 22645 |  | 1989 | CROWN FOOD SERVICE EQUIP | FT - Firetube Boiler | 0021 - Steam Supp Cooker/Kettle | 8/31/2003
Pierce Elementary School | 211 N 7th St | Pierce | NE | 68767-1215 | Pierce | NE34683 | Scrapped/Junked | 4199 |  | 1970 | SELL | FTSM - FTS Marine Dry Back | HWSD - Hot Water Dom/Potable | 7/31/2009
Pierce Elementary School | 211 N 7th St | Pierce | NE | 68767-1215 | Pierce | NE37063 | Scrapped/Junked |  | 6372 | 1989 | BURN | CI - Cast Iron | HWHT - Hot Water Heat | 7/31/2010
Pierce Elementary School | 211 N 7th St | Pierce | NE | 68767-1215 | Pierce | NE37064 | Scrapped/Junked |  | 2410 | 1989 | BURN | CI - Cast Iron | HWHT - Hot Water Heat | 7/31/2010
Edith Abbott Memorial Library | 211 N Washington St | Grand Island | NE | 68801-5855 | Hall | NE07517 | Active | 16044 | 06F3951 | 2006 | ALES | FTVT - Firetube Vertical TB | HWDP - Hotwater Heat & Dom Supply | 7/31/2026
Edith Abbott Memorial Library | 211 N Washington St | Grand Island | NE | 68801-5855 | Hall | NE07518 | Active | 16049 | 06F-3956 | 2006 | ALES | FTVT - Firetube Vertical TB | HWDP - Hotwater Heat & Dom Supply | 7/31/2026
Edith Abbott Memorial Library | 211 N Washington St | Grand Island | NE | 68801-5855 | Hall | NE07519 | Active | 16048 | 06F-3955 | 2006 | ALES | FTVT - Firetube Vertical TB | HWDP - Hotwater Heat & Dom Supply | 7/31/2026
EDITH ABBOTT MEMORIAL LIBRARY | 211 N Washington St | Grand Island | NE | 68801-5855 | HALL | NE14994 | Scrapped/Junked |  | O-9182 | 1973 | KEWANEE | FTFB - Firetube-Firebox Boiler | HWHT - Hot Water Heat | 7/31/2007
Delta Apartments | 211 S 37th St | Omaha | NE | 68131-3160 | Douglas | NE04941 | Scrapped/Junked | n/a | 211A-5121-1289 | 1990 | Peerless | CI - Cast Iron | STHT - Steam-Heat | 2/28/2023
Delta Apartments | 211 S 37th St | Omaha | NE | 68131-3160 | Douglas | NE12967 | Exempt 1999 LB-66 |  | B93212623 | 1993 | STATE INDUSTRIES | AHWH - ANSI/Fired Water Htr | HWSD - Hot Water Dom/Potable | 2/29/2000
Delta Apartments | 211 S 37th St | Omaha | NE | 68131-3160 | Douglas | NE41677 | Active | NA | 809225-202206 | 2022 | Peerless | CI - Cast Iron | STHT - Steam-Heat | 3/31/2026
Kearney Clinic | 211 W 33rd St | Kearney | NE | 68845-3484 | Buffalo | NE15140 | Scrapped/Junked | N/A | UNK | 1982 | Hydrotherm | CIMD - Cast Iron/Modular Ins | HWHT - Hot Water Heat | 4/30/2012
Kearney Clinic | 211 W 33rd St | Kearney | NE | 68845-3484 | Buffalo | NE15141 | Scrapped/Junked |  | 1401 | 1982 | HYDROTHERM/ADV THER HYD |  | HWHT - Hot Water Heat | 4/30/2003
Kearney Clinic | 211 W 33rd St | Kearney | NE | 68845-3484 | Buffalo | NE17282 | Active | N/A | 1091 | 1992 | Peerless | CI - Cast Iron | HWHT - Hot Water Heat | 1/31/2026
Kearney Clinic | 211 W 33rd St | Kearney | NE | 68845-3484 | Buffalo | NE19589 | Active | 142781 | 9709 142781 | 1999 | Raypak | CPFH - Copper Fin Water Heater | HWHT - Hot Water Heat | 1/31/2026
Kearney Clinic | 211 W 33rd St | Kearney | NE | 68845-3484 | Buffalo | NE20798 | Active | 182435 | 061113306 | 2011 | CAMUS | WTSS - Watertube SS Steel | HWHT - Hot Water Heat | 1/31/2026
Kearney Clinic | 211 W 33rd St | Kearney | NE | 68845-3484 | Buffalo | NE20799 | Active | 182439 | 061113305 | 2011 | CAMUS | WTSS - Watertube SS Steel | HWHT - Hot Water Heat | 1/31/2026
Retail Store | 211 W 3rd St | Alliance | NE | 69301-3303 | Box Butte | NE17480 | Inactive |  | 0007704660 | 1992 | Burnham Commericial/Indust | CI - Cast Iron | STHT - Steam-Heat | 11/30/2005
Developmental Disability Center of Nebraska | 2110 Papillion Pkwy | Omaha | NE | 68164-3630 | Douglas | NE43719 | Active | 326517 | 326517 | 2024 | AO SMITH | CHWH - ASME/Fired Water Heater | HWSD - Hot Water Dom/Potable | 9/30/2025
Developmental Disability Center of Nebraska | 2110 Papillion Pkwy | Omaha | NE | 68164-3630 | Douglas | NE43720 | Active | 326626 | 326626 | 2024 | AO SMITH | CHWH - ASME/Fired Water Heater | HWSD - Hot Water Dom/Potable | 9/30/2025
Developmental Disability Center of Nebraska | 2110 Papillion Pkwy | Omaha | NE | 68164-3630 | Douglas | NE43721 | Active | 99602 | G-24-2365 | 2024 | Aerco | FTVT - Firetube Vertical TB | HWHT - Hot Water Heat | 9/30/2025
Developmental Disability Center of Nebraska | 2110 Papillion Pkwy | Omaha | NE | 68164-3630 | Douglas | NE43722 | Active | 99601 | G-24-2364 | 2024 | Aerco | FTVT - Firetube Vertical TB | HWHT - Hot Water Heat | 9/30/2025
Our Lady Lourdes Church/School | 2110 S 32nd Ave | Omaha | NE | 68105-3110 | Douglas | NE12005 | Active | 12673 | 03F-0589 | 2003 | ALES | FTVT - Firetube Vertical TB | HWHT - Hot Water Heat | 9/30/2026
Our Lady Lourdes Church/School | 2110 S 32nd Ave | Omaha | NE | 68105-3110 | Douglas | NE12006 | Active | 12672 | 03F-0588 | 2003 | ALES | FTVT - Firetube Vertical TB | HWHT - Hot Water Heat | 9/30/2026
Our Lady Lourdes Church/School | 2110 S 32nd Ave | Omaha | NE | 68105-3110 | Douglas | NE14729 | Scrapped/Junked | n/a | 211-8304 | 1970 | Peerless | CI - Cast Iron | STHT - Steam-Heat | 9/30/2018
Our Lady Lourdes Church/School | 2110 S 32nd Ave | Omaha | NE | 68105-3110 | Douglas | NE20331 | Exempt 1999 LB-66 |  | 000MJ93-0289124 | 1993 | AO SMITH | AHWH - ANSI/Fired Water Htr | HWSD - Hot Water Dom/Potable | 7/31/1999
Our Lady Lourdes Church/School | 2110 S 32nd Ave | Omaha | NE | 68105-3110 | Douglas | NE27759 | Active | n/a | 747239-201706 | 2017 | Peerless | CI - Cast Iron | STHT - Steam-Heat | 9/30/2026
Our Lady Lourdes Church/School | 2110 S 32nd Ave | Omaha | NE | 68105-3110 | Douglas | NE32548 | Scrapped/Junked |  | 46755 | 1954 | NATIONAL RADIATOR | FTFB - Firetube-Firebox Boiler | STHT - Steam-Heat | 7/31/2003
Our Lady Lourdes Church/School | 2110 S 32nd Ave | Omaha | NE | 68105-3110 | Douglas | NE32549 | Scrapped/Junked | 10912 |  | 1954 | National U.S. Radiator | FTFB - Firetube-Firebox Boiler | STHT - Steam-Heat | 7/31/2003
OUR LADY LOURDES RECTORY | 2110 S 32nd Ave | Omaha | NE | 68105-3110 | Douglas | NE15282 | Inactive |  |  | 1970 | BRYANT |  | HWHT - Hot Water Heat | 5/31/1995
Westminster Presbyterian | 2110 Sheridan Blvd | Lincoln | NE | 68502-4036 | Lancaster | NE09510 | Active | 11989 | 02E-9904 | 2002 | ALES | FTVT - Firetube Vertical TB | HWHT - Hot Water Heat | 11/30/2026
Westminster Presbyterian | 2110 Sheridan Blvd | Lincoln | NE | 68502-4036 | Lancaster | NE09511 | Active | 12004 | 02E-9919 | 2002 | ALES | FTVT - Firetube Vertical TB | HWHT - Hot Water Heat | 11/30/2026
Westminster Presbyterian | 2110 Sheridan Blvd | Lincoln | NE | 68502-4036 | Lancaster | NE37207 | Scrapped/Junked | 30229 | P8139 | 1977 | KEWANEE | FT - Firetube Boiler | STHT - Steam-Heat | 5/31/2002
Fast Global Solutions | 2111 J St | Auburn | NE | 68305-2637 | Nemaha | NE15914 | Scrapped/Junked | N/A | 211A-55562-890 | 1990 | Peerless | CI - Cast Iron | HWHT - Hot Water Heat | 1/31/2011
Fast Global Solutions | 2111 J St | Auburn | NE | 68305-2637 | Nemaha | NE19088 | Active | 156345 | I10H10156345 | 2010 | Lochinvar | WTSS - Watertube SS Steel | HWHT - Hot Water Heat | 3/31/2026
Fast Global Solutions | 2111 J St | Auburn | NE | 68305-2637 | Nemaha | NE19314 | Exempt 1999 LB-66 |  | 27519 | 1979 | AO SMITH | AHWH - ANSI/Fired Water Htr | HWSD - Hot Water Dom/Potable | 10/31/1997
Fast Global Solutions | 2111 J St | Auburn | NE | 68305-2637 | Nemaha | NE23265 | Scrapped/Junked | N/A | J81-1784 | 1981 | Dunkirk | CI - Cast Iron | HWHT - Hot Water Heat | 1/31/2011
Church Of Christ Church | 2111 Kimberly St | Bellevue | NE | 68005-3529 | Sarpy | NE37591 | Inactive | n/a | 00210-9135 | 1965 | Peerless | CI - Cast Iron | HWHT - Hot Water Heat | 3/31/2017
Noddle AV 4 (AERCO) | 2111 S 67th St | Omaha | NE | 68106-2882 | Douglas | NE14610 | Scrapped/Junked | 50712 | G-08-0877 | 2008 | AERCO INTERNATIONAL | FTVT - Firetube Vertical TB | HWHT - Hot Water Heat | 2/28/2016
Noddle AV 4 (AERCO) | 2111 S 67th St | Omaha | NE | 68106-2882 | Douglas | NE14611 | Scrapped/Junked | 50711 | G-08-0876 | 2008 | AERCO INTERNATIONAL | FTVT - Firetube Vertical TB | HWHT - Hot Water Heat | 7/31/2014
Noddle AV 4 (AERCO) | 2111 S 67th St | Omaha | NE | 68106-2882 | Douglas | NE26313 | Active | 54500 | G-09-1716 | 2009 | Aerco | FTVT - Firetube Vertical TB | GLYC - Glycol Bldg Heat Sys | 6/30/2025
Noddle AV 4 (AERCO) | 2111 S 67th St | Omaha | NE | 68106-2882 | Douglas | NE26314 | Active | 70023 | G-14-2889 | 2014 | Aerco | FTVT - Firetube Vertical TB | GLYC - Glycol Bldg Heat Sys | 6/30/2026
Tommy's Car Wash | 2112 23rd St | Columbus | NE | 68601-3430 | Platte | NE41518 | Active | 241531 | 21.PG45.93.0725 | 2021 | Lochinvar | FTVT - Firetube Vertical TB | GLFH - Glycol Floor Heat System | 2/28/2026
Tommy's Car Wash | 2112 23rd St | Columbus | NE | 68601-3430 | Platte | NE42761 | Active | 174858 | 20.WHTX.188.0326 | 2020 | PVI-Watts | CHWH - ASME/Fired Water Heater | HWSP - Hot Water Non Potable Supply | 2/28/2026
CARRIAGE CLEANERS | 2112 Franklin St | Bellevue | NE | 68005-5058 | SARPY | NE03320 | Inactive | 14148 |  | 1981 | BRYAN STEAM LLC | WT - Water Tube Boiler | PROC - Process Steam | 7/31/1995
CARRIAGE CLEANERS | 2112 Franklin St | Bellevue | NE | 68005-5058 | SARPY | NE13512 | Inactive | 41394 |  | 1982 | FULTON BOILERWORKS | FT - Firetube Boiler | PROC - Process Steam | 7/31/1994
CARRIAGE CLEANERS | 2112 Franklin St | Bellevue | NE | 68005-5058 | SARPY | NE15615 | Inactive | 554 |  | 1960 | SUPERIOR BOILERWORKS | FT - Firetube Boiler | PROC - Process Steam | 7/31/1995
The Greenhouse | 2112 N 30th St | Omaha | NE | 68111-3713 | Douglas | NE42553 | Active | 397326 | 23397326 | 2023 | Lochinvar | FTVT - Firetube Vertical TB | HWHT - Hot Water Heat | 1/31/2027
Dirt Sux | 2112 N 48th St | Lincoln | NE | 68504-3006 | Lancaster | NE28737 | Active | 482091 | D1.19.41.0052 | 2019 | Lochinvar | WTSS - Watertube SS Steel | HWSP - Hot Water Non Potable Supply | 2/28/2026
Dirt Sux | 2112 N 48th St | Lincoln | NE | 68504-3006 | Lancaster | NE40568 | Out of Service | 75133 | E976135 | 1997 | Loch | CPFT - Horiz Cpr Fin Boiler | HWSP - Hot Water Non Potable Supply | 4/30/2010
Dirt Sux | 2112 N 48th St | Lincoln | NE | 68504-3006 | Lancaster | NE40569 | Active | 71751 | A972454 | 1997 | Loch | CPFT - Horiz Cpr Fin Boiler | HWHT - Hot Water Heat | 2/28/2026
York General Hospital | 2114 N Lincoln Ave | York | NE | 68467-1072 | York | NE06101 | Active | 14370 | B040032 | 2004 | Precision | ELBL - Electric Boiler | HWHT - Hot Water Heat | 3/31/2026
York General Hospital | 2114 N Lincoln Ave | York | NE | 68467-1072 | York | NE06102 | Active | 14371 | B040033 | 2004 | PREC | ELBL - Electric Boiler | HWHT - Hot Water Heat | 3/31/2026
York General Hospital | 2114 N Lincoln Ave | York | NE | 68467-1072 | York | NE06103 | Active | 14369 | B040031 | 2004 | PREC | ELBL - Electric Boiler | HWHT - Hot Water Heat | 3/31/2026
Conestoga Magnet Center | 2115 Burdette St | Omaha | NE | 68110-2335 | Douglas | NE20747 | Active | 18376 | 11F-6284 | 2011 | Les Inc/Aldrich Co | FTVT - Firetube Vertical TB | HWHT - Hot Water Heat | 12/31/2025
Conestoga Magnet Center | 2115 Burdette St | Omaha | NE | 68110-2335 | Douglas | NE20748 | Active | 18375 | 11F-6284 | 2011 | Les Inc/Aldrich Co | FTVT - Firetube Vertical TB | HWHT - Hot Water Heat | 12/31/2025
Conestoga Magnet Center | 2115 Burdette St | Omaha | NE | 68110-2335 | Douglas | NE31176 | Scrapped/Junked | n/a | M7962 | 1964 | Kewanee | FTFB - Firetube-Firebox Boiler | STHT - Steam-Heat | 12/31/2012
Conestoga Magnet Center | 2115 Burdette St | Omaha | NE | 68110-2335 | Douglas | NE31177 | Scrapped/Junked | n/a | M8508 | 1964 | Kewanee | FTFB - Firetube-Firebox Boiler | STHT - Steam-Heat | 12/31/2012
THE APARTMENT | 2115 N 75th St | Omaha | NE | 68134-6901 | Douglas | NE12933 | Exempt 1999 LB-66 |  | MB96-0497108-96 | 1996 | AO SMITH | AHWH - ANSI/Fired Water Htr | HWSD - Hot Water Dom/Potable | 11/30/1999
Hastings Medical Park | 2115 N Kansas Ave | Hastings | NE | 68901-2640 | Adams | NE04641 | Scrapped/Junked | 33079 | 609801 | 1979 | Kewanee | FTFB - Firetube-Firebox Boiler | HWHT - Hot Water Heat | 3/31/2014
Hastings Medical Park | 2115 N Kansas Ave | Hastings | NE | 68901-2640 | Adams | NE23393 | Active | 8220 | 95-E4801 | 1995 | ALES | FTVT - Firetube Vertical TB | HWSD - Hot Water Dom/Potable | 4/30/2026
Hastings Medical Park | 2115 N Kansas Ave | Hastings | NE | 68901-2640 | Adams | NE26190 | Active | 332606 | 5123173-201511 | 2014 | Peerless | FT - Firetube Boiler | HWHT - Hot Water Heat | 4/30/2026
Hastings Medical Park | 2115 N Kansas Ave | Hastings | NE | 68901-2640 | Adams | NE26191 | Active | 332607 | T1.14.50.00010 | 2014 | Peerless | FT - Firetube Boiler | HWHT - Hot Water Heat | 4/30/2026
Covington Elementary | 2116 A St | South Sioux City | NE | 68776-3028 | Dakota | NE03582 | Scrapped/Junked | 20361 |  | 1991 | BURNHAM COMM/INDUST | FTFB - Firetube-Firebox Boiler | STHT - Steam-Heat | 7/31/2006
Covington Elementary | 2116 A St | South Sioux City | NE | 68776-3028 | Dakota | NE03584 | Scrapped/Junked | 20362 |  | 1991 | BURNHAM COMM/INDUST | FTFB - Firetube-Firebox Boiler | STHT - Steam-Heat | 7/31/2006
Covington Elementary | 2116 A St | South Sioux City | NE | 68776-3028 | Dakota | NE07203 | Active | 44952 | G-06-0870 | 2006 | Aerco International | HCFT - Helical FT-Boiler | HWHT - Hot Water Heat | 3/31/2026
Covington Elementary | 2116 A St | South Sioux City | NE | 68776-3028 | Dakota | NE07204 | Active | 44951 | G-06-0869 | 2006 | Aerco International | HCFT - Helical FT-Boiler | HWHT - Hot Water Heat | 3/31/2026
Covington Elementary | 2116 A St | South Sioux City | NE | 68776-3028 | Dakota | NE07388 | Scrapped/Junked | 106434 | F06M007963 | 2006 | AOSM | CHWH - ASME/Fired Water Heater | HWSD - Hot Water Dom/Potable | 7/31/2009
Covington Elementary | 2116 A St | South Sioux City | NE | 68776-3028 | Dakota | NE20970 | Scrapped/Junked | 119998 | 119998 | 2007 | State Industries | CHWH - ASME/Fired Water Heater | HWSD - Hot Water Dom/Potable | 3/31/2020
Covington Elementary | 2116 A St | South Sioux City | NE | 68776-3028 | Dakota | NE21574 | Scrapped/Junked | 70085 | n/a | 1974 | Groen | ELPV - Electric Press VSL | COOK - Cooker/Kettle | 3/31/2019
Covington Elementary | 2116 A St | South Sioux City | NE | 68776-3028 | Dakota | NE21575 | Scrapped/Junked | 70083 | n/a | 1974 | Groen | ELPV - Electric Press VSL | COOK - Cooker/Kettle | 3/31/2019
Covington Elementary | 2116 A St | South Sioux City | NE | 68776-3028 | Dakota | NE23005 | Exempt | 70084 | n/a | 1974 | Groen | ELPV - Electric Press VSL | COOK - Cooker/Kettle | 3/31/2023
Covington Elementary | 2116 A St | South Sioux City | NE | 68776-3028 | Dakota | NE31286 | Scrapped/Junked | 8835 |  | 1983 | PVI INDUSTRIES | FTVT - Firetube Vertical TB | HWSD - Hot Water Dom/Potable | 7/31/2006
Vacant | 2116 Dakota Ave | South Sioux City | NE | 68776-3032 | Dakota | NE03939 | Out of Service | 39739 | n/a | 1988 | Lattner Boiler Co | FTNF - Firetube Flueless | PROC - Process Steam | 5/31/2022
CHI-St Francis Memorial Heath | 2116 W Faidley Ave | Grand Island | NE | 68803-4678 | Hall | NE14001 | Active | 26595 | P-2899 | 1975 | Kewannee | FT - Firetube Boiler | STHT - Steam-Heat | 4/30/2026
CHI-St Francis Memorial Heath | 2116 W Faidley Ave | Grand Island | NE | 68803-4678 | Hall | NE14002 | Active | 26596 | P-2900 | 1975 | Kewannee | FT - Firetube Boiler | STHT - Steam-Heat | 5/31/2026
Our Lady Lourdes Convent | 2117 S 33rd St | Omaha | NE | 68105-3117 | Douglas | NE15281 | Active | n/a | 4077-0785 | 1986 | Peerless | CI - Cast Iron | HWHT - Hot Water Heat | 9/30/2025
Our Lady Lourdes Convent | 2117 S 33rd St | Omaha | NE | 68105-3117 | Douglas | NE20332 | Exempt 1999 LB-66 |  | 107184719 | 1993 | RUUD | AHWH - ANSI/Fired Water Htr | HWSD - Hot Water Dom/Potable | 7/31/1999
Koch Fertilizer Beatrice, LLC | 21178 SW 89th Rd | Beatrice | NE | 68310-6772 | Gage | NE02860 | Inactive | 16474 | S/N96158 | 1961 | Erie City Iron Works | WT - Water Tube Boiler | PROC - Process Steam | 10/31/2005
Koch Fertilizer Beatrice, LLC | 21178 SW 89th Rd | Beatrice | NE | 68310-6772 | Gage | NE06553 | Active | 144 | 132C | 2006 | Speciality Machine Works | UFPV - Unfired Pressure Vessel | HTEX - Heat Exchanger | 9/30/2025
Koch Fertilizer Beatrice, LLC | 21178 SW 89th Rd | Beatrice | NE | 68310-6772 | Gage | NE06554 | Active | 4042 | 1001F | 2006 | Peerless Mfg. Co. | UFPV - Unfired Pressure Vessel | SEPR - Separator | 9/30/2025
Koch Fertilizer Beatrice, LLC | 21178 SW 89th Rd | Beatrice | NE | 68310-6772 | Gage | NE06555 | Active | 4044 | AD-061 | 2006 | Peerless Mfgr. Co. | UFPV - Unfired Pressure Vessel | 0033 - Oil Seperator | 9/30/2025
Koch Fertilizer Beatrice, LLC | 21178 SW 89th Rd | Beatrice | NE | 68310-6772 | Gage | NE06558 | Active | 12795 | 67-4-7571 | 1967 | Struthers Wells | UFPV - Unfired Pressure Vessel | HTEX - Heat Exchanger | 9/30/2026
Koch Fertilizer Beatrice, LLC | 21178 SW 89th Rd | Beatrice | NE | 68310-6772 | Gage | NE10753 | Active | 955 | 5259 | 1965 | Mw Kellogg | WT - Water Tube Boiler | PROC - Process Steam | 9/30/2025
Koch Fertilizer Beatrice, LLC | 21178 SW 89th Rd | Beatrice | NE | 68310-6772 | Gage | NE10770 | Active | 2940 | 4492 | 1968 | Superior Boiler Works | FTSM - FTS Marine Dry Back | PROC - Process Steam | 9/30/2025
Koch Fertilizer Beatrice, LLC | 21178 SW 89th Rd | Beatrice | NE | 68310-6772 | Gage | NE10773 | Scrapped/Junked | 2791 | 11491 | 1970 | Vulcan | HEXC - Heat Exchanger | PROC - Process Steam | 9/30/2022
Koch Fertilizer Beatrice, LLC | 21178 SW 89th Rd | Beatrice | NE | 68310-6772 | Gage | NE11110 | Exempt | 1908 | 12969 | 2008 | Heat Transfer Systems | HEXC - Heat Exchanger | HTEX - Heat Exchanger | 10/9/2010
Koch Fertilizer Beatrice, LLC | 21178 SW 89th Rd | Beatrice | NE | 68310-6772 | Gage | NE11111 | Inactive | 457 | 7809 | 2008 | GEO | HEXC - Heat Exchanger | HTEX - Heat Exchanger | 10/9/2012
Koch Fertilizer Beatrice, LLC | 21178 SW 89th Rd | Beatrice | NE | 68310-6772 | Gage | NE11112 | Exempt | 8522 | 08-229 |  | Cust-O-Fab | HEXC - Heat Exchanger | HTEX - Heat Exchanger | 10/9/2010
Koch Fertilizer Beatrice, LLC | 21178 SW 89th Rd | Beatrice | NE | 68310-6772 | Gage | NE13362 | Active | 457 | 7809 | 2008 | GEO | UFPV - Unfired Pressure Vessel | STMG - Steam Generator | 9/30/2025
Koch Fertilizer Beatrice, LLC | 21178 SW 89th Rd | Beatrice | NE | 68310-6772 | Gage | NE13363 | Active | 1908 | 12969 | 2008 | Heat Transfer | UFPV - Unfired Pressure Vessel | HTEX - Heat Exchanger | 9/30/2025
Koch Fertilizer Beatrice, LLC | 21178 SW 89th Rd | Beatrice | NE | 68310-6772 | Gage | NE13364 | Out of Service | 8522 | 08-229 | 2008 | Cust-O-Fab | UFPV - Unfired Pressure Vessel | HTEX - Heat Exchanger | 9/30/2023
Koch Fertilizer Beatrice, LLC | 21178 SW 89th Rd | Beatrice | NE | 68310-6772 | Gage | NE19832 | Active | 560 | 560 | 2010 | Bi-Con | HTNK - Horizontal UFPV | RCVR - Receiver: Air or Water | 9/30/2026
Koch Fertilizer Beatrice, LLC | 21178 SW 89th Rd | Beatrice | NE | 68310-6772 | Gage | NE19833 | Out of Service | 562 | 562 | 2010 | Bi-Con | HTNK - Horizontal UFPV | RCVR - Receiver: Air or Water | 10/31/2014
Koch Fertilizer Beatrice, LLC | 21178 SW 89th Rd | Beatrice | NE | 68310-6772 | Gage | NE19904 | Scrapped/Junked | 38737 |  | 1997 | A. O. Smith |  |  | 4/30/2001
Koch Fertilizer Beatrice, LLC | 21178 SW 89th Rd | Beatrice | NE | 68310-6772 | Gage | NE19905 | Active | 3687 | 6895 | 1964 | General Welding Works | UFPV - Unfired Pressure Vessel | 0001 - Desulfurizer | 9/30/2025
Koch Fertilizer Beatrice, LLC | 21178 SW 89th Rd | Beatrice | NE | 68310-6772 | Gage | NE19906 | Active | 1060 | 106376 | 1965 | Mosher | UFPV - Unfired Pressure Vessel | 0002 - Secondary Reformer | 9/30/2025
Koch Fertilizer Beatrice, LLC | 21178 SW 89th Rd | Beatrice | NE | 68310-6772 | Gage | NE19907 | Scrapped/Junked | 3688 | 6896 | 1964 | General Welding Works | UFPV - Unfired Pressure Vessel | 0003 - Shift Converter | 10/31/2013
Koch Fertilizer Beatrice, LLC | 21178 SW 89th Rd | Beatrice | NE | 68310-6772 | Gage | NE19908 | Active | 8629 | 104DC | 1978 | General Welding Works | UFPV - Unfired Pressure Vessel | 0003 - Shift Converter | 9/30/2026
Koch Fertilizer Beatrice, LLC | 21178 SW 89th Rd | Beatrice | NE | 68310-6772 | Gage | NE19909 | Active | 3689 | 6897 | 1964 | General Welding Works | UFPV - Unfired Pressure Vessel | 0003 - Shift Converter | 9/30/2026
Koch Fertilizer Beatrice, LLC | 21178 SW 89th Rd | Beatrice | NE | 68310-6772 | Gage | NE19910 | Active | 105DA | 48-1994-1 | 1965 | Struthers | UFPV - Unfired Pressure Vessel | 0003 - Shift Converter | 9/30/2026
Koch Fertilizer Beatrice, LLC | 21178 SW 89th Rd | Beatrice | NE | 68310-6772 | Gage | NE19911 | Active | 0 | 48-1994-2 | 1965 | Struthers | UFPV - Unfired Pressure Vessel | 0003 - Shift Converter | 9/30/2026
Koch Fertilizer Beatrice, LLC | 21178 SW 89th Rd | Beatrice | NE | 68310-6772 | Gage | NE19912 | Inactive | 0 | 105DC | 1965 | Struthers | UFPV - Unfired Pressure Vessel | 0003 - Shift Converter | 10/31/2020
Koch Fertilizer Beatrice, LLC | 21178 SW 89th Rd | Beatrice | NE | 68310-6772 | Gage | NE19913 | Active | 11665 | U-820 | 1982 | Peerless | UFPV - Unfired Pressure Vessel | REAC - Reactor | 9/30/2026
Koch Fertilizer Beatrice, LLC | 21178 SW 89th Rd | Beatrice | NE | 68310-6772 | Gage | NE19914 | Scrapped/Junked | 3685 | 6993 | 1964 | General Welding Works | UFPV - Unfired Pressure Vessel | REAC - Reactor | 10/31/2018
Koch Fertilizer Beatrice, LLC | 21178 SW 89th Rd | Beatrice | NE | 68310-6772 | Gage | NE19915 | Active | 1042 | 105975 | 1964 | Mosher Steel | UFPV - Unfired Pressure Vessel | 0004 - Absorber | 9/30/2027
Koch Fertilizer Beatrice, LLC | 21178 SW 89th Rd | Beatrice | NE | 68310-6772 | Gage | NE19916 | Inactive | 1759 | 90-406 | 1990 | Cust-O-Fab | UFPV - Unfired Pressure Vessel | HTEX - Heat Exchanger | 9/30/2024
Koch Fertilizer Beatrice, LLC | 21178 SW 89th Rd | Beatrice | NE | 68310-6772 | Gage | NE19917 | Active | 0 | 64-D-2100 | 1964 | Wyatt Ind. | UFPV - Unfired Pressure Vessel | SEPR - Separator | 9/30/2027
Koch Fertilizer Beatrice, LLC | 21178 SW 89th Rd | Beatrice | NE | 68310-6772 | Gage | NE19918 | Active | 0 | 290 | 1965 | Cherokee Steel | UFPV - Unfired Pressure Vessel | RCVR - Receiver: Air or Water | 9/30/2026
Koch Fertilizer Beatrice, LLC | 21178 SW 89th Rd | Beatrice | NE | 68310-6772 | Gage | NE19919 | Active | 0 | 0287 | 1965 | Cherokee Steel | UFPV - Unfired Pressure Vessel | RCVR - Receiver: Air or Water | 9/30/2026
Koch Fertilizer Beatrice, LLC | 21178 SW 89th Rd | Beatrice | NE | 68310-6772 | Gage | NE19920 | Active | 0 | 48-2053 | 1965 | Wells Industry | UFPV - Unfired Pressure Vessel | SEPR - Separator | 9/30/2026
Koch Fertilizer Beatrice, LLC | 21178 SW 89th Rd | Beatrice | NE | 68310-6772 | Gage | NE19921 | Active | 0 | 132007 | 1965 | Trinity Steel | UFPV - Unfired Pressure Vessel | 0006 - Flash Drum | 9/30/2026
Koch Fertilizer Beatrice, LLC | 21178 SW 89th Rd | Beatrice | NE | 68310-6772 | Gage | NE19922 | Active | 0 | 64-D-2102 | 1964 | Wyatt Ind. | UFPV - Unfired Pressure Vessel | SEPR - Separator | 9/30/2026
Koch Fertilizer Beatrice, LLC | 21178 SW 89th Rd | Beatrice | NE | 68310-6772 | Gage | NE19923 | Exempt |  |  | 1965 | Trinity |  |  | 2/15/2002
Koch Fertilizer Beatrice, LLC | 21178 SW 89th Rd | Beatrice | NE | 68310-6772 | Gage | NE19924 | Active | A1-117-F | 0-6094 | 1965 | Trinity Steel | UFPV - Unfired Pressure Vessel | 0006 - Flash Drum | 9/30/2026
Koch Fertilizer Beatrice, LLC | 21178 SW 89th Rd | Beatrice | NE | 68310-6772 | Gage | NE19925 | Scrapped/Junked | 13093 | 971919 | 1997 | Nooter/Eriksen | UFPV - Unfired Pressure Vessel | REAC - Reactor | 9/30/2022
Koch Fertilizer Beatrice, LLC | 21178 SW 89th Rd | Beatrice | NE | 68310-6772 | Gage | NE19926 | Exempt |  |  | 1975 | Graver Tank |  | STOR - Storage Vessel | 2/15/2002
Koch Fertilizer Beatrice, LLC | 21178 SW 89th Rd | Beatrice | NE | 68310-6772 | Gage | NE19927 | Scrapped/Junked | 2247 | 4512 | 1965 | Ind. Process Eng. | UFPV - Unfired Pressure Vessel | STMG - Steam Generator | 10/31/2013
Koch Fertilizer Beatrice, LLC | 21178 SW 89th Rd | Beatrice | NE | 68310-6772 | Gage | NE19928 | Scrapped/Junked |  | 102C | 1967 | Tri-Ex Inc. | UFPV - Unfired Pressure Vessel | STMG - Steam Generator | 10/31/2008
Koch Fertilizer Beatrice, LLC | 21178 SW 89th Rd | Beatrice | NE | 68310-6772 | Gage | NE19929 | Inactive | 5197 | W-3429-1 | 1982 | Western | UFPV - Unfired Pressure Vessel | HTEX - Heat Exchanger | 10/31/2015
Koch Fertilizer Beatrice, LLC | 21178 SW 89th Rd | Beatrice | NE | 68310-6772 | Gage | NE19930 | Scrapped/Junked | 2259 | 4551 | 1965 | Ind. Process Eng. | UFPV - Unfired Pressure Vessel | PHTR - Pre-Heater | 10/31/2013
Koch Fertilizer Beatrice, LLC | 21178 SW 89th Rd | Beatrice | NE | 68310-6772 | Gage | NE19931 | Active | 2262 | 4554 | 1965 | Ind. Process Eng. | UFPV - Unfired Pressure Vessel | STRP - Stripper | 9/30/2026
Koch Fertilizer Beatrice, LLC | 21178 SW 89th Rd | Beatrice | NE | 68310-6772 | Gage | NE19932 | Scrapped/Junked |  | 114C | 1965 | Struthers |  | HTEX - Heat Exchanger | 10/31/2004
Koch Fertilizer Beatrice, LLC | 21178 SW 89th Rd | Beatrice | NE | 68310-6772 | Gage | NE19933 | Active | 0 | 3604B | 1964 | Texas Metal Fab. | UFPV - Unfired Pressure Vessel | HTEX - Heat Exchanger | 9/30/2026
Koch Fertilizer Beatrice, LLC | 21178 SW 89th Rd | Beatrice | NE | 68310-6772 | Gage | NE19934 | Scrapped/Junked |  | 120C | 1965 | Struthers | UFPV - Unfired Pressure Vessel | HTEX - Heat Exchanger | 10/31/2008
Koch Fertilizer Beatrice, LLC | 21178 SW 89th Rd | Beatrice | NE | 68310-6772 | Gage | NE19935 | Active | 0 | 64-4-1747 | 1965 | Struthers | UFPV - Unfired Pressure Vessel | 0005 - Converter | 9/30/2026
Koch Fertilizer Beatrice, LLC | 21178 SW 89th Rd | Beatrice | NE | 68310-6772 | Gage | NE19936 | Exempt |  | 122C | 1965 | Ind. Process Eng. |  | PROC - Process Steam | 2/15/2002
Koch Fertilizer Beatrice, LLC | 21178 SW 89th Rd | Beatrice | NE | 68310-6772 | Gage | NE19937 | Scrapped/Junked |  | 123C | 1964 | Struthers | UFPV - Unfired Pressure Vessel | HTEX - Heat Exchanger | 10/31/2008
Koch Fertilizer Beatrice, LLC | 21178 SW 89th Rd | Beatrice | NE | 68310-6772 | Gage | NE19938 | Scrapped/Junked |  | 133C | 1993 | Yuba |  | PROC - Process Steam | 10/31/2004
Koch Fertilizer Beatrice, LLC | 21178 SW 89th Rd | Beatrice | NE | 68310-6772 | Gage | NE19939 | Active | 3686 | 6894 | 1964 | Gen Welding Works | UFPV - Unfired Pressure Vessel | 0001 - Desulfurizer | 9/30/2027
Koch Fertilizer Beatrice, LLC | 21178 SW 89th Rd | Beatrice | NE | 68310-6772 | Gage | NE19940 | Active | 3389 | B-933 | 1965 | Peerless | UFPV - Unfired Pressure Vessel | 0008 - Pulsation Chamber/Dampener | 9/30/2026
Koch Fertilizer Beatrice, LLC | 21178 SW 89th Rd | Beatrice | NE | 68310-6772 | Gage | NE19941 | Active | 0 | 0 | 1990 | Farmland Industries | UFPV - Unfired Pressure Vessel | SEPR - Separator | 9/30/2026
Koch Fertilizer Beatrice, LLC | 21178 SW 89th Rd | Beatrice | NE | 68310-6772 | Gage | NE19942 | Active | 1018 | 1408 | 1965 | Pritchard Products | UFPV - Unfired Pressure Vessel | 0009 - Deodorizer | 9/30/2026
Koch Fertilizer Beatrice, LLC | 21178 SW 89th Rd | Beatrice | NE | 68310-6772 | Gage | NE19943 | Active | 1019 | 1409 | 1965 | Pritchard Products | UFPV - Unfired Pressure Vessel | 0009 - Deodorizer | 9/30/2026
Koch Fertilizer Beatrice, LLC | 21178 SW 89th Rd | Beatrice | NE | 68310-6772 | Gage | NE19944 | Active | 2029 | 02907 | 1965 | J C Mahoney | UFPV - Unfired Pressure Vessel | 0010 - Stripper Reboiler | 9/30/2026
Koch Fertilizer Beatrice, LLC | 21178 SW 89th Rd | Beatrice | NE | 68310-6772 | Gage | NE19957 | Exempt |  |  | 1965 | Industrial Process Eng. |  | PROC - Process Steam | 4/30/2002
Koch Fertilizer Beatrice, LLC | 21178 SW 89th Rd | Beatrice | NE | 68310-6772 | Gage | NE19958 | Exempt |  |  | 1965 | Industrial Process Eng. |  | PROC - Process Steam | 4/30/2002
Koch Fertilizer Beatrice, LLC | 21178 SW 89th Rd | Beatrice | NE | 68310-6772 | Gage | NE19959 | Scrapped/Junked |  |  | 1993 | Yuba |  | HTEX - Heat Exchanger | 10/31/2004
Koch Fertilizer Beatrice, LLC | 21178 SW 89th Rd | Beatrice | NE | 68310-6772 | Gage | NE19960 | Active | 115CA | 2604A | 1964 | Texas Metals Fabrication | SHTB - Shell/Tube Htexchngr | 0011 - Effluent Cooler | 9/30/2027
Koch Fertilizer Beatrice, LLC | 21178 SW 89th Rd | Beatrice | NE | 68310-6772 | Gage | NE19999 | Scrapped/Junked | 3060 | SN X-4986 | 1994 | Energy Exchange Co. | SHTB - Shell/Tube Htexchngr | HTEX - Heat Exchanger | 10/31/2012
Koch Fertilizer Beatrice, LLC | 21178 SW 89th Rd | Beatrice | NE | 68310-6772 | Gage | NE20000 | Active | 0 | U-7142 | 1982 | United States Steel | UFPV - Unfired Pressure Vessel | 0001 - Desulfurizer | 9/30/2027
Koch Fertilizer Beatrice, LLC | 21178 SW 89th Rd | Beatrice | NE | 68310-6772 | Gage | NE23891 | Active | 79 | 12-1014 | 2012 | SOUTHERN HEAT EXCHANGER | UTNK - Unfired Vertical Tank | HTEX - Heat Exchanger | 9/30/2026
Koch Fertilizer Beatrice, LLC | 21178 SW 89th Rd | Beatrice | NE | 68310-6772 | Gage | NE23892 | Active | 80 | 12-1014 | 2012 | SOUTHERN HEAT EXCHANGER | WHTB - Waste Heat Boiler | PROC - Process Steam | 9/30/2026
Koch Fertilizer Beatrice, LLC | 21178 SW 89th Rd | Beatrice | NE | 68310-6772 | Gage | NE23893 | Active | 57 | 108 | 2012 | Alliance Fabricating | UTNK - Unfired Vertical Tank | 0003 - Shift Converter | 9/30/2026
Koch Fertilizer Beatrice, LLC | 21178 SW 89th Rd | Beatrice | NE | 68310-6772 | Gage | NE23894 | Active | 1236 | PJCA10423 | 2011 | Koch Engineering | HEXC - Heat Exchanger | HTEX - Heat Exchanger | 9/30/2026
Koch Fertilizer Beatrice, LLC | 21178 SW 89th Rd | Beatrice | NE | 68310-6772 | Gage | NE25064 | Active | 846 | 00153 | 2001 | Spitzer | UFPV - Unfired Pressure Vessel | 0017 - Ammonia Receiver | 9/30/2027
Koch Fertilizer Beatrice, LLC | 21178 SW 89th Rd | Beatrice | NE | 68310-6772 | Gage | NE25065 | Active | 847 | 00154 | 2001 | Spitzer | UFPV - Unfired Pressure Vessel | 0017 - Ammonia Receiver | 9/30/2027
Koch Fertilizer Beatrice, LLC | 21178 SW 89th Rd | Beatrice | NE | 68310-6772 | Gage | NE25066 | Active | 850 | 00157 | 2001 | Spitzer | UFPV - Unfired Pressure Vessel | 0017 - Ammonia Receiver | 9/30/2027
Koch Fertilizer Beatrice, LLC | 21178 SW 89th Rd | Beatrice | NE | 68310-6772 | Gage | NE25067 | Active | 849 | 00156 | 2001 | Spitzer | UFPV - Unfired Pressure Vessel | 0017 - Ammonia Receiver | 9/30/2027
Koch Fertilizer Beatrice, LLC | 21178 SW 89th Rd | Beatrice | NE | 68310-6772 | Gage | NE25068 | Active | 848 | 00155 | 2001 | Spitzer | UFPV - Unfired Pressure Vessel | 0017 - Ammonia Receiver | 9/30/2027
Koch Fertilizer Beatrice, LLC | 21178 SW 89th Rd | Beatrice | NE | 68310-6772 | Gage | NE27890 | Active | 48 | 17-12056-1 | 2018 | Industrial Piping Co. | UFPV - Unfired Pressure Vessel | REAC - Reactor | 9/30/2026
Koch Fertilizer Beatrice, LLC | 21178 SW 89th Rd | Beatrice | NE | 68310-6772 | Gage | NE28934 | Active | 145 | 8809 | 2020 | Schoeller-Bleckmann | UFPV - Unfired Pressure Vessel | REAC - Reactor | 9/30/2026
Koch Fertilizer Beatrice, LLC | 21178 SW 89th Rd | Beatrice | NE | 68310-6772 | Gage | NE41078 | Active | 591 | 200071SC | 2021 | The Roberts Company | SHTB - Shell/Tube Htexchngr | HTEX - Heat Exchanger | 9/30/2026
Koch Fertilizer Beatrice, LLC | 21178 SW 89th Rd | Beatrice | NE | 68310-6772 | Gage | NE41452 | Out of Service | 29982 | A91-314W | 2014 | Aesys | FTHT - Firetube Horizontal | PROC - Process Steam | 9/30/2022
Koch Fertilizer Beatrice, LLC | 21178 SW 89th Rd | Beatrice | NE | 68310-6772 | Gage | NE41544 | Active | 4078 | 42816 | 2018 | Gaspar | HEXC - Heat Exchanger | HTEX - Heat Exchanger | 9/30/2027
Koch Fertilizer Beatrice, LLC | 21178 SW 89th Rd | Beatrice | NE | 68310-6772 | Gage | NE41545 | Active | 4937 | 048106 | 2021 | Ohmstede Inc | HEXC - Heat Exchanger | HTEX - Heat Exchanger | 9/30/2027
Koch Fertilizer Beatrice, LLC | 21178 SW 89th Rd | Beatrice | NE | 68310-6772 | Gage | NE42460 | Active | 7970 | 11474 | 2022 | Hughes Anderson | UFPV - Unfired Pressure Vessel | HTEX - Heat Exchanger | 9/30/2027
Epworth Village | 2119 N Division Ave | York | NE | 68467-1009 | York | NE37212 | Out of Service | n/a | n/a | 1955 | Bryant | CI - Cast Iron | STHT - Steam-Heat | 11/30/2021
Homer Community School | 212 N 3rd St | Homer | NE | 68030-3524 | Dakota | NE08823 | Active | 101018 | 0500101018 | 2000 | Pvi | CHWH - ASME/Fired Water Heater | HWSD - Hot Water Dom/Potable | 7/31/2027
St Wenceslaus School | 212 N Linden St | Dodge | NE | 68633-3519 | DODGE | NE32637 | Scrapped/Junked |  | 7L77 | 1950 | KEWANEE | FTFB - Firetube-Firebox Boiler | STHT - Steam-Heat | 7/31/2002
St Wenceslaus School | 212 N Linden St | Dodge | NE | 68633-3519 | DODGE | NE41059 | Active | N/A | FA2001-696 | 2001 | SMITH | CI - Cast Iron | STHT - Steam-Heat | 8/31/2026
RECOLLECTIONS GIFTS | 212 Norris Ave | McCook | NE | 69001-3703 | RED WILLOW | NE04699 | Inactive |  | 314405 | 1965 | BRYANT |  | HWHT - Hot Water Heat | 2/28/1995
North Loup City Pool | 212 Robins Rd | North Loup | NE | 68859 | Valley | NE06378 | Scrapped/Junked | 208752 | 0305208752 | 2003 | RAYP | CPFH - Copper Fin Water Heater | OPHT - Outdoor Pool Heater | 6/30/2011
North Loup City Pool | 212 Robins Rd | North Loup | NE | 68859 | Valley | NE08418 | Scrapped/Junked |  | 9507016054 | 1995 | RAYPAK INC, CALIFORNIA | CPFT - Horiz Cpr Fin Boiler | OPHT - Outdoor Pool Heater | 6/30/2003
North Loup City Pool | 212 Robins Rd | North Loup | NE | 68859 | Valley | NE19868 | Scrapped/Junked | none | 0901049845 | 2011 | Raypak | CPFH - Copper Fin Water Heater | OPHT - Outdoor Pool Heater | 5/31/2011
North Loup City Pool | 212 Robins Rd | North Loup | NE | 68859 | Valley | NE22079 | Scrapped/Junked | 334651 | 1201334651 | 2012 | Raypak | CPPH - Ansi Cpr Fin Pool Heater | OPHT - Outdoor Pool Heater | 6/30/2019
North Loup City Pool | 212 Robins Rd | North Loup | NE | 68859 | Valley | NE28119 | Active | 46895 | 1806468985 | 2018 | Raypak | CPPH - Ansi Cpr Fin Pool Heater | OPHT - Outdoor Pool Heater | 7/31/2024
SCHOOL DISTRICT OF HOMER | 212 S 3RD ST | HOMER | NE | 68030-3524 | DAKOTA | NE23030 | Scrapped/Junked |  | 00745-820 | 1982 | AO SMITH | AHWH - ANSI/Fired Water Htr | HWSD - Hot Water Dom/Potable | 3/31/2000
SCHOOL DISTRICT OF HOMER | 212 S 3RD ST | HOMER | NE | 68030-3524 | DAKOTA | NE23031 | Scrapped/Junked |  | 00345478880 | 1989 | AO SMITH | AHWH - ANSI/Fired Water Htr | HWSD - Hot Water Dom/Potable | 3/31/2000
East Butler Public Sch | 212 S Madison St | Brainard | NE | 68626-3515 | Butler | NE19028 | Active | 18019 | 10F-5927 | 2010 | Aldrich | FTVT - Firetube Vertical TB | HWHT - Hot Water Heat | 11/30/2026
East Butler Public Sch | 212 S Madison St | Brainard | NE | 68626-3515 | Butler | NE21253 | Active | 8972 | 96-E5974 | 1996 | Aldrich | FTFB - Firetube-Firebox Boiler | HWHT - Hot Water Heat | 11/30/2026
East Butler Public Sch | 212 S Madison St | Brainard | NE | 68626-3515 | Butler | NE33914 | Scrapped/Junked |  | N5779 | 1967 | KEWA | FTFB - Firetube-Firebox Boiler | STHT - Steam-Heat | 11/30/2010
Clarkson Community Care Center | 212 Sunrise Dr | Clarkson | NE | 68629-4042 | Colfax | NE10236 | Active | 23038 | 07137-25 | 2007 | Bock Energy | CHWH - ASME/Fired Water Heater | HWSD - Hot Water Dom/Potable | 8/31/2026
Clarkson Community Care Center | 212 Sunrise Dr | Clarkson | NE | 68629-4042 | Colfax | NE10237 | Scrapped/Junked | 23035 | 0713722 | 2007 | Bock Energy | CHWH - ASME/Fired Water Heater | HWSD - Hot Water Dom/Potable | 8/31/2023
Clarkson Community Care Center | 212 Sunrise Dr | Clarkson | NE | 68629-4042 | Colfax | NE16692 | Scrapped/Junked | 13515 | LH91-0013515 | 1991 | AO SMITH | FTVT - Firetube Vertical TB | HWSD - Hot Water Dom/Potable | 7/31/2008
Clarkson Community Care Center | 212 Sunrise Dr | Clarkson | NE | 68629-4042 | Colfax | NE16693 | Scrapped/Junked | 9314 | LG90-0009314 | 1990 | AO SMITH | FTVT - Firetube Vertical TB | HWSD - Hot Water Dom/Potable | 7/31/2008
Clarkson Community Care Center | 212 Sunrise Dr | Clarkson | NE | 68629-4042 | Colfax | NE17294 | Active | 20903 | 20903 | 1992 | Burnham | FTFB - Firetube-Firebox Boiler | HWHT - Hot Water Heat | 8/31/2026
Clarkson Community Care Center | 212 Sunrise Dr | Clarkson | NE | 68629-4042 | Colfax | NE34854 | Active | 25589 | G-07136-M4 | 1971 | Cleaver Brooks | WT - Water Tube Boiler | HWHT - Hot Water Heat | 8/31/2026
Clarkson Community Care Center | 212 Sunrise Dr | Clarkson | NE | 68629-4042 | Colfax | NE42274 | Active | 305498 | 305498 | 2023 | A O Smith | CHWH - ASME/Fired Water Heater | HWSD - Hot Water Dom/Potable | 8/31/2026
Church of Jesus Christ of Latter Day Saints | 212 W 22nd St | Grand Island | NE | 68801-2375 | HALL | NE21215 | Scrapped/Junked |  | 730-C-77-50379 | 1977 | RHEEM MANUFACTURING CO | AHWH - ANSI/Fired Water Htr | HWSD - Hot Water Dom/Potable | 7/31/1999
HASTINGS UTILITIES | 2120 E 26th St | Hastings | NE | 68901-7371 | ADAMS | NE18824 | Scrapped/Junked | 33714 | R-2144 | 1982 | KEWANEE | FT - Firetube Boiler | HWHT - Hot Water Heat | 7/31/2004
Hastings Utilities Pollution Control | 2120 East 26th Street | Hastings | NE | 68901-7371 | Adams | NE02537 | Active | 28697 | 71401-5 | 2004 | Burnham | FT - Firetube Boiler | HWHT - Hot Water Heat | 11/30/2026
Hastings Utilities Pollution Control | 2120 East 26th Street | Hastings | NE | 68901-7371 | Adams | NE06685 | Active | 28962 | 72104-3 | 2005 | Burnham Commericial/Indust | FTFB - Firetube-Firebox Boiler | HWHT - Hot Water Heat | 11/30/2026
Hastings Utilities Pollution Control | 2120 East 26th Street | Hastings | NE | 68901-7371 | Adams | NE06686 | Active | 28968 | 71401-4 | 2005 | Burnham Commericial/Indust | FTFB - Firetube-Firebox Boiler | HWHT - Hot Water Heat | 11/30/2026
Hastings Utilities Pollution Control | 2120 East 26th Street | Hastings | NE | 68901-7371 | Adams | NE18823 | Scrapped/Junked | 33675 | 813003 | 1980 | Kewannee | FT - Firetube Boiler | HWHT - Hot Water Heat | 7/31/2005
Hastings Utilities Pollution Control | 2120 East 26th Street | Hastings | NE | 68901-7371 | Adams | NE25036 | Scrapped/Junked | 57259 | NB#57259 & 57280 | 1981 | Dunham-Bush | HEXC - Heat Exchanger | HTEX - Heat Exchanger | 7/31/2006
Elk Hills Apartments | 2120 N Main St | Elkhorn | NE | 68022-2302 | Douglas | NE23982 | Active | 41131 | 41131 | 2013 | Electro Industries | ELBL - Electric Boiler | HWFG - Hotwater Heat Floor-Glycl | 1/31/2024
Omaha Tower | 2120 S 72nd St | Omaha | NE | 68124-2366 | Douglas | NE26636 | Active | 68076 | G-14-1124 | 2014 | Aerco International, Inc. | FTVT - Firetube Vertical TB | HWHT - Hot Water Heat | 12/31/2026
Omaha Tower | 2120 S 72nd St | Omaha | NE | 68124-2366 | Douglas | NE26637 | Active | 68078 | G-14-1126 | 2014 | Aerco International, Inc. | FTVT - Firetube Vertical TB | HWHT - Hot Water Heat | 12/31/2026
Omaha Tower | 2120 S 72nd St | Omaha | NE | 68124-2366 | Douglas | NE35522 | Scrapped/Junked | 40232 | 9327 | 1987 | KEWA | FTWB - FTS Marine Wet Back | HWHT - Hot Water Heat | 6/30/2014
Omaha Tower | 2120 S 72nd St | Omaha | NE | 68124-2366 | Douglas | NE35523 | Scrapped/Junked | 40234 | 932802 | 1987 | KEWA | FTWB - FTS Marine Wet Back | HWHT - Hot Water Heat | 6/30/2014
LINDSEY APTS | 2121 Lake St | Omaha | NE | 68110-2226 | Douglas | NE12953 | Inactive |  | 81-1501 | 1985 | PEERLESS HEATER COMPANY |  | STHT - Steam-Heat | 12/31/2000
North Park 3 | 2121 N 117th Ave | Omaha | NE | 68164-3629 | Douglas | NE16145 | Active | 8650 | 90-42228 | 1990 | AJAX | WT - Water Tube Boiler | HWHT - Hot Water Heat | 1/31/2026
North Park 3 | 2121 N 117th Ave | Omaha | NE | 68164-3629 | Douglas | NE16146 | Active | 8649 | 90-42226 | 1990 | AJAX | WT - Water Tube Boiler | HWHT - Hot Water Heat | 1/31/2026
North Park 3 | 2121 N 117th Ave | Omaha | NE | 68164-3629 | Douglas | NE16147 | Active | 8615 | 90-42225 | 1990 | AJAX | WT - Water Tube Boiler | HWHT - Hot Water Heat | 1/31/2026
VACANT BUILDING | 2121 N Broadwell Ave | Grand Island | NE | 68803-2151 | HALL | NE19135 | Inactive |  | 0SN7619467 | 1977 | BURNHAM COMM/INDUST |  | STHT - Steam-Heat | 3/31/2001
Car Wash | 2121 S 14th St | Lincoln | NE | 68502-3617 | Lancaster | NE40722 | Scrapped/Junked | 28327 | LM95-0484863920 | 1995 | AOSM | CHWH - ASME/Fired Water Heater | HWSP - Hot Water Non Potable Supply | 10/31/2009
Car Wash | 2121 S 14th St | Lincoln | NE | 68502-3617 | Lancaster | NE40723 | Out of Service | N/A | GEM-18200 | 1980 | Peerless | CI - Cast Iron | HWHT - Hot Water Heat | 2/28/2021
AM Counseling and Consulting | 2121 S 44th St | Omaha | NE | 68105-2809 | Douglas | NE18365 | Scrapped/Junked | n/a | N2177 | 1965 | Kewanee | FTFB - Firetube-Firebox Boiler | HWHT - Hot Water Heat | 2/28/2019
Madonna | 2121 S 56th St | Lincoln | NE | 68506-2111 | Lancaster | NE04270 | Scrapped/Junked | N/A | CP210877 | 1977 | Weil-Mcclain | CI - Cast Iron | HWHT - Hot Water Heat | 10/31/2017
MUD-Platte West Plant | 21212 W Q Rd | Elkhorn | NE | 68022-3218 | Douglas | NE12601 | Scrapped/Junked | 3502 | S750-620-3M | 2006 | Hurst Boiler & Welding | FTSM - FTS Marine Dry Back | HWHT - Hot Water Heat | 10/31/2025
MUD-Platte West Plant | 21212 W Q Rd | Elkhorn | NE | 68022-3218 | Douglas | NE12602 | Scrapped/Junked | 3500 | S750-620-1M | 2006 | Hurst Boiler & Welding | FTSM - FTS Marine Dry Back | HWHT - Hot Water Heat | 10/31/2025
MUD-Platte West Plant | 21212 W Q Rd | Elkhorn | NE | 68022-3218 | Douglas | NE12603 | Scrapped/Junked | 3501 | S750-620-2M | 2006 | Hurst Boiler & Welding | FTSM - FTS Marine Dry Back | HWHT - Hot Water Heat | 10/31/2025
MUD-Platte West Plant | 21212 W Q Rd | Elkhorn | NE | 68022-3218 | Douglas | NE43760 | Active | 21874 | F9782 | 2025 | Aldrich | FT - Firetube Boiler | HWHT - Hot Water Heat | 11/30/2026
MUD-Platte West Plant | 21212 W Q Rd | Elkhorn | NE | 68022-3218 | Douglas | NE43761 | Active | 21870 | F9778 | 2025 | Aldrich | FT - Firetube Boiler | HWHT - Hot Water Heat | 11/30/2026
MUD-Platte West Plant | 21212 W Q Rd | Elkhorn | NE | 68022-3218 | Douglas | NE43762 | Active | 21875 | F9783 | 2025 | Aldrich | FT - Firetube Boiler | HWHT - Hot Water Heat | 11/30/2026
RETAIL STORE | 2122 Central Ave | Kearney | NE | 68847-5319 | BUFFALO | NE14373 | Inactive |  | G-107 | 1954 | AMERICAN STANDARD |  | STHT - Steam-Heat | 11/30/1990
Educare Of Omaha | 2123 Paul St | Omaha | NE | 68102-4045 | Douglas | NE10658 | Active | 148899 | K02H00148899 | 2002 | Lochinvar | CPFT - Horiz Cpr Fin Boiler | HWHT - Hot Water Heat | 12/31/2025
Educare Of Omaha | 2123 Paul St | Omaha | NE | 68102-4045 | Douglas | NE10659 | Active | 148896 | K02H00148896 | 2002 | Lochinvar | CPFT - Horiz Cpr Fin Boiler | HWHT - Hot Water Heat | 12/31/2025
Grand Island High School | 2124 N Lafayette Ave | Grand Island | NE | 68803-2048 | Hall | NE06679 | Scrapped/Junked | 42406 | G-05-0394 | 2005 | Aerco International | FTVT - Firetube Vertical TB | HWHT - Hot Water Heat | 1/31/2019
Grand Island High School | 2124 N Lafayette Ave | Grand Island | NE | 68803-2048 | Hall | NE08591 | Scrapped/Junked | 97670 | 97370 | 2001 | Cleveland | FT - Firetube Boiler | 0021 - Steam Supp Cooker/Kettle | 1/31/2021
Grand Island High School | 2124 N Lafayette Ave | Grand Island | NE | 68803-2048 | Hall | NE16943 | Scrapped/Junked | 67187 |  | 1993 | WELBILT | FT - Firetube Boiler | STHT - Steam-Heat | 7/31/2001
Grand Island High School | 2124 N Lafayette Ave | Grand Island | NE | 68803-2048 | Hall | NE20007 | Scrapped/Junked | 120019 | 9411-120019 | 1995 | Raypak | CPFT - Horiz Cpr Fin Boiler | HWSD - Hot Water Dom/Potable | 1/31/2024
Grand Island High School | 2124 N Lafayette Ave | Grand Island | NE | 68803-2048 | Hall | NE20008 | Scrapped/Junked | 36146 | 76678 | 1995 | Bryan | WT - Water Tube Boiler | HWSD - Hot Water Dom/Potable | 1/31/2014
Grand Island High School | 2124 N Lafayette Ave | Grand Island | NE | 68803-2048 | Hall | NE20009 | Scrapped/Junked | 36146 | 76672 | 1995 | Bryan | WT - Water Tube Boiler | HWSD - Hot Water Dom/Potable | 1/31/2014
Grand Island High School | 2124 N Lafayette Ave | Grand Island | NE | 68803-2048 | Hall | NE20066 | Scrapped/Junked | 132846 | 132846 | 1996 | Raypak | CPFT - Horiz Cpr Fin Boiler | HWHT - Hot Water Heat | 1/31/2017
Grand Island High School | 2124 N Lafayette Ave | Grand Island | NE | 68803-2048 | Hall | NE20067 | Scrapped/Junked | 132847 | 9608 | 1996 | Raypak | CPFT - Horiz Cpr Fin Boiler | HWHT - Hot Water Heat | 1/31/2017
Grand Island High School | 2124 N Lafayette Ave | Grand Island | NE | 68803-2048 | Hall | NE21239 | Scrapped/Junked | 132793 | 132793 | 1996 | Raypak | CPFT - Horiz Cpr Fin Boiler | HWHT - Hot Water Heat | 1/31/2013
Grand Island High School | 2124 N Lafayette Ave | Grand Island | NE | 68803-2048 | Hall | NE24648 | Active | 62519 | G-12-1341 | 2012 | Aerco | FT - Firetube Boiler | HWHT - Hot Water Heat | 1/31/2027
Grand Island High School | 2124 N Lafayette Ave | Grand Island | NE | 68803-2048 | Hall | NE24649 | Active | 62521 | G-12-1343 | 2012 | Aerco | FT - Firetube Boiler | HWHT - Hot Water Heat | 1/31/2027
Grand Island High School | 2124 N Lafayette Ave | Grand Island | NE | 68803-2048 | Hall | NE24650 | Active | 62518 | G-12-1340 | 2012 | Aerco | FT - Firetube Boiler | HWHT - Hot Water Heat | 1/31/2027
Grand Island High School | 2124 N Lafayette Ave | Grand Island | NE | 68803-2048 | Hall | NE25686 | Active | 62520 | G12-1342 | 2012 | Aerco | FT - Firetube Boiler | HWHT - Hot Water Heat | 1/31/2026
Grand Island High School | 2124 N Lafayette Ave | Grand Island | NE | 68803-2048 | Hall | NE25687 | Active | 62517 | G12-1339 | 2012 | Aerco | FT - Firetube Boiler | HWHT - Hot Water Heat | 1/31/2027
Grand Island High School | 2124 N Lafayette Ave | Grand Island | NE | 68803-2048 | Hall | NE26434 | Active | 430743 | 1010430743 | 2016 | Raypak | CPFT - Horiz Cpr Fin Boiler | HWSD - Hot Water Dom/Potable | 1/31/2027
Grand Island High School | 2124 N Lafayette Ave | Grand Island | NE | 68803-2048 | Hall | NE26435 | Active | 430744 | 1610430744 | 2016 | Raypak | CPFT - Horiz Cpr Fin Boiler | HWSD - Hot Water Dom/Potable | 1/31/2027
Grand Island High School | 2124 N Lafayette Ave | Grand Island | NE | 68803-2048 | Hall | NE27809 | Active | 5639 | 18-HE0 42203518 | 2018 | Riello | WTSS - Watertube SS Steel | HWHT - Hot Water Heat | 1/31/2027
Grand Island High School | 2124 N Lafayette Ave | Grand Island | NE | 68803-2048 | Hall | NE27810 | Active | 5640 | 18HE0 42213518 | 2018 | Riello | WTSS - Watertube SS Steel | HWHT - Hot Water Heat | 1/31/2027
Grand Island High School | 2124 N Lafayette Ave | Grand Island | NE | 68803-2048 | Hall | NE27811 | Active | 5636 | 18HE042173518 | 2018 | Riello | WTSS - Watertube SS Steel | HWHT - Hot Water Heat | 1/31/2027
Grand Island High School | 2124 N Lafayette Ave | Grand Island | NE | 68803-2048 | Hall | NE27812 | Active | 5638 | 18HE0 42193518 | 2018 | Riello | WTSS - Watertube SS Steel | HWHT - Hot Water Heat | 1/31/2027
Grand Island High School | 2124 N Lafayette Ave | Grand Island | NE | 68803-2048 | Hall | NE31509 | Inactive | 4613 |  | 1954 | CYCLOTHERM | FT - Firetube Boiler | STHT - Steam-Heat | 7/31/1995
Grand Island High School | 2124 N Lafayette Ave | Grand Island | NE | 68803-2048 | Hall | NE31510 | Inactive | 4595 |  | 1954 | Cyclotherm | FT - Firetube Boiler | STHT - Steam-Heat | 7/31/1997
Grand Island High School | 2124 N Lafayette Ave | Grand Island | NE | 68803-2048 | Hall | NE31511 | Inactive | 4583 |  | 1954 | CYCLOTHERM | FT - Firetube Boiler | STHT - Steam-Heat | 7/31/1997
Grand Island High School | 2124 N Lafayette Ave | Grand Island | NE | 68803-2048 | Hall | NE42611 | Active | 557640 | V152306347 | 2023 | Raypak | CPFT - Horiz Cpr Fin Boiler | HWSD - Hot Water Dom/Potable | 1/31/2027
DIALYSIS CENTER | 2125 E 23rd Ave S | Fremont | NE | 68025-2498 | DODGE | NE40276 | Exempt 1999 LB-66 |  | MK98-0776655966 | 1998 | AO SMITH | AHWH - ANSI/Fired Water Htr | HWSD - Hot Water Dom/Potable | 1/31/2000
SDL III Building | 2125 Transformation Dr | Lincoln | NE | 68508-1614 | Lancaster | NE27862 | Active | N/A | 11847030 | 2017 | Advanced Thermal Hydronics | CI - Cast Iron | HWHT - Hot Water Heat | 2/28/2026
FLORENTINE APTS | 2129 BENSON GARDEN | OMAHA | NE | 68134-6729 | Douglas | NE21994 | Exempt 1999 LB-66 |  | M88838642 | 1988 | STATE INDUSTRIES | AHWH - ANSI/Fired Water Htr | HWSD - Hot Water Dom/Potable | 11/30/1999
FLORENTINE APTS | 2129 BENSON GARDEN | OMAHA | NE | 68134-6729 | Douglas | NE21995 | Exempt 1999 LB-66 |  | G87398435 | 1990 | STATE INDUSTRIES | AHWH - ANSI/Fired Water Htr | HWSD - Hot Water Dom/Potable | 11/30/1999
FLORENTINE APTS | 2129 BENSON GARDEN | OMAHA | NE | 68134-6729 | Douglas | NE21996 | Exempt 1999 LB-66 |  | G87734973 | 1990 | STATE INDUSTRIES | AHWH - ANSI/Fired Water Htr | HWSD - Hot Water Dom/Potable | 11/30/1999
FLORENTINE APTS | 2129 BENSON GARDEN | OMAHA | NE | 68134-6729 | Douglas | NE21997 | Exempt 1999 LB-66 |  | F88134027 | 1989 | STATE INDUSTRIES | AHWH - ANSI/Fired Water Htr | HWSD - Hot Water Dom/Potable | 11/30/1999
FLORENTINE APTS | 2129 BENSON GARDEN | OMAHA | NE | 68134-6729 | Douglas | NE21998 | Exempt 1999 LB-66 |  | D88281649 | 1989 | STATE INDUSTRIES | AHWH - ANSI/Fired Water Htr | HWSD - Hot Water Dom/Potable | 11/30/1999
FLORENTINE APTS | 2129 BENSON GARDEN | OMAHA | NE | 68134-6729 | Douglas | NE21999 | Exempt 1999 LB-66 |  | B88270553 | 1991 | STATE INDUSTRIES | AHWH - ANSI/Fired Water Htr | HWSD - Hot Water Dom/Potable | 11/30/1999
FLORENTINE APTS | 2129 BENSON GARDEN | OMAHA | NE | 68134-6729 | Douglas | NE22601 | Exempt 1999 LB-66 |  | MB89-0032700588 | 1990 | AO SMITH | AHWH - ANSI/Fired Water Htr | HWSD - Hot Water Dom/Potable | 11/30/1999
FLORENTINE APTS | 2129 BENSON GARDEN | OMAHA | NE | 68134-6729 | Douglas | NE22602 | Exempt 1999 LB-66 |  | B88343189 | 1988 | STATE INDUSTRIES | AHWH - ANSI/Fired Water Htr | HWSD - Hot Water Dom/Potable | 11/30/1999
FLORENTINE APTS | 2129 BENSON GARDEN | OMAHA | NE | 68134-6729 | Douglas | NE22603 | Exempt 1999 LB-66 |  | H86489465 | 1988 | STATE INDUSTRIES | AHWH - ANSI/Fired Water Htr | HWSD - Hot Water Dom/Potable | 11/30/1999
FLORENTINE APTS | 2129 BENSON GARDEN | OMAHA | NE | 68134-6729 | Douglas | NE22604 | Exempt 1999 LB-66 |  | E7202300 | 1987 | CRANE | AHWH - ANSI/Fired Water Htr | HWSD - Hot Water Dom/Potable | 11/30/1999
FLORENTINE APTS | 2129 BENSON GARDEN | OMAHA | NE | 68134-6729 | Douglas | NE22605 | Exempt 1999 LB-66 |  | ME95-8432599930 | 1995 | AO SMITH | AHWH - ANSI/Fired Water Htr | HWSD - Hot Water Dom/Potable | 11/30/1999
FLORENTINE APTS | 2129 BENSON GARDEN | OMAHA | NE | 68134-6729 | Douglas | NE22606 | Exempt 1999 LB-66 |  | A854101112 | 1985 | AMERICAN APPLIANCE | AHWH - ANSI/Fired Water Htr | HWSD - Hot Water Dom/Potable | 11/30/1999
FLORENTINE APTS | 2129 BENSON GARDEN | OMAHA | NE | 68134-6729 | Douglas | NE22607 | Exempt 1999 LB-66 |  | A853705882 | 1985 | AMERICAN APPLIANCE | AHWH - ANSI/Fired Water Htr | HWSD - Hot Water Dom/Potable | 11/30/1999
FLORENTINE APTS | 2129 BENSON GARDEN | OMAHA | NE | 68134-6729 | Douglas | NE24728 | Exempt 1999 LB-66 |  | H98120912 | 1998 | STATE INDUSTRIES | AHWH - ANSI/Fired Water Htr | HWSD - Hot Water Dom/Potable | 11/30/1999
Beatrice Middle School | 213 N 5th St | Beatrice | NE | 68310-3904 | Gage | NE00906 | Scrapped/Junked | n/a | U9940052 | 2000 | HYDR | FT - Firetube Boiler | HWHT - Hot Water Heat | 1/31/2018
Beatrice Middle School | 213 N 5th St | Beatrice | NE | 68310-3904 | Gage | NE06017 | Scrapped/Junked | 16065 | 10623 | 2003 | Unknown | FT - Firetube Boiler | 0021 - Steam Supp Cooker/Kettle | 1/31/2008
Beatrice Middle School | 213 N 5th St | Beatrice | NE | 68310-3904 | Gage | NE07545 | Active | 3610 | FB411-15-17M | 2006 | Hurst | FTFB - Firetube-Firebox Boiler | STHT - Steam-Heat | 1/31/2026
Beatrice Middle School | 213 N 5th St | Beatrice | NE | 68310-3904 | Gage | NE07546 | Active | 3614 | FB625-15-6M | 2006 | Hurst | FTFB - Firetube-Firebox Boiler | STHT - Steam-Heat | 1/31/2026
Beatrice Middle School | 213 N 5th St | Beatrice | NE | 68310-3904 | Gage | NE07547 | Active | 3613 | FB625-15-5M | 2006 | Hurst | FTFB - Firetube-Firebox Boiler | STHT - Steam-Heat | 1/31/2026
Beatrice Middle School | 213 N 5th St | Beatrice | NE | 68310-3904 | Gage | NE09385 | Scrapped/Junked | 19045 |  | 1981 | A. O. Smith | WT - Water Tube Boiler | HWSD - Hot Water Dom/Potable | 1/31/2006
Beatrice Middle School | 213 N 5th St | Beatrice | NE | 68310-3904 | Gage | NE09386 | Scrapped/Junked | 19044 |  | 1981 | A. O. Smith | FT - Firetube Boiler | HWSD - Hot Water Dom/Potable | 1/31/2006
Beatrice Middle School | 213 N 5th St | Beatrice | NE | 68310-3904 | Gage | NE09387 | Scrapped/Junked | 12781 |  | 1981 | AO SMITH | WT - Water Tube Boiler | HWSD - Hot Water Dom/Potable | 6/30/2000
Beatrice Middle School | 213 N 5th St | Beatrice | NE | 68310-3904 | Gage | NE14693 | Active | 294892 | 0904294892 | 2009 | RHEEM | CPFH - Copper Fin Water Heater | HWSD - Hot Water Dom/Potable | 1/31/2027
Beatrice Middle School | 213 N 5th St | Beatrice | NE | 68310-3904 | Gage | NE14694 | Scrapped/Junked | 19355 | 13069 | 2007 | VULCAN | FTNT - FT Vertical Tubeless | 0021 - Steam Supp Cooker/Kettle | 1/31/2014
Beatrice Middle School | 213 N 5th St | Beatrice | NE | 68310-3904 | Gage | NE18826 | Scrapped/Junked | 97635 | 6727 | 1998 | Market Forge Industries | FT - Firetube Boiler | 0021 - Steam Supp Cooker/Kettle | 1/31/2005
Beatrice Middle School | 213 N 5th St | Beatrice | NE | 68310-3904 | Gage | NE21235 | Scrapped/Junked | 74431 |  | 1975 | GROEN/DIV OF DOVER IND | AHWH - ANSI/Fired Water Htr | HWSP - Hot Water Non Potable Supply | 6/30/2000
Beatrice Middle School | 213 N 5th St | Beatrice | NE | 68310-3904 | Gage | NE27445 | Active | 365714 | 81925 | 2015 | Trinity | WTSS - Watertube SS Steel | HWHT - Hot Water Heat | 1/31/2027
Beatrice Middle School | 213 N 5th St | Beatrice | NE | 68310-3904 | Gage | NE33465 | Scrapped/Junked |  | 93507 | 1950 | Fitzgibbons | FTSM - FTS Marine Dry Back | STHT - Steam-Heat | 1/31/2007
Beatrice Middle School | 213 N 5th St | Beatrice | NE | 68310-3904 | Gage | NE33466 | Scrapped/Junked |  | HSB-93507 | 1951 | Fitzgibbons | FT - Firetube Boiler | STHT - Steam-Heat | 1/31/2007
OMAHA PSYCHIATRIC ASSOC | 2132 S 42nd St | Omaha | NE | 68105-2910 | Douglas | NE37612 | Inactive |  | 1547 | 1950 | CRANE |  | HWHT - Hot Water Heat | 4/30/2007
Kinder Morgan - NGPL Station 106 | 21372 US Highway 77 | Beatrice | NE | 68310-6756 | Gage | NE13873 | Active | 15532 | 38919 | 1966 | Cleaver Brooks | FTSM - FTS Marine Dry Back | STHT - Steam-Heat | 8/31/2026
Green Plains CC LLC | 214 20th St | Central City | NE | 68826-2054 | Merrick | NE01637 | Scrapped/Junked | 5657 | 20037117 | 2003 | Kentube Eng Products | FHEX - Fired Heat Exchanger | 0039 - Cook Water Unit | 9/30/2023
Green Plains CC LLC | 214 20th St | Central City | NE | 68826-2054 | Merrick | NE01638 | Scrapped/Junked | 5658 | 20037164 | 2003 | Kentube Eng Products | ECON - Boiler Economizer | 0040 - DA Heater | 9/30/2023
Green Plains CC LLC | 214 20th St | Central City | NE | 68826-2054 | Merrick | NE01639 | Scrapped/Junked | 5624 | 20037116 | 2003 | Kentube Eng Products | ECON - Boiler Economizer | ECON - Boiler Economizer | 5/31/2007
Green Plains CC LLC | 214 20th St | Central City | NE | 68826-2054 | Merrick | NE01640 | Scrapped/Junked | 804 | W-1615 | 2003 | Indeck Boiler Corp | WT - Water Tube Boiler | PROC - Process Steam | 9/30/2023
Green Plains CC LLC | 214 20th St | Central City | NE | 68826-2054 | Merrick | NE07699 | Scrapped/Junked | 6428 | 20067190 | 2007 | Kentube | ECON - Boiler Economizer | ECON - Boiler Economizer | 9/30/2023
Green Plains CC LLC | 214 20th St | Central City | NE | 68826-2054 | Merrick | NE25714 | Active | 16266 | 16266 | 2007 | Superior Boiler Works | FTHT - Firetube Horizontal | PROC - Process Steam | 9/30/2026
Green Plains CC LLC | 214 20th St | Central City | NE | 68826-2054 | Merrick | NE25725 | Active | 97 | WS-1342 | 2015 | E-Tech Inc. | ECON - Boiler Economizer | ECON - Boiler Economizer | 9/30/2026
Green Plains CC LLC | 214 20th St | Central City | NE | 68826-2054 | Merrick | NE41694 | Active | 163 | R11302-295 | 2022 | Rodomech Industries Inc. | ECON - Boiler Economizer | ECON - Boiler Economizer | 9/30/2026
Green Plains CC LLC | 214 20th St | Central City | NE | 68826-2054 | Merrick | NE41695 | Active | 161 | R11302-293 | 2022 | Rodomech Industries Inc. | ECON - Boiler Economizer | ECON - Boiler Economizer | 9/30/2026
Green Plains CC LLC | 214 20th St | Central City | NE | 68826-2054 | Merrick | NE41696 | Active | 162 | R11302-294 | 2022 | Rodomech Industries Inc. | ECON - Boiler Economizer | ECON - Boiler Economizer | 9/30/2026
Green Plains CC LLC | 214 20th St | Central City | NE | 68826-2054 | Merrick | NE41697 | Active | 21151 | T7193-1-3 | 2019 | Cleaver Brooks | FTHT - Firetube Horizontal | PROC - Process Steam | 9/30/2026
Green Plains CC LLC | 214 20th St | Central City | NE | 68826-2054 | Merrick | NE41698 | Active | 21139 | T7193-1-1 | 2019 | Cleaver Brooks | FTHT - Firetube Horizontal | PROC - Process Steam | 9/30/2025
Green Plains CC LLC | 214 20th St | Central City | NE | 68826-2054 | Merrick | NE41699 | Active | 21162 | T7193-1-2 | 2019 | Cleaver Brooks | FTHT - Firetube Horizontal | PROC - Process Steam | 9/30/2026
Lindsay Manufacturing | 214 E 2nd St | Lindsay | NE | 68644-4620 | Platte | NE02972 | Scrapped/Junked | 6486 | 26486 | 1974 | Kewanee | FTWB - FTS Marine Wet Back | PROC - Process Steam | 9/30/2021
Lindsay Manufacturing | 214 E 2nd St | Lindsay | NE | 68644-4620 | Platte | NE02973 | Scrapped/Junked | 26486 | 0 | 1974 | KEWA | FTSM - FTS Marine Dry Back | PROC - Process Steam | 9/30/2012
Lindsay Manufacturing | 214 E 2nd St | Lindsay | NE | 68644-4620 | Platte | NE13617 | Scrapped/Junked | 10082 | 99D-7554 | 1999 | ALDRICH/LES | FTVT - Firetube Vertical TB | HWHT - Hot Water Heat | 9/30/2015
Lindsay Manufacturing | 214 E 2nd St | Lindsay | NE | 68644-4620 | Platte | NE24159 | Active | 17412 | 17412 | 2013 | Superior | FTSM - FTS Marine Dry Back | PROC - Process Steam | 9/30/2026
Lindsay Manufacturing | 214 E 2nd St | Lindsay | NE | 68644-4620 | Platte | NE26300 | Active | 19580 | 15F-7488 | 2015 | ALDRICH/LES | FTVT - Firetube Vertical TB | HWHT - Hot Water Heat | 9/30/2026
Lindsay Manufacturing | 214 E 2nd St | Lindsay | NE | 68644-4620 | Platte | NE41450 | Out of Service | 29566 | 10-22351 | 2010 | Aesys Tech/York Shipley | FTSM - FTS Marine Dry Back | PROC - Process Steam | 9/30/2022
Lindsay Manufacturing | 214 E 2nd St | Lindsay | NE | 68644-4620 | Platte | NE42096 | Active | 654 | 120357 | 2022 | Les Inc/Aldrich Co | FTSM - FTS Marine Dry Back | PROC - Process Steam | 9/30/2026
Lindsay Manufacturing | 214 E 2nd St | Lindsay | NE | 68644-4620 | Platte | NE43803 | Active | 604720 | N1.24.05.00003 | 2024 | Lochinvar | FTHT - Firetube Horizontal | GLFH - Glycol Floor Heat System | 9/30/2025
SUPERIOR-MAIN OFFICE | 214 E 4th St | Superior | NE | 68978-1816 | Nuckolls | NE26909 | Exempt 1999 LB-66 | 391121 | G17391121 | 2017 | Laars | WT - Water Tube Boiler | HWHT - Hot Water Heat | 6/30/2019
K & G CLEANERS | 214 Main St | Wayne | NE | 68787-1941 | WAYNE | NE15083 | Scrapped/Junked | 46150 | 81717 | 1995 | PM LATTNER MFR COMPANY | FTNT - FT Vertical Tubeless | PROC - Process Steam | 2/28/2006
K & G CLEANERS | 214 Main St | Wayne | NE | 68787-1941 | WAYNE | NE30397 | Scrapped/Junked | 27344 |  | 1968 | PM LATTNER MFR COMPANY | FT - Firetube Boiler | PROC - Process Steam | 7/31/2002
Max I Walkers | 214 N 114th St | Omaha | NE | 68154-2515 | Douglas | NE04584 | Scrapped/Junked | 907 | 907 | 1979 | Williams & Davis | FTNF - Firetube Flueless | PROC - Process Steam | 5/31/2021
BJ'S LAUNDROMAT | 214 S Elm Ave | Hastings | NE | 68901-6433 | ADAMS | NE00179 | Scrapped/Junked | 167418 | 0002167418 | 2000 | RAYPAK INC, CALIFORNIA | CPFT - Horiz Cpr Fin Boiler | HWSP - Hot Water Non Potable Supply | 6/30/2003
BJ'S LAUNDROMAT | 214 S Elm Ave | Hastings | NE | 68901-6433 | ADAMS | NE40379 | Scrapped/Junked | 140598 | 9706140598 | 1997 | RAYPAK INC, CALIFORNIA | CPFT - Horiz Cpr Fin Boiler | HWSD - Hot Water Dom/Potable | 3/31/2000
Wauneta Jr/Sr High School | 214 W Wichita | Wauneta | NE | 69045-4503 | Chase | NE00780 | Out of Service | n/a | CP3891434 | 2000 | Weil-Mcclain | CI - Cast Iron | STHT - Steam-Heat | 12/31/2023
Wauneta Jr/Sr High School | 214 W Wichita | Wauneta | NE | 69045-4503 | Chase | NE03927 | Scrapped/Junked |  |  | 1980 | COOP | AHWH - ANSI/Fired Water Htr | HWSD - Hot Water Dom/Potable | 7/31/2001
Wauneta Jr/Sr High School | 214 W Wichita | Wauneta | NE | 69045-4503 | Chase | NE16425 | Scrapped/Junked | 52679 | RLP0789400486 | 1989 | RHEEM | AHWH - ANSI/Fired Water Htr | HWSD - Hot Water Dom/Potable | 12/31/2012
Wauneta Jr/Sr High School | 214 W Wichita | Wauneta | NE | 69045-4503 | Chase | NE18031 | Out of Service | n/a | L43036136 | 1993 | Caravan | CI - Cast Iron | HWHT - Hot Water Heat | 12/31/2019
Wauneta Jr/Sr High School | 214 W Wichita | Wauneta | NE | 69045-4503 | Chase | NE18032 | Out of Service | n/a | L43036134 | 1993 | Caravan | CI - Cast Iron | HWHT - Hot Water Heat | 12/31/2019
Wauneta Jr/Sr High School | 214 W Wichita | Wauneta | NE | 69045-4503 | Chase | NE18033 | Out of Service | n/a | L43036135 | 1993 | CARA | CI - Cast Iron | HWHT - Hot Water Heat | 12/31/2019
Wauneta Jr/Sr High School | 214 W Wichita | Wauneta | NE | 69045-4503 | Chase | NE18034 | Out of Service | n/a | L43036137 | 1993 | Caravan | CI - Cast Iron | HWHT - Hot Water Heat | 12/31/2019
Wauneta Jr/Sr High School | 214 W Wichita | Wauneta | NE | 69045-4503 | Chase | NE31721 | Scrapped/Junked |  | 24483 | 1938 | KEWANEE | FT - Firetube Boiler | STHT - Steam-Heat | 7/31/2001
Merck Animal Health | 21401 W Center Rd | Elkhorn | NE | 68022-2202 | Douglas | NE03249 | Active | 6408 | 10077 | 1964 | B.E.& S. | FT - Firetube Boiler | PROC - Process Steam | 6/30/2026
Merck Animal Health | 21401 W Center Rd | Elkhorn | NE | 68022-2202 | Douglas | NE04574 | Inactive | 45098 |  | 1979 | CLEAVER BROOKS | WT - Water Tube Boiler | PROC - Process Steam | 6/30/2001
Merck Animal Health | 21401 W Center Rd | Elkhorn | NE | 68022-2202 | Douglas | NE07035 | Scrapped/Junked | 15338 | 010641395 | 2006 | Rbi | VCPF - Vert Cpr Fin Blr | HWHT - Hot Water Heat | 6/30/2016
Merck Animal Health | 21401 W Center Rd | Elkhorn | NE | 68022-2202 | Douglas | NE07036 | Active | 3403 | V216-150-142M | 2006 | Hurst Boiler & Welding | FTNT - FT Vertical Tubeless | PROC - Process Steam | 6/30/2026
Merck Animal Health | 21401 W Center Rd | Elkhorn | NE | 68022-2202 | Douglas | NE07039 | Active | 8782 | 9201-01 | 1994 | Johnston | FTSM - FTS Marine Dry Back | STHT - Steam-Heat | 6/30/2026
Merck Animal Health | 21401 W Center Rd | Elkhorn | NE | 68022-2202 | Douglas | NE08116 | Active | 16508 | 07F-4415 | 2007 | LES | FT - Firetube Boiler | HWHT - Hot Water Heat | 6/30/2026
Merck Animal Health | 21401 W Center Rd | Elkhorn | NE | 68022-2202 | Douglas | NE08117 | Active | 53791 | 91522 | 2007 | Lattner | FTNT - FT Vertical Tubeless | PROC - Process Steam | 6/30/2026
Merck Animal Health | 21401 W Center Rd | Elkhorn | NE | 68022-2202 | Douglas | NE10743 | Scrapped/Junked | 2218 | 2218 | 1963 | William-Davis | FT - Firetube Boiler | PROC - Process Steam | 6/30/2008
Merck Animal Health | 21401 W Center Rd | Elkhorn | NE | 68022-2202 | Douglas | NE11341 | Scrapped/Junked | 14557 | 100540359 | 2005 | Rbi | WT - Water Tube Boiler | HWHT - Hot Water Heat | 6/30/2015
Merck Animal Health | 21401 W Center Rd | Elkhorn | NE | 68022-2202 | Douglas | NE12650 | Active | 14703 | 8500-150-139 | 2008 | Hurst | FTSM - FTS Marine Dry Back | PROC - Process Steam | 6/30/2026
Merck Animal Health | 21401 W Center Rd | Elkhorn | NE | 68022-2202 | Douglas | NE14241 | Active | 34156 | R2252 | 1980 | Kewanee | FT - Firetube Boiler | PROC - Process Steam | 6/30/2026
Merck Animal Health | 21401 W Center Rd | Elkhorn | NE | 68022-2202 | Douglas | NE14242 | Active | 34574 | R2689 | 1980 | Kewanee | FT - Firetube Boiler | PROC - Process Steam | 6/30/2026
Merck Animal Health | 21401 W Center Rd | Elkhorn | NE | 68022-2202 | Douglas | NE14605 | Inactive | 60101 | 60101 | 2001 | AJAX BOILER INC | COND - Condenser | HWSP - Hot Water Non Potable Supply | 6/30/2013
Merck Animal Health | 21401 W Center Rd | Elkhorn | NE | 68022-2202 | Douglas | NE15346 | Inactive | 28134 |  | 1990 | BRYAN STEAM LLC | WT - Water Tube Boiler | HWHT - Hot Water Heat | 6/30/1999
Merck Animal Health | 21401 W Center Rd | Elkhorn | NE | 68022-2202 | Douglas | NE15347 | Inactive | 28133 |  | 1990 | BRYAN STEAM LLC | WT - Water Tube Boiler | HWHT - Hot Water Heat | 6/30/1999
Merck Animal Health | 21401 W Center Rd | Elkhorn | NE | 68022-2202 | Douglas | NE17639 | Inactive | 23118 | AJ44B702316 | 1995 | Weben-Jarco | COBL - Coil Type Boiler | HWHT - Hot Water Heat | 6/30/2010
Merck Animal Health | 21401 W Center Rd | Elkhorn | NE | 68022-2202 | Douglas | NE17640 | Inactive | 23113 | 4269 | 1995 | Weben-Jarco | COBL - Coil Type Boiler | HWHT - Hot Water Heat | 6/30/2010
Merck Animal Health | 21401 W Center Rd | Elkhorn | NE | 68022-2202 | Douglas | NE17641 | Scrapped/Junked | 56876 | H959955 | 1995 | Lochinvar | WT - Water Tube Boiler | HWHT - Hot Water Heat | 6/30/2006
Merck Animal Health | 21401 W Center Rd | Elkhorn | NE | 68022-2202 | Douglas | NE21881 | Scrapped/Junked | 63504 | 63504 | 1999 | Weben-Jarco | COBL - Coil Type Boiler | HWHT - Hot Water Heat | 6/30/2012
Merck Animal Health | 21401 W Center Rd | Elkhorn | NE | 68022-2202 | Douglas | NE22180 | Active | n/a | 09-0145 | 2009 | Aerco | CALU - Cast Aluminum | HWHT - Hot Water Heat | 6/30/2026
Merck Animal Health | 21401 W Center Rd | Elkhorn | NE | 68022-2202 | Douglas | NE22181 | Active | n/a | 09-0054 | 2009 | Aerco | CALU - Cast Aluminum | HWHT - Hot Water Heat | 6/30/2026
Merck Animal Health | 21401 W Center Rd | Elkhorn | NE | 68022-2202 | Douglas | NE23252 | Scrapped/Junked | 10059 | B98-0825 | 1998 | Precision | FT - Firetube Boiler | PROC - Process Steam | 6/30/2006
Merck Animal Health | 21401 W Center Rd | Elkhorn | NE | 68022-2202 | Douglas | NE23261 | Scrapped/Junked | 60289 | 60289 | 1998 | Weben-Jarco | COBL - Coil Type Boiler | HWHT - Hot Water Heat | 6/30/2012
Merck Animal Health | 21401 W Center Rd | Elkhorn | NE | 68022-2202 | Douglas | NE23262 | Scrapped/Junked | 60288 | 60288 | 1998 | Weben-Jarco | COBL - Coil Type Boiler | HWHT - Hot Water Heat | 6/30/2012
Merck Animal Health | 21401 W Center Rd | Elkhorn | NE | 68022-2202 | Douglas | NE23293 | Inactive | 64122 | 64122 | 1999 | Weben-Jarco | COBL - Coil Type Boiler | HWHT - Hot Water Heat | 6/30/2020
Merck Animal Health | 21401 W Center Rd | Elkhorn | NE | 68022-2202 | Douglas | NE23294 | Scrapped/Junked | 64121 | 64121 | 1999 | Weben-Jarco | COBL - Coil Type Boiler | HWHT - Hot Water Heat | 6/30/2023
Merck Animal Health | 21401 W Center Rd | Elkhorn | NE | 68022-2202 | Douglas | NE25575 | Out of Service | 10152 | 19505 | 1995 | Wiegand Industries | ELBL - Electric Boiler | PROC - Process Steam | 6/30/2011
Merck Animal Health | 21401 W Center Rd | Elkhorn | NE | 68022-2202 | Douglas | NE25921 | Inactive | 320624 | CG-500 | 2014 | Sermeta | WTSS - Watertube SS Steel | HHHP - Hotwater Heat & Heat Pump | 6/30/2024
Merck Animal Health | 21401 W Center Rd | Elkhorn | NE | 68022-2202 | Douglas | NE25922 | Active | n/a | 14H00262 | 2014 | Aerco | CALU - Cast Aluminum | HWHT - Hot Water Heat | 6/30/2026
Merck Animal Health | 21401 W Center Rd | Elkhorn | NE | 68022-2202 | Douglas | NE28595 | Active | 258510 | 1932115939094 | 2019 | AO SMITH | CHWH - ASME/Fired Water Heater | HWSD - Hot Water Dom/Potable | 6/30/2026
Merck Animal Health | 21401 W Center Rd | Elkhorn | NE | 68022-2202 | Douglas | NE28596 | Active | 258614 | 1933115955711 | 2019 | AO SMITH | CHWH - ASME/Fired Water Heater | HWSD - Hot Water Dom/Potable | 6/30/2026
Merck Animal Health | 21401 W Center Rd | Elkhorn | NE | 68022-2202 | Douglas | NE28597 | Active | 261414 | 1943116849912 | 2019 | AO SMITH | CHWH - ASME/Fired Water Heater | HWSD - Hot Water Dom/Potable | 6/30/2026
Merck Animal Health | 21401 W Center Rd | Elkhorn | NE | 68022-2202 | Douglas | NE28598 | Active | 82516 | G-18-2541 | 2018 | Aerco | WT - Water Tube Boiler | HWHT - Hot Water Heat | 6/30/2026
Merck Animal Health | 21401 W Center Rd | Elkhorn | NE | 68022-2202 | Douglas | NE28599 | Active | 82515 | G-18-2540 | 2018 | Aerco | WT - Water Tube Boiler | HWHT - Hot Water Heat | 6/30/2026
Merck Animal Health | 21401 W Center Rd | Elkhorn | NE | 68022-2202 | Douglas | NE28600 | Active | 82505 | G-18-2539 | 2018 | Aerco | WT - Water Tube Boiler | HWHT - Hot Water Heat | 6/30/2026
Merck Animal Health | 21401 W Center Rd | Elkhorn | NE | 68022-2202 | Douglas | NE28826 | Active | 755 | A644 | 2019 | Fulton | ELBL - Electric Boiler | STER - Sterilizer | 6/30/2026
Merck Animal Health | 21401 W Center Rd | Elkhorn | NE | 68022-2202 | Douglas | NE42132 | Active | 31701 | 21602964 | 2021 | Aerco | WTSS - Watertube SS Steel | HWHT - Hot Water Heat | 6/30/2026
Merck Animal Health | 21401 W Center Rd | Elkhorn | NE | 68022-2202 | Douglas | NE42133 | Active | 31700 | 21602963 | 2021 | Aerco | WTSS - Watertube SS Steel | HWHT - Hot Water Heat | 6/30/2026
Merck Animal Health | 21401 W Center Rd | Elkhorn | NE | 68022-2202 | Douglas | NE42134 | Active | 31692 | 21602955 | 2021 | Aerco | WTSS - Watertube SS Steel | HWHT - Hot Water Heat | 6/30/2026
Merck Animal Health | 21401 W Center Rd | Elkhorn | NE | 68022-2202 | Douglas | NE42135 | Active | 31691 | 21602955 | 2021 | Aerco | WTSS - Watertube SS Steel | HWHT - Hot Water Heat | 6/30/2026
Merck Animal Health | 21401 W Center Rd | Elkhorn | NE | 68022-2202 | Douglas | NE42167 | Active | 19739 | 19739 | 2021 | Superior Boiler Works | FTHT - Firetube Horizontal | BSUP - Bldg Heat & Process | 6/30/2026
Merck Animal Health | 21401 W Center Rd | Elkhorn | NE | 68022-2202 | Douglas | NE42168 | Active | 70 | 5926-2 | 2022 | BEI | ECON - Boiler Economizer | ECON - Boiler Economizer | 6/30/2026
Merck Animal Health | 21401 W Center Rd | Elkhorn | NE | 68022-2202 | Douglas | NE42169 | Active | 19745 | 19745 | 2021 | Superior Boiler Works | FTHT - Firetube Horizontal | BSUP - Bldg Heat & Process | 6/30/2026
Merck Animal Health | 21401 W Center Rd | Elkhorn | NE | 68022-2202 | Douglas | NE42170 | Active | 69 | 5926-1 | 2022 | BEI | ECON - Boiler Economizer | ECON - Boiler Economizer | 6/30/2026
Merck Animal Health | 21401 W Center Rd | Elkhorn | NE | 68022-2202 | Douglas | NE42527 | Active | 319680 | 22.WHTX.188.00147 | 2022 | PVI Industries | CHWH - ASME/Fired Water Heater | HWSD - Hot Water Dom/Potable | 6/30/2026
Rogers House Bed/Brkfst | 2145 B St | Lincoln | NE | 68502-1731 | Lancaster | NE20437 | Scrapped/Junked | N/A | EGH-95 | 1988 | Weil-Mcclain | CI - Cast Iron | STHT - Steam-Heat | 6/30/2016
Rogers House Bed/Brkfst | 2145 B St | Lincoln | NE | 68502-1731 | Lancaster | NE26589 | Exempt | N/A | 716552-201503 | 2015 | Peerless | CI - Cast Iron | STHT - Steam-Heat | 11/30/2023
First Lutheran Church-BMIC#533764 | 2146 Wright St | Blair | NE | 68008-1146 | Washington | NE24769 | Active | n/a | 7FDA-8-8697-0799 | 1995 | Peerless | CI - Cast Iron | HWHT - Hot Water Heat | 4/30/2025
Lincoln Community Foundation | 215 Centennial Mall S Ste 100 | Lincoln | NE | 68508-1885 | Lancaster | NE42251 | Active | 21374 | 23F-9282 | 2023 | Aldrich | FTFB - Firetube-Firebox Boiler | STHT - Steam-Heat | 2/28/2026
Lincoln Community Foundation | 215 Centennial Mall S Ste 100 | Lincoln | NE | 68508-1885 | Lancaster | NE42252 | Active | 21375 | 23F-9283 | 2023 | Aldrich | FTFB - Firetube-Firebox Boiler | STHT - Steam-Heat | 2/28/2026
Lewellen Lodge | 215 E Church St | Lewellen | NE | 69147-3037 | GARDEN | NE08327 | Active | 175610 | 0010175610 | 2001 | RAYP | CPFT - Horiz Cpr Fin Boiler | HWHT - Hot Water Heat | 3/31/2025
Lewellen Lodge | 215 E Church St | Lewellen | NE | 69147-3037 | GARDEN | NE08328 | Active | 86477 | URN600G00898 | 2000 | RHEE | CHWH - ASME/Fired Water Heater | HWSD - Hot Water Dom/Potable | 3/31/2025
Lewellen Lodge | 215 E Church St | Lewellen | NE | 69147-3037 | GARDEN | NE30490 | Out of Service | 110065 | 939110065 | 1993 | RAYP | CPFT - Horiz Cpr Fin Boiler | HWHT - Hot Water Heat | 3/31/2022
Lewellen Lodge | 215 E Church St | Lewellen | NE | 69147-3037 | GARDEN | NE34011 | Scrapped/Junked |  | 0117971 | 1988 | AO SMITH | CHWH - ASME/Fired Water Heater | HWSD - Hot Water Dom/Potable | 3/31/2003
Lewellen Lodge | 215 E Church St | Lewellen | NE | 69147-3037 | GARDEN | NE34012 | Active | 0 | 0000180163 | 1993 | Weil-Mcclain | CI - Cast Iron | HWHT - Hot Water Heat | 3/31/2025
SUPER 8 MOTEL | 215 E SE HWY | BROKEN BOW | NE | 68822 | CUSTER | NE40501 | Scrapped/Junked |  | MB90-0160381880 | 1990 | AO SMITH | AHWH - ANSI/Fired Water Htr | HWSD - Hot Water Dom/Potable | 4/30/2000
SUPER 8 MOTEL | 215 E SE HWY | BROKEN BOW | NE | 68822 | CUSTER | NE40502 | Scrapped/Junked |  | ME90-0171126880 | 1990 | AO SMITH | AHWH - ANSI/Fired Water Htr | HWSD - Hot Water Dom/Potable | 4/30/2000
Second Avenue Elementary | 215 N 12th St | Nebraska City | NE | 68410-2064 | Otoe | NE33759 | Inactive | 33759 | 24393-HSB | 1941 | Kewanee | FT - Firetube Boiler | STHT - Steam-Heat | 6/30/2018
First Northeast Bank of Nebraska | 215 N Charde Ave | Oakland | NE | 68045-1318 | Burt | NE06621 | Scrapped/Junked | NA | E0004526 | 2004 | Slant Fin Corp | CI - Cast Iron | HWHT - Hot Water Heat | 10/31/2023
Leisure Home | 215 N Lincoln Ave | York | NE | 68467-3500 | York | NE05781 | Scrapped/Junked | 38052 |  | 1997 | AO SMITH | COBL - Coil Type Boiler | HWSD - Hot Water Dom/Potable | 1/31/2008
Leisure Home | 215 N Lincoln Ave | York | NE | 68467-3500 | York | NE05885 | Scrapped/Junked | 76355 | n/a | 1997 | RHEEM | CHWH - ASME/Fired Water Heater | HWSD - Hot Water Dom/Potable | 1/31/2025
Leisure Home | 215 N Lincoln Ave | York | NE | 68467-3500 | York | NE10114 | Out of Service | C17697 | F07-17697 | 2007 | AO SMITH | COWH - Coil Type Water Heater | HWSD - Hot Water Dom/Potable | 1/31/2016
Leisure Home | 215 N Lincoln Ave | York | NE | 68467-3500 | York | NE21512 | Active | 8642 | 96E-5576 | 1996 | Aldrich | FTVT - Firetube Vertical TB | HWHT - Hot Water Heat | 1/31/2026
Leisure Home | 215 N Lincoln Ave | York | NE | 68467-3500 | York | NE21513 | Active | 8646 | 96-E5580 | 1996 | Aldrich | FTVT - Firetube Vertical TB | HWHT - Hot Water Heat | 1/31/2026
Leisure Home | 215 N Lincoln Ave | York | NE | 68467-3500 | York | NE21514 | Active | 8645 | 965579 | 1996 | Aldrich | FTVT - Firetube Vertical TB | HWHT - Hot Water Heat | 1/31/2026
Leisure Home | 215 N Lincoln Ave | York | NE | 68467-3500 | York | NE21515 | Active | 8647 | 96-E5581 | 1996 | Aldrich | FTVT - Firetube Vertical TB | HWHT - Hot Water Heat | 1/31/2026
Leisure Home | 215 N Lincoln Ave | York | NE | 68467-3500 | York | NE21517 | Scrapped/Junked | 48842 | n/a | 1995 | State Industries | FT - Firetube Boiler | HWSD - Hot Water Dom/Potable | 1/31/2025
Modern Cleaners | 215 Norris Ave | McCook | NE | 69001-3704 | Red Willow | NE02284 | Scrapped/Junked | 9768 |  | 1977 | BRYAN STEAM LLC | WT - Water Tube Boiler | PROC - Process Steam | 8/31/2003
Modern Cleaners | 215 Norris Ave | McCook | NE | 69001-3704 | Red Willow | NE10802 | Active | 49709 | 90287 | 2003 | Bryan | WT - Water Tube Boiler | PROC - Process Steam | 6/30/2026
Immaculate Conception Church | 215 S 6th St | Ulysses | NE | 68669-7007 | Butler | NE16119 | Active | 0n/a | 211A-5052-1089 | 1987 | Peerless | CI - Cast Iron | STHT - Steam-Heat | 9/30/2026
Americinn Of Kearney | 215 W Talmadge Rd | Kearney | NE | 68845-7832 | Buffalo | NE13441 | Scrapped/Junked | 128744 | 128744 | 2008 | AOSM | CHWH - ASME/Fired Water Heater | HWSD - Hot Water Dom/Potable | 7/31/2016
Americinn Of Kearney | 215 W Talmadge Rd | Kearney | NE | 68845-7832 | Buffalo | NE20797 | Scrapped/Junked | 156952 | 1112M001789 | 2011 | AO SMITH | CHWH - ASME/Fired Water Heater | HWSD - Hot Water Dom/Potable | 7/31/2016
Americinn Of Kearney | 215 W Talmadge Rd | Kearney | NE | 68845-7832 | Buffalo | NE26213 | Active | 202683 | 202683 | 2015 | AO SMITH | CHWH - ASME/Fired Water Heater | HWSD - Hot Water Dom/Potable | 7/31/2027
Americinn Of Kearney | 215 W Talmadge Rd | Kearney | NE | 68845-7832 | Buffalo | NE26214 | Scrapped/Junked | 202359 | 1510M000763 | 2015 | AO SMITH | CHWH - ASME/Fired Water Heater | HWSD - Hot Water Dom/Potable | 7/31/2019
Americinn Of Kearney | 215 W Talmadge Rd | Kearney | NE | 68845-7832 | Buffalo | NE28273 | Active | 262420 | 1947117164464 | 2019 | AO SMITH | CHWH - ASME/Fired Water Heater | HWSD - Hot Water Dom/Potable | 7/31/2027
Americinn Of Kearney | 215 W Talmadge Rd | Kearney | NE | 68845-7832 | Buffalo | NE40323 | Scrapped/Junked | 62418 | L98153814 | 1998 | STATE INDUSTRIES | CHWH - ASME/Fired Water Heater | HWSP - Hot Water Non Potable Supply | 7/31/2009
Americinn Of Kearney | 215 W Talmadge Rd | Kearney | NE | 68845-7832 | Buffalo | NE40324 | Scrapped/Junked | 62416 | L98153813 | 1998 | State Industries | CHWH - ASME/Fired Water Heater | HWSP - Hot Water Non Potable Supply | 7/31/2012
Americinn Of Kearney | 215 W Talmadge Rd | Kearney | NE | 68845-7832 | Buffalo | NE43652 | Exempt | N/A | MT ECO02 0501 3121 0419 | 2017 | Jandy | CPPH - Ansi Cpr Fin Pool Heater | IPHT - Indoor Pool Heater | 7/31/2025
Schramm Education Center | 21502 W Highway 31 | Gretna | NE | 68028-7264 | Sarpy | NE27915 | Active | 271654 | 17.PGT550.112.0874 | 2017 | AIC Tuchom | FTVT - Firetube Vertical TB | HWHT - Hot Water Heat | 12/31/2025
Schramm Education Center | 21502 W Highway 31 | Gretna | NE | 68028-7264 | Sarpy | NE27916 | Active | 271653 | 17.PGT550.112.0873 | 2017 | AIC Tuchom | FTVT - Firetube Vertical TB | HWHT - Hot Water Heat | 12/31/2025
Bubbles Car Wash | 2151 N Diers Ave | Grand Island | NE | 68803-1241 | Hall | NE00471 | Active | 170965 | 0005170965 | 2000 | Raypak | CPFT - Horiz Cpr Fin Boiler | HWFG - Hotwater Heat Floor-Glycl | 11/30/2026
Bubbles Car Wash | 2151 N Diers Ave | Grand Island | NE | 68803-1241 | Hall | NE00472 | Active | 171857 | 0006171857 | 2000 | Raypak | CPFT - Horiz Cpr Fin Boiler | HWSP - Hot Water Non Potable Supply | 11/30/2026
Howard Street Plant | 2152 Howard St | Omaha | NE | 68102-2455 | Douglas | NE11310 | Active | 20726 | 20726 | 1967 | COMBUSTION ENG | WT - Water Tube Boiler | POWR - Power Generation | 6/30/2026
Howard Street Plant | 2152 Howard St | Omaha | NE | 68102-2455 | Douglas | NE11311 | Active | 20727 | 20727 | 1967 | COMBUSTION ENG | WT - Water Tube Boiler | TURB - Turbine Sup-Non TG Set | 5/31/2026
Howard Street Plant | 2152 Howard St | Omaha | NE | 68102-2455 | Douglas | NE11312 | Active | 20725 | 20725 | 1967 | COMBUSTION ENG | WT - Water Tube Boiler | POWR - Power Generation | 10/31/2026
Becton-Dickinson | 2153 12th Ave | Columbus | NE | 68601-3633 | Platte | NE00311 | Active | 7318 | S2500-150-19 | 2000 | Hurst Boiler & Welding | FT - Firetube Boiler | PROC - Process Steam | 7/31/2026
Becton-Dickinson | 2153 12th Ave | Columbus | NE | 68601-3633 | Platte | NE14034 | Inactive | 33190 | R1085 | 1979 | Kewannee | FT - Firetube Boiler | PROC - Process Steam | 7/31/2011
Becton-Dickinson | 2153 12th Ave | Columbus | NE | 68601-3633 | Platte | NE19555 | Active | 10958 | 10882 | 2010 | Johnston Boiler Co. | FTHT - Firetube Horizontal | PROC - Process Steam | 7/31/2026
Becton-Dickinson | 2153 12th Ave | Columbus | NE | 68601-3633 | Platte | NE19556 | Active | 10959 | 10882-02 | 2010 | Johnston Boiler Co. | FTHT - Firetube Horizontal | PROC - Process Steam | 7/31/2026
MODERN INTERIORS | 216 Norris Ave | McCook | NE | 69001-3703 | RED WILLOW | NE04398 | Scrapped/Junked |  |  | 1935 | US RADIATOR |  | STHT - Steam-Heat | 3/31/1998
First Presbyterian Church-BMIC#461174 | 216 S 34th St | Omaha | NE | 68131-3404 | Douglas | NE20074 | Active | 8194 | 94-E4729 | 1994 | Aldrich | FTFB - Firetube-Firebox Boiler | STHT - Steam-Heat | 3/31/2026
First Presbyterian Church-BMIC#461174 | 216 S 34th St | Omaha | NE | 68131-3404 | Douglas | NE20075 | Active | 8186 | 94-E4721 | 1994 | Aldrich | FTFB - Firetube-Firebox Boiler | STHT - Steam-Heat | 3/31/2026
First Presbyterian Church-BMIC#461174 | 216 S 34th St | Omaha | NE | 68131-3404 | Douglas | NE20076 | Active | 8189 | 94-E4724 | 1994 | Aldrich | FTFB - Firetube-Firebox Boiler | STHT - Steam-Heat | 3/31/2026
MIDWEST STEEL WORKS INC | 216 S 7TH ST | LINCOLN | NE | 68508 | LANCASTER | NE16340 | Scrapped/Junked |  |  | 1968 | PENNCO |  | STHT - Steam-Heat | 4/30/2001
Logan View Jr/Sr High | 2163 County Rd E # G | Hooper | NE | 68031-1311 | Dodge | NE05928 | Active | 113275 | 0604113275 | 2004 | Pvi | ELWH - Electric Water Heater | HWSD - Hot Water Dom/Potable | 7/31/2026
Logan View Jr/Sr High | 2163 County Rd E # G | Hooper | NE | 68031-1311 | Dodge | NE05929 | Active | 113274 | 0604113274 | 2004 | Pvi | ELWH - Electric Water Heater | HWSD - Hot Water Dom/Potable | 7/31/2026
Logan View Jr/Sr High | 2163 County Rd E # G | Hooper | NE | 68031-1311 | Dodge | NE05930 | Active | 113276 | 0604113276 | 2004 | Pvi | ELWH - Electric Water Heater | HWSD - Hot Water Dom/Potable | 7/31/2026
Logan View Jr/Sr High | 2163 County Rd E # G | Hooper | NE | 68031-1311 | Dodge | NE20180 | Scrapped/Junked | 17958 | 2866-6P-2964 | 1994 | Crown Boiler Co. | ELBL - Electric Boiler | PROC - Process Steam | 7/31/2018
Logan View Jr/Sr High | 2163 County Rd E # G | Hooper | NE | 68031-1311 | Dodge | NE21232 | Exempt 1999 LB-66 | 47958 |  | 1994 | CROWN FOOD SERVICE EQUIP | COOK - Fired Cooker | COOK - Cooker/Kettle | 7/31/1998
Logan View Jr/Sr High | 2163 County Rd E # G | Hooper | NE | 68031-1311 | Dodge | NE27252 | Active | 60802 | 101413 | 2017 | Bryan | ELBL - Electric Boiler | HWHT - Hot Water Heat | 7/31/2026
Logan View Jr/Sr High | 2163 County Rd E # G | Hooper | NE | 68031-1311 | Dodge | NE27253 | Active | 60786 | 101397 | 2017 | Bryan | ELBL - Electric Boiler | HWHT - Hot Water Heat | 7/31/2026
Logan View Jr/Sr High | 2163 County Rd E # G | Hooper | NE | 68031-1311 | Dodge | NE32801 | Scrapped/Junked | 1589 | 4883 | 1969 | Precision | ELBL - Electric Boiler | HWHT - Hot Water Heat | 7/31/2017
Logan View Jr/Sr High | 2163 County Rd E # G | Hooper | NE | 68031-1311 | Dodge | NE32802 | Scrapped/Junked | 1588 | 4882 | 1969 | Precision | ELBL - Electric Boiler | HWHT - Hot Water Heat | 7/31/2017
Logan View Jr/Sr High | 2163 County Rd E # G | Hooper | NE | 68031-1311 | Dodge | NE32803 | Scrapped/Junked | 1586 |  | 1969 | PRECISION BOILERS | ELBL - Electric Boiler | STHT - Steam-Heat | 7/31/2001
Logan View Jr/Sr High | 2163 County Rd E # G | Hooper | NE | 68031-1311 | Dodge | NE32805 | Scrapped/Junked | 1587 | 4885 | 1969 | PRECISION BOILERS | ELBL - Electric Boiler | HWSD - Hot Water Dom/Potable | 7/31/2004
Logan View Elementary School | 2163 County Road G | Hooper | NE | 68031-1259 | Dodge | NE22093 | Active | 133798 | 133798 | 2011 | A O Smith | ELWH - Electric Water Heater | HWSD - Hot Water Dom/Potable | 7/31/2026
Logan View Elementary School | 2163 County Road G | Hooper | NE | 68031-1259 | Dodge | NE22094 | Active | 133797 | 133797 | 2011 | A O Smith | ELWH - Electric Water Heater | HWSD - Hot Water Dom/Potable | 7/31/2026
Logan View Elementary School | 2163 County Road G | Hooper | NE | 68031-1259 | Dodge | NE22095 | Active | 133946 | 0412133946 | 2012 | RIVERSIDE HYDRONICS | ELBL - Electric Boiler | HWHT - Hot Water Heat | 7/31/2026
Logan View Elementary School | 2163 County Road G | Hooper | NE | 68031-1259 | Dodge | NE22096 | Active | 133945 | 0412133945 | 2012 | RIVERSIDE HYDRONICS | ELBL - Electric Boiler | HWHT - Hot Water Heat | 7/31/2026
Pawnee Hotel | 217 E 5th St | North Platte | NE | 69101-6918 | Lincoln | NE14308 | Out of Service | N/A | 12781 | 1928 | Kewanee | FT - Firetube Boiler | STHT - Steam-Heat | 10/31/2012
Pawnee Hotel | 217 E 5th St | North Platte | NE | 69101-6918 | Lincoln | NE15823 | Out of Service | N/A | 12780 | 1928 | Kewanee | FT - Firetube Boiler | STHT - Steam-Heat | 10/31/2012
Pawnee Hotel | 217 E 5th St | North Platte | NE | 69101-6918 | Lincoln | NE30775 | Scrapped/Junked | 38884 |  | 1997 | AO SMITH | CHWH - ASME/Fired Water Heater | HWSD - Hot Water Dom/Potable | 7/31/1999
Pawnee Hotel | 217 E 5th St | North Platte | NE | 69101-6918 | Lincoln | NE40616 | Scrapped/Junked | 44859 |  | 1998 | AO SMITH | CHWH - ASME/Fired Water Heater | HWSD - Hot Water Dom/Potable | 7/31/2001
M K SCHROEDER | 217 Mohawk St | Syracuse | NE | 68446-9203 | OTOE | NE01148 | Inactive |  | 10835 | 1914 | BUFFALO PITTS | FT - Firetube Boiler | 0024 - Antique Steam Tractor | 7/31/1990
Tower 217 | 217 N Locust St | Grand Island | NE | 68801-5974 | Hall | NE17459 | Scrapped/Junked | NA | 12 | 1983 | Weil-Mcclain | CI - Cast Iron | STHT - Steam-Heat | 12/31/2010
Ansley Swimming Pool | 217 Nile St | Ansley | NE | 68814 | Custer | NE17569 | Scrapped/Junked | 247792 | 0603257792-795 | 2006 | Raypak | CPPH - Ansi Cpr Fin Pool Heater | OPHT - Outdoor Pool Heater | 6/30/2023
Ansley Swimming Pool | 217 Nile St | Ansley | NE | 68814 | Custer | NE25410 | Scrapped/Junked | 141757 | A970B1328 | 1997 | Teledyne & Laars | CPFT - Horiz Cpr Fin Boiler | OPHT - Outdoor Pool Heater | 6/30/2009
Ansley Swimming Pool | 217 Nile St | Ansley | NE | 68814 | Custer | NE25411 | Scrapped/Junked | 141759 | A97PB1330 | 1997 | Teledyne & Laars | CPFT - Horiz Cpr Fin Boiler | OPHT - Outdoor Pool Heater | 6/30/2008
Ansley Swimming Pool | 217 Nile St | Ansley | NE | 68814 | Custer | NE42216 | Active | 557966 | 2316557966 | 2023 | Raypak | CPPH - Ansi Cpr Fin Pool Heater | OPHT - Outdoor Pool Heater | 7/31/2026
EMPTY BUILDING | 217 S 9th St | Lincoln | NE | 68508-2214 | LANCASTER | NE03392 | Inactive |  | 6-B-16 | 1950 | US RADIATOR |  | STHT - Steam-Heat | 12/31/1996
KUTCH'S SPAS | 217 W 3rd St | Alliance | NE | 69301-3303 | BOX BUTTE | NE04495 | Inactive |  | 7710422 | 1987 | BURNHAM COMM/INDUST |  | STHT - Steam-Heat | 9/30/2002
WINDS APARTMENTS | 217 W A St | Ogallala | NE | 69153-2569 | KEITH | NE04385 | Inactive |  | 3S96B | 1945 | AMERICAN RADIATOR |  | STHT - Steam-Heat | 1/31/1994
Akralos/ADM | 2174 E 59th Ave | Columbus | NE | 68601-7974 | Platte | NE14053 | Active | 22860 | SN22860 | 1967 | Kewanee | FTSM - FTS Marine Dry Back | PROC - Process Steam | 7/31/2026
Central Plains Milling | 2175 14th Ave | Columbus | NE | 68601-3676 | Platte | NE02966 | Active | 5841 | 5841 | 1971 | Superior Boiler Works | FTSM - FTS Marine Dry Back | PROC - Process Steam | 10/31/2026
Sunrise Apartments | 218 Czech Dr | Clarkson | NE | 68629-4040 | Colfax | NE02532 | Exempt |  | 413009-200210EC-04 | 2004 | PEERLESS HEATER COMPANY |  | HWHT - Hot Water Heat | 1/31/2008
Sunrise Apartments | 218 Czech Dr | Clarkson | NE | 68629-4040 | Colfax | NE03989 | Exempt |  | JOTW-67171-0788 | 1988 | PEERLESS HEATER COMPANY |  | HWHT - Hot Water Heat | 1/31/2008
Sunrise Apartments | 218 Czech Dr | Clarkson | NE | 68629-4040 | Colfax | NE29194 | Active | N/A | N/A | 2020 | Peerless | CI - Cast Iron | HWHT - Hot Water Heat | 2/28/2024
Sunrise Apartments | 218 Czech Dr | Clarkson | NE | 68629-4040 | Colfax | NE29195 | Active | N/A | 783332-202003 | 2020 | Peerless | CI - Cast Iron | HWHT - Hot Water Heat | 2/28/2024
Sunrise Apartments | 218 Czech Dr | Clarkson | NE | 68629-4040 | Colfax | NE30589 | Out of Service |  | JOTW131945-0594 | 1994 | PEERLESS HEATER COMPANY |  | HWHT - Hot Water Heat | 1/31/2015
Sunrise Apartments | 218 Czech Dr | Clarkson | NE | 68629-4040 | Colfax | NE30590 | Scrapped/Junked | n/a | J0TW131946-0594 | 1994 | Peerless | CI - Cast Iron | HWHT - Hot Water Heat | 1/31/2020
Sunrise Apartments | 218 Czech Dr | Clarkson | NE | 68629-4040 | Colfax | NE30603 | Scrapped/Junked | n/a | 0000131947-0594 | 1994 | Peerless | CI - Cast Iron | HWHT - Hot Water Heat | 1/31/2020
Sunrise Apartments | 218 Czech Dr | Clarkson | NE | 68629-4040 | Colfax | NE35323 | Scrapped/Junked |  | JO 77811 | 1982 | PEERLESS HEATER COMPANY |  | HWHT - Hot Water Heat | 4/30/2003
BUSHNELL SCHOOL | 218 ELM ST | BUSHNELL | NE | 69128 | KIMBALL | NE33029 | Inactive |  | M3493 | 1967 | KEWANEE | FTFB - Firetube-Firebox Boiler | HWHT - Hot Water Heat | 6/30/2003
BUSHNELL SCHOOL | 218 ELM ST | BUSHNELL | NE | 69128 | KIMBALL | NE35157 | Inactive |  | 7FDA397398 | 1984 | PEERLESS HEATER COMPANY |  | HWHT - Hot Water Heat | 6/30/2003
Gibbon Packing LLC | 218 Highway 30 | Gibbon | NE | 68840-6185 | Buffalo | NE03624 | Scrapped/Junked | 25289 | 1671 | 1972 | Kewanee | FTSM - FTS Marine Dry Back | PROC - Process Steam | 12/31/2021
Gibbon Packing LLC | 218 Highway 30 | Gibbon | NE | 68840-6185 | Buffalo | NE03655 | Scrapped/Junked | 7299 | 1672 | 1974 | Supr | FTSM - FTS Marine Dry Back | PROC - Process Steam | 12/31/2021
Gibbon Packing LLC | 218 Highway 30 | Gibbon | NE | 68840-6185 | Buffalo | NE14240 | Out of Service | 34978 | R3105 | 1981 | Kewanee | FTSM - FTS Marine Dry Back | PROC - Process Steam | 8/31/2019
Gibbon Packing LLC | 218 Highway 30 | Gibbon | NE | 68840-6185 | Buffalo | NE28414 | Active | 19342 | 19342 | 2020 | Superior Boiler Works | FT - Firetube Boiler | PROC - Process Steam | 12/31/2026
Gibbon Packing LLC | 218 Highway 30 | Gibbon | NE | 68840-6185 | Buffalo | NE37282 | Active | 42382 | 10279 | 1989 | Kewanee | FTSM - FTS Marine Dry Back | PROC - Process Steam | 12/31/2026
Gibbon Packing LLC | 218 Highway 30 | Gibbon | NE | 68840-6185 | Buffalo | NE41354 | Active | 25407 | S3000-150-122 | 2022 | Hurst | FT - Firetube Boiler | PROC - Process Steam | 12/31/2026
St Mary's Church | 218 N 6th St | Nebraska City | NE | 68410-2430 | Otoe | NE28293 | Active | 93640 | 18.PGT550.112.1270 | 2018 | Lochinvar | FTVT - Firetube Vertical TB | HWDP - Hotwater Heat & Dom Supply | 12/31/2026
St Mary's Church | 218 N 6th St | Nebraska City | NE | 68410-2430 | Otoe | NE28294 | Active | 91756 | 18.PGT550.112.1050 | 2018 | Lochinvar | FTVT - Firetube Vertical TB | HWDP - Hotwater Heat & Dom Supply | 12/31/2026
St Mary's Church | 218 N 6th St | Nebraska City | NE | 68410-2430 | Otoe | NE39181 | Scrapped/Junked | N/A | F2650A | 1952 | Penn Range Boiler | CI - Cast Iron | HWHT - Hot Water Heat | 12/31/2019
STOWELL, KRUMBL & | 218 S 16th St | Ord | NE | 68862-1710 | VALLEY | NE16592 | Scrapped/Junked |  | 9-11B | 1960 | US RADIATOR |  | HWHT - Hot Water Heat | 1/31/1999
Gibbon Packing | 218 US-30 | Gibbon | NE | 68840 | Buffalo | NE02840 | Inactive | 556 |  | 1960 | SUPERIOR BOILERWORKS | FTSM - FTS Marine Dry Back | PROC - Process Steam | 1/1/1900
Gibbon Packing | 218 US-30 | Gibbon | NE | 68840 | Buffalo | NE10457 | Inactive | 8399 | 2888-01 | 1991 | JOHNSTON BOILER COMP | FTSM - FTS Marine Dry Back | PHPS - Portable High PSI Steam | 12/31/2020
Gibbon Packing | 218 US-30 | Gibbon | NE | 68840 | Buffalo | NE37487 | Scrapped/Junked | 11767 | O/N 1 | 1992 | Superior Boilerworks | FTSM - FTS Marine Dry Back | PROC - Process Steam | 9/30/2017
Dudley Laundry Company | 218 W Braasch Ave | Norfolk | NE | 68701-4112 | MADISON | NE11371 | Inactive |  | 730-N-7425524 | 1974 | AO SMITH | AHWH - ANSI/Fired Water Htr | HWSD - Hot Water Dom/Potable | 6/30/2004
Dudley Laundry Company | 218 W Braasch Ave | Norfolk | NE | 68701-4112 | MADISON | NE30243 | Inactive | 16319 | 56525 | 1982 | BRYAN STEAM LLC | WT - Water Tube Boiler | HWHT - Hot Water Heat | 6/30/2004
Mulhall's Greenhouse | 21888 Fairview Rd | Gretna | NE | 68028-6375 | Sarpy | NE14157 | Active | 19998 | 110747859 | 2007 | RBI, DIV OF MESTEK CANADA | CPFH - Copper Fin Water Heater | HWHT - Hot Water Heat | 3/31/2026
Brady Volunteer Fire Department | 219 E Commercial St | Brady | NE | 69123-2748 | Lincoln | NE28269 | Active | 290311 | J18290311 | 2018 | Laars | COBL - Coil Type Boiler | HWHF - Hot Water Heat-Floor | 1/31/2026
DELMAR HOTEL | 219 S 24th St | Omaha | NE | 68102-1203 | Douglas | NE32775 | Inactive |  | 211-19-S-G | 1975 | PEERLESS HEATER COMPANY |  | STHT - Steam-Heat | 2/28/1997
Prairie Apartments Clubhouse | 21975 Frances St | Elkhorn | NE | 68022 | Douglas | NE26669 | Active | 438953 | 172438953 | 2017 | Raypak | CPFH - Copper Fin Water Heater | OPHT - Outdoor Pool Heater | 6/30/2026
Office/Retail Space | 220 1/2 W 3rd St | Grand Island | NE | 68801-5916 | Hall | NE19404 | Inactive |  |  | 1980 | Weil-Mcclain | CI - Cast Iron | STHT - Steam-Heat | 3/31/2010
Camp Ashland | 220 County Road A | Ashland | NE | 68003-6044 | Saunders | NE28905 | Active | 20475 | 20F-8383 | 2020 | ALES | FTVT - Firetube Vertical TB | HWHT - Hot Water Heat | 5/31/2026
Camp Ashland | 220 County Road A | Ashland | NE | 68003-6044 | Saunders | NE28906 | Active | 20474 | 20F-8382 | 2020 | ALES | FTVT - Firetube Vertical TB | HWHT - Hot Water Heat | 5/31/2026
Camp Ashland | 220 County Road A | Ashland | NE | 68003-6044 | Saunders | NE40052 | Scrapped/Junked |  | M89879633 | 1989 | STAT | AHWH - ANSI/Fired Water Htr | HWSD - Hot Water Dom/Potable | 5/31/2010
Camp Ashland | 220 County Road A | Ashland | NE | 68003-6044 | Saunders | NE40053 | Scrapped/Junked | 24176 | 892D9424176 | 1994 | AOSM | COBL - Coil Type Boiler | HWSD - Hot Water Dom/Potable | 5/31/2024
Camp Ashland | 220 County Road A | Ashland | NE | 68003-6044 | Saunders | NE40054 | Scrapped/Junked | 26341 | 932M9426341 | 1994 | AOSM | COBL - Coil Type Boiler | HWSD - Hot Water Dom/Potable | 5/31/2024
Camp Ashland | 220 County Road A | Ashland | NE | 68003-6044 | Saunders | NE40055 | Active | 24177 | 892D9424177 | 1994 | AOSM | COBL - Coil Type Boiler | HWSD - Hot Water Dom/Potable | 5/31/2026
Camp Ashland | 220 County Road A | Ashland | NE | 68003-6044 | Saunders | NE40056 | Active | 24310 | 892E9424310 | 1994 | AOSM | COBL - Coil Type Boiler | HWSD - Hot Water Dom/Potable | 5/31/2026
Camp Ashland | 220 County Road A | Ashland | NE | 68003-6044 | Saunders | NE40057 | Active | 26334 | 932M9426334 | 1994 | AOSM | COBL - Coil Type Boiler | HWSD - Hot Water Dom/Potable | 5/31/2026
Camp Ashland | 220 County Road A | Ashland | NE | 68003-6044 | Saunders | NE40058 | Active | 26474 | 932A9526474 | 1995 | AOSM | COBL - Coil Type Boiler | HWSD - Hot Water Dom/Potable | 5/31/2026
Camp Ashland | 220 County Road A | Ashland | NE | 68003-6044 | Saunders | NE40059 | Scrapped/Junked | 8254 | 95-E4844 | 1995 | ALES | FTVT - Firetube Vertical TB | HWHT - Hot Water Heat | 5/31/2021
Camp Ashland | 220 County Road A | Ashland | NE | 68003-6044 | Saunders | NE40060 | Scrapped/Junked | 8252 | 95-EF842 | 1995 | ALES | FTVT - Firetube Vertical TB | HWHT - Hot Water Heat | 5/31/2021
Camp Ashland | 220 County Road A | Ashland | NE | 68003-6044 | Saunders | NE40061 | Active | 22853 | 892A9422853 | 1994 | AOSM | COBL - Coil Type Boiler | HWSD - Hot Water Dom/Potable | 5/31/2026
Camp Ashland | 220 County Road A | Ashland | NE | 68003-6044 | Saunders | NE40062 | Active | 9126 | 97-EG149 | 1997 | ALES | FTVT - Firetube Vertical TB | HWHT - Hot Water Heat | 5/31/2026
Camp Ashland | 220 County Road A | Ashland | NE | 68003-6044 | Saunders | NE40063 | Active | 9125 | 97-E6148 | 1997 | ALES | FTVT - Firetube Vertical TB | HWHT - Hot Water Heat | 5/31/2026
Camp Ashland | 220 County Road A | Ashland | NE | 68003-6044 | Saunders | NE40064 | Active | 8253 | 95-E4843 | 1995 | ALES | FTVT - Firetube Vertical TB | HWHT - Hot Water Heat | 5/31/2026
Camp Ashland | 220 County Road A | Ashland | NE | 68003-6044 | Saunders | NE40065 | Active | 8250 | 95-E4840 | 1995 | ALES | FTVT - Firetube Vertical TB | HWHT - Hot Water Heat | 5/31/2026
EVANGELICAL FREE CHURCH | 220 E 6th St | Minden | NE | 68959-1219 | KEARNEY | NE16255 | Exempt |  | 606 | 1975 | BURNHAM COMM/INDUST |  | STHT - Steam-Heat | 4/30/2000
Brockhaus Funeral Home | 220 E Main St | Bloomfield | NE | 68718-4403 | Knox | NE23098 | Active | n/a | MI-102549 | 1995 | Peerless | CI - Cast Iron | HWHT - Hot Water Heat | 10/31/2025
Hastings City Hall | 220 N Hastings Ave | Hastings | NE | 68901-5144 | Adams | NE37540 | Scrapped/Junked |  | M3159 | 1962 | KEWA | FT - Firetube Boiler |  | 5/31/2004
Hastings City Hall | 220 N Hastings Ave | Hastings | NE | 68901-5144 | Adams | NE37541 | Scrapped/Junked |  | M4092 | 1962 | KEWA | FT - Firetube Boiler |  | 5/31/2004
MERIT BUILDING | 220 Norris Ave | McCook | NE | 69001-3703 | RED WILLOW | NE21178 | Exempt 1999 LB-66 |  | 3384 | 1989 | AO SMITH | AHWH - ANSI/Fired Water Htr | HWSD - Hot Water Dom/Potable | 2/29/2000
Blue Valley Lutheran Home | 220 Park Ave | Hebron | NE | 68370-2008 | THAYER | NE05262 | Scrapped/Junked |  | 3591 | 1970 | KEWANEE | FTFB - Firetube-Firebox Boiler | HWHT - Hot Water Heat | 6/30/2009
Blue Valley Lutheran Home | 220 Park Ave | Hebron | NE | 68370-2008 | THAYER | NE05263 | Scrapped/Junked |  | 3593 | 1970 | KEWANEE | FTFB - Firetube-Firebox Boiler | HWHT - Hot Water Heat | 6/30/2009
Blue Valley Lutheran Home | 220 Park Ave | Hebron | NE | 68370-2008 | THAYER | NE13607 | Scrapped/Junked | 65878 | 608H10065878 | 2008 | LOCHINVAR | WTSS - Watertube SS Steel | HWHT - Hot Water Heat | 6/30/2010
Blue Valley Lutheran Home | 220 Park Ave | Hebron | NE | 68370-2008 | THAYER | NE13608 | Scrapped/Junked | 66986 | G08H10066986 | 2008 | LOCHINVAR | WTSS - Watertube SS Steel | HWHT - Hot Water Heat | 6/30/2010
Blue Valley Lutheran Home | 220 Park Ave | Hebron | NE | 68370-2008 | THAYER | NE13609 | Scrapped/Junked | 102602 | 102602 | 2006 | AO SMITH | CHWH - ASME/Fired Water Heater | HWSD - Hot Water Dom/Potable | 6/30/2012
Blue Valley Lutheran Home | 220 Park Ave | Hebron | NE | 68370-2008 | THAYER | NE13610 | Out of Service | 110152 | 110152 | 2006 | AO SMITH | CHWH - ASME/Fired Water Heater | HWSD - Hot Water Dom/Potable | 6/30/2014
Blue Valley Lutheran Home | 220 Park Ave | Hebron | NE | 68370-2008 | THAYER | NE18662 | Scrapped/Junked | 65871 | G08H10065871 | 2008 | Lochinvar | WTSS - Watertube SS Steel | HWHT - Hot Water Heat | 6/30/2026
Blue Valley Lutheran Home | 220 Park Ave | Hebron | NE | 68370-2008 | THAYER | NE18663 | Scrapped/Junked | 92836 | F09H10092836 | 2009 | Lochinvar | WTSS - Watertube SS Steel | HWHT - Hot Water Heat | 6/30/2026
Blue Valley Lutheran Home | 220 Park Ave | Hebron | NE | 68370-2008 | THAYER | NE19181 | Exempt 1999 LB-66 |  | 00000990-D00302 | 1990 | RHEEM MANUFACTURING CO | AHWH - ANSI/Fired Water Htr | HWSD - Hot Water Dom/Potable | 6/30/2000
Blue Valley Lutheran Home | 220 Park Ave | Hebron | NE | 68370-2008 | THAYER | NE19182 | Exempt 1999 LB-66 |  | 000MK93-0299027 | 1993 | AO SMITH | AHWH - ANSI/Fired Water Htr | HWSD - Hot Water Dom/Potable | 6/30/2000
Blue Valley Lutheran Home | 220 Park Ave | Hebron | NE | 68370-2008 | THAYER | NE20442 | Scrapped/Junked | 35749 | LH96-0570567 | 1996 | AO SMITH | CHWH - ASME/Fired Water Heater | HWSD - Hot Water Dom/Potable | 6/30/2008
Blue Valley Lutheran Home | 220 Park Ave | Hebron | NE | 68370-2008 | THAYER | NE20443 | Scrapped/Junked | 35746 | LH96-0570569 | 1996 | AO SMITH | CHWH - ASME/Fired Water Heater | HWSD - Hot Water Dom/Potable | 6/30/2006
Blue Valley Lutheran Home | 220 Park Ave | Hebron | NE | 68370-2008 | THAYER | NE22169 | Scrapped/Junked | 129838 | UNRG0112G00689 | 2011 | RHEEM | CHWH - ASME/Fired Water Heater | HWSD - Hot Water Dom/Potable | 6/30/2020
Blue Valley Lutheran Home | 220 Park Ave | Hebron | NE | 68370-2008 | THAYER | NE24572 | Scrapped/Junked | 185008 | 185008 | 2013 | AO SMITH | CHWH - ASME/Fired Water Heater | HWSD - Hot Water Dom/Potable | 6/30/2021
Blue Valley Lutheran Home | 220 Park Ave | Hebron | NE | 68370-2008 | THAYER | NE28746 | Active | 256761 | 256761 | 2019 | AO SMITH | CHWH - ASME/Fired Water Heater | HWSD - Hot Water Dom/Potable | 6/30/2026
Blue Valley Lutheran Home | 220 Park Ave | Hebron | NE | 68370-2008 | THAYER | NE41005 | Active | 161525 | 161525 | 2020 | RHEEM | CHWH - ASME/Fired Water Heater | HWSD - Hot Water Dom/Potable | 6/30/2026
Blue Valley Lutheran Home | 220 Park Ave | Hebron | NE | 68370-2008 | THAYER | NE43886 | Active | 645046 | N1.25.27.00055 | 2025 | Lochinvar | WTSS - Watertube SS Steel | HWHT - Hot Water Heat | 6/30/2026
Blue Valley Lutheran Home | 220 Park Ave | Hebron | NE | 68370-2008 | THAYER | NE43887 | Active | 642385 | N1.25.23.00103 | 2025 | Lochinvar | WTSS - Watertube SS Steel | HWHT - Hot Water Heat | 6/30/2026
ARNEY'S LAUNDROMAT | 220 Rodeo Rd | North Platte | NE | 69101-2215 | LINCOLN | NE04384 | Inactive | 62454 |  | 1978 | AO SMITH | AHWH - ANSI/Fired Water Htr | HWSD - Hot Water Dom/Potable | 8/31/1996
vacant building | 220 S 17th St | Lincoln | NE | 68508-1811 | Lancaster | NE06051 | Inactive | 13641 | O4F-1552 | 2004 | ALES | FTVT - Firetube Vertical TB | GLYC - Glycol Bldg Heat Sys | 12/31/2019
LINCOLN CENTRE CLINIC PC | 220 S 17th St | Lincoln | NE | 68508-1811 | LANCASTER | NE30602 | Inactive | 18823 | SS83786 | 1993 | CASTLE | ELBL - Electric Boiler | PROC - Process Steam | 6/30/2003
vacant bldg | 220 S 20th St | Lincoln | NE | 68510-1007 | Lancaster | NE02629 | Out of Service | 569 | 2D569 | 1954 | NEBC | WT - Water Tube Boiler | PROC - Process Steam | 7/31/2007
vacant bldg | 220 S 20th St | Lincoln | NE | 68510-1007 | Lancaster | NE02735 | Scrapped/Junked | 963 | 2D963 | 1963 | NEBRASKA BOILER | WT - Water Tube Boiler | PROC - Process Steam | 7/31/2001
vacant bldg | 220 S 20th St | Lincoln | NE | 68510-1007 | Lancaster | NE09675 | Out of Service | 39886 | 62330 | 1977 | CLEA | WT - Water Tube Boiler | PROC - Process Steam | 4/30/2006
vacant bldg | 220 S 20th St | Lincoln | NE | 68510-1007 | Lancaster | NE12177 | Out of Service | 13576 | L-36365 | 1966 | CLEA | FTSM - FTS Marine Dry Back | PROC - Process Steam | 7/31/2007
vacant bldg | 220 S 20th St | Lincoln | NE | 68510-1007 | Lancaster | NE14254 | Out of Service | 37737 | 659851 | 1984 | KEWA | FTSM - FTS Marine Dry Back | PROC - Process Steam | 7/31/2007
Arbor Care Center | 220 S 26th St | Ord | NE | 68862-1628 | Valley | NE06369 | Active | 9210 | A06H10009210 | 2005 | Lochinvar | WT - Water Tube Boiler | HWSD - Hot Water Dom/Potable | 9/30/2026
Arbor Care Center | 220 S 26th St | Ord | NE | 68862-1628 | Valley | NE07782 | Scrapped/Junked | 221755 | o/n 1 | 2004 | Raypak | CPFT - Horiz Cpr Fin Boiler | HWHT - Hot Water Heat | 9/30/2021
Arbor Care Center | 220 S 26th St | Ord | NE | 68862-1628 | Valley | NE29150 | Active | 324220 | 1825110749181 | 2018 | Lochinvar | CPFT - Horiz Cpr Fin Boiler | HWSD - Hot Water Dom/Potable | 9/30/2026
Arbor Care Center | 220 S 26th St | Ord | NE | 68862-1628 | Valley | NE30214 | Active | none | M-4978 | 1963 | kewanee | FTFB - Firetube-Firebox Boiler | HWHT - Hot Water Heat | 9/30/2026
Arbor Care Center | 220 S 26th St | Ord | NE | 68862-1628 | Valley | NE30216 | Active | none | M-4971 | 1963 | Kewanee | FTFB - Firetube-Firebox Boiler | HWHT - Hot Water Heat | 9/30/2026
Arbor Care Center | 220 S 26th St | Ord | NE | 68862-1628 | Valley | NE30219 | Active | none | M-4975 | 1963 | Kewanee | FTFB - Firetube-Firebox Boiler | HWHT - Hot Water Heat | 9/30/2026
Arbor Care Center | 220 S 26th St | Ord | NE | 68862-1628 | Valley | NE30221 | Scrapped/Junked | none | 29B47861 | 1972 | BRYN | CI - Cast Iron | HWHT - Hot Water Heat | 9/30/2023
Arbor Care Center | 220 S 26th St | Ord | NE | 68862-1628 | Valley | NE30222 | Scrapped/Junked | none | 29B47862 | 1972 | BRYN | CI - Cast Iron | HWHT - Hot Water Heat | 9/30/2023
Arbor Care Center | 220 S 26th St | Ord | NE | 68862-1628 | Valley | NE41628 | Active | 17886 | 21HE164151721 | 2021 | Riello | COBL - Coil Type Boiler | HWHT - Hot Water Heat | 9/30/2026
Arbor Care Center | 220 S 26th St | Ord | NE | 68862-1628 | Valley | NE41629 | Active | 17867 | 21HE163961721 | 2021 | Riello | COBL - Coil Type Boiler | HWHT - Hot Water Heat | 9/30/2026
SACRED HEART CHURCH | 220 S Walnut St | Shelby | NE | 68662-8002 | POLK | NE15295 | Scrapped/Junked |  | 11-B-16 | 1956 | US RADIATOR |  | HWHT - Hot Water Heat | 6/30/2001
O'Neill City Pool | 220 W Clay St | O'Neill | NE | 68783 |  | NE24131 | Active | 1975 | 040959116 | 2009 | Raypak | CPFH - Copper Fin Water Heater | OPHT - Outdoor Pool Heater | 6/30/2023
Super 8 Motel | 220 W Eugene Ave | North Platte | NE | 69101-9402 | Lincoln | NE20289 | Scrapped/Junked | n/a | 3061 | 1993 | AOSM | AHWH - ANSI/Fired Water Htr | HWSD - Hot Water Dom/Potable | 1/31/2012
Super 8 Motel | 220 W Eugene Ave | North Platte | NE | 69101-9402 | Lincoln | NE21101 | Scrapped/Junked | n/a | 0080 | 1993 | RHEEM | AHWH - ANSI/Fired Water Htr | HWSD - Hot Water Dom/Potable | 1/31/2013
Super 8 Motel | 220 W Eugene Ave | North Platte | NE | 69101-9402 | Lincoln | NE21102 | Scrapped/Junked | n/a | 3067 | 1993 | AOSM | AHWH - ANSI/Fired Water Htr | HWSD - Hot Water Dom/Potable | 1/31/2013
Super 8 Motel | 220 W Eugene Ave | North Platte | NE | 69101-9402 | Lincoln | NE21164 | Scrapped/Junked | 39183 | n/a | 1997 | AOSM | CHWH - ASME/Fired Water Heater | HWSD - Hot Water Dom/Potable | 1/31/2013
Trinity Evangelical Church - BMIC 462362 | 2200 25th St | Columbus | NE | 68601-2612 | Platte | NE03990 | Scrapped/Junked |  | L4911 | 1960 | KEWANEE | FTSM - FTS Marine Dry Back | HWHT - Hot Water Heat | 6/30/2008
Trinity Evangelical Church - BMIC 462362 | 2200 25th St | Columbus | NE | 68601-2612 | Platte | NE10157 | Active | N/A | 578651 | 2007 | Peerless | CI - Cast Iron | HWHT - Hot Water Heat | 2/28/2026
Trinity Evangelical Church - BMIC 462362 | 2200 25th St | Columbus | NE | 68601-2612 | Platte | NE10158 | Active | N/A | 578652 | 2007 | Peerless | CI - Cast Iron | HWHT - Hot Water Heat | 2/28/2026
Columbus Middle School | 2200 26th St | Columbus | NE | 68601-2614 | PLATTE | NE06609 | Active | 97733 | PV707-PC | 2004 | Fulton | FTUT - Firetube U-Tube Vert | HWSD - Hot Water Dom/Potable | 1/31/2026
Columbus Middle School | 2200 26th St | Columbus | NE | 68601-2614 | PLATTE | NE06610 | Active | 97737 | PV709-PC | 2004 | Fulton | FTUT - Firetube U-Tube Vert | HWSD - Hot Water Dom/Potable | 1/31/2026
Columbus Middle School | 2200 26th St | Columbus | NE | 68601-2614 | PLATTE | NE06611 | Active | 97735 | PV708-PC | 2004 | Fulton | FTUT - Firetube U-Tube Vert | HWSD - Hot Water Dom/Potable | 1/31/2026
Columbus Middle School | 2200 26th St | Columbus | NE | 68601-2614 | PLATTE | NE06612 | Scrapped/Junked | 97729 | PV910-PC | 2004 | Fulton | FTUT - Firetube U-Tube Vert | HWHT - Hot Water Heat | 1/31/2025
Columbus Middle School | 2200 26th St | Columbus | NE | 68601-2614 | PLATTE | NE06613 | Scrapped/Junked | 97731 | PV911-PC | 2004 | Fulton | FTUT - Firetube U-Tube Vert | HWHT - Hot Water Heat | 1/31/2025
Columbus Middle School | 2200 26th St | Columbus | NE | 68601-2614 | PLATTE | NE06614 | Scrapped/Junked | 97732 | PV912-PC | 2004 | Fulton | FTUT - Firetube U-Tube Vert | HWHT - Hot Water Heat | 1/31/2024
Columbus Middle School | 2200 26th St | Columbus | NE | 68601-2614 | PLATTE | NE06615 | Scrapped/Junked | 97727 | PV909-PC | 2004 | Fulton | FTUT - Firetube U-Tube Vert | HWHT - Hot Water Heat | 1/31/2022
Columbus Middle School | 2200 26th St | Columbus | NE | 68601-2614 | PLATTE | NE33460 | Scrapped/Junked |  | 123187 | 1959 | PACIFIC | FT - Firetube Boiler | STHT - Steam-Heat | 7/31/2006
Columbus Middle School | 2200 26th St | Columbus | NE | 68601-2614 | PLATTE | NE33461 | Scrapped/Junked |  | 123188 | 1959 | PACIFIC | FT - Firetube Boiler | STHT - Steam-Heat | 7/31/2006
Columbus Middle School | 2200 26th St | Columbus | NE | 68601-2614 | PLATTE | NE33462 | Scrapped/Junked |  | 123189 | 1959 | PACIFIC | FT - Firetube Boiler | STHT - Steam-Heat | 7/31/2006
Columbus Middle School | 2200 26th St | Columbus | NE | 68601-2614 | PLATTE | NE43226 | Active | 6738 | 24-HE067460724 | 2024 | Riello | WTSS - Watertube SS Steel | HWHT - Hot Water Heat | 1/31/2026
Columbus Middle School | 2200 26th St | Columbus | NE | 68601-2614 | PLATTE | NE43227 | Active | 6739 | 24-HE067470724 | 2024 | Riello | WTSS - Watertube SS Steel | HWHT - Hot Water Heat | 1/31/2026
Columbus Middle School | 2200 26th St | Columbus | NE | 68601-2614 | PLATTE | NE43228 | Active | 6737 | 24-HE067450724 | 2024 | Riello | WTSS - Watertube SS Steel | HWHT - Hot Water Heat | 1/31/2026
Columbus Middle School | 2200 26th St | Columbus | NE | 68601-2614 | PLATTE | NE43229 | Active | 6741 | 24-HE067490724 | 2024 | Riello | WTSS - Watertube SS Steel | HWHT - Hot Water Heat | 1/31/2026
Columbus Middle School | 2200 26th St | Columbus | NE | 68601-2614 | PLATTE | NE43230 | Active | 6748 | 24-HE067560724 | 2024 | Riello | WTSS - Watertube SS Steel | HWHT - Hot Water Heat | 1/31/2026
Columbus Middle School | 2200 26th St | Columbus | NE | 68601-2614 | PLATTE | NE43231 | Active | 6682 | 24-HE066900624 | 2024 | Riello | WTSS - Watertube SS Steel | HWHT - Hot Water Heat | 1/31/2026
Columbus Middle School | 2200 26th St | Columbus | NE | 68601-2614 | PLATTE | NE43232 | Active | 6746 | 23-HE067540724 | 2024 | Riello | WTSS - Watertube SS Steel | HWHT - Hot Water Heat | 1/31/2026
Columbus Middle School | 2200 26th St | Columbus | NE | 68601-2614 | PLATTE | NE43233 | Active | 6674 | 24-HE066820624 | 2024 | Riello | WTSS - Watertube SS Steel | HWHT - Hot Water Heat | 1/31/2026
Columbus Middle School | 2200 26th St | Columbus | NE | 68601-2614 | PLATTE | NE43234 | Active | 6733 | 24-HE067410724 | 2024 | Riello | WTSS - Watertube SS Steel | HWHT - Hot Water Heat | 1/31/2026
Columbus Middle School | 2200 26th St | Columbus | NE | 68601-2614 | PLATTE | NE43235 | Active | 6735 | 24-HE067430724 | 2024 | Riello | WTSS - Watertube SS Steel | HWHT - Hot Water Heat | 1/31/2026
Columbus Middle School | 2200 26th St | Columbus | NE | 68601-2614 | PLATTE | NE43236 | Active | 6736 | 24-HE067440724 | 2024 | Riello | WTSS - Watertube SS Steel | HWHT - Hot Water Heat | 1/31/2026
Columbus Middle School | 2200 26th St | Columbus | NE | 68601-2614 | PLATTE | NE43237 | Active | 6740 | 24-HE067460724 | 2024 | Riello | WTSS - Watertube SS Steel | HWHT - Hot Water Heat | 1/31/2026
Columbus Middle School | 2200 26th St | Columbus | NE | 68601-2614 | PLATTE | NE43238 | Active | 6732 | 24-HE067400724 | 2024 | Riello | WTSS - Watertube SS Steel | HWHT - Hot Water Heat | 1/31/2026
Columbus Middle School | 2200 26th St | Columbus | NE | 68601-2614 | PLATTE | NE43239 | Active | 6731 | 24-HE067390724 | 2024 | Riello | WTSS - Watertube SS Steel | HWHT - Hot Water Heat | 1/31/2026
Columbus Middle School | 2200 26th St | Columbus | NE | 68601-2614 | PLATTE | NE43240 | Active | 6745 | 24-HE067530724 | 2024 | Riello | WTSS - Watertube SS Steel | HWHT - Hot Water Heat | 1/31/2026
Columbus Middle School | 2200 26th St | Columbus | NE | 68601-2614 | PLATTE | NE43241 | Active | 6744 | 24-HE067520724 | 2024 | Riello | WTSS - Watertube SS Steel | HWHT - Hot Water Heat | 1/31/2026
Columbus YMCA | 2200 28th Ave | Columbus | NE | 68601-3261 | PLATTE | NE02090 | Scrapped/Junked | 128222 | C02IO7971 | 2002 | LAARS HEATING SYSTEMS CO | CPFT - Horiz Cpr Fin Boiler | IPHT - Indoor Pool Heater | 8/31/2007
Columbus YMCA | 2200 28th Ave | Columbus | NE | 68601-3261 | PLATTE | NE06257 | Out of Service | 196669 | D07H00196689 | 2007 | Loch | CPFT - Horiz Cpr Fin Boiler | IPHT - Indoor Pool Heater | 6/30/2010
Columbus YMCA | 2200 28th Ave | Columbus | NE | 68601-3261 | PLATTE | NE30805 | Scrapped/Junked | 13932 | 7891545 | 1978 | TELEDYNE LAARS | CPFT - Horiz Cpr Fin Boiler | IPHT - Indoor Pool Heater | 6/30/2003
Columbus YMCA | 2200 28th Ave | Columbus | NE | 68601-3261 | PLATTE | NE30806 | Exempt 1999 LB-66 |  | RN-0288402157 | 1988 | RHEEM MANUFACTURING CO | AHWH - ANSI/Fired Water Htr | HWSD - Hot Water Dom/Potable | 6/30/2000
Columbus YMCA | 2200 28th Ave | Columbus | NE | 68601-3261 | PLATTE | NE30807 | Exempt 1999 LB-66 |  | RN-0288402155 | 1988 | RHEEM MANUFACTURING CO | AHWH - ANSI/Fired Water Htr | HWSD - Hot Water Dom/Potable | 6/30/2000
Columbus YMCA | 2200 28th Ave | Columbus | NE | 68601-3261 | PLATTE | NE30808 | Exempt 1999 LB-66 |  | RN-0288402156 | 1988 | Rheem Manufacturing Co | AHWH - ANSI/Fired Water Htr | HWSD - Hot Water Dom/Potable | 6/30/2000
Columbus YMCA | 2200 28th Ave | Columbus | NE | 68601-3261 | PLATTE | NE30809 | Scrapped/Junked | 33858 | F935200 | 1993 | Lochinvar | CPFT - Horiz Cpr Fin Boiler | HWSD - Hot Water Dom/Potable | 5/31/2016
NORTH PARK ELEMENTARY | 2200 31st St | Columbus | NE | 68601-8163 | PLATTE | NE33459 | Scrapped/Junked |  | 1107 | 1960 | KEWANEE | FT - Firetube Boiler | HWHT - Hot Water Heat | 7/31/2002
NORTH PARK ELEMENTARY | 2200 31st St | Columbus | NE | 68601-8163 | PLATTE | NE34471 | Scrapped/Junked |  | M9928 | 1965 | KEWANEE | FT - Firetube Boiler | HWHT - Hot Water Heat | 7/31/2001
Monarch Oil | 2200 Avenue H E | Omaha | NE | 68110-2768 | Douglas | NE24729 | Active | 11099 | 11099 | 1990 | SUPR | FTSM - FTS Marine Dry Back | PROC - Process Steam | 2/28/2027
Campbell Elementary | 2200 Dodge St | Lincoln | NE | 68521-1250 | Lancaster | NE05395 | Out of Service | 8127 | 94-E4592 | 1994 | Les Inc/Aldrich Co | FTVT - Firetube Vertical TB | GLYC - Glycol Bldg Heat Sys | 11/30/2025
Campbell Elementary | 2200 Dodge St | Lincoln | NE | 68521-1250 | Lancaster | NE05396 | Active | 8130 | 94E4595 | 1994 | Les Inc/Aldrich Co | FTVT - Firetube Vertical TB | GLYC - Glycol Bldg Heat Sys | 11/30/2026
Campbell Elementary | 2200 Dodge St | Lincoln | NE | 68521-1250 | Lancaster | NE05397 | Active | 8129 | 94E4594 | 1994 | Les Inc/Aldrich Co | FTVT - Firetube Vertical TB | GLYC - Glycol Bldg Heat Sys | 11/30/2026
Campbell Elementary | 2200 Dodge St | Lincoln | NE | 68521-1250 | Lancaster | NE05398 | Active | 8128 | 94E4593 | 1994 | Les Inc/Aldrich Co | FTVT - Firetube Vertical TB | GLYC - Glycol Bldg Heat Sys | 11/30/2026
Campbell Elementary | 2200 Dodge St | Lincoln | NE | 68521-1250 | Lancaster | NE05399 | Scrapped/Junked | 27543 | LL94-0387136 | 1994 | AO SMITH | CHWH - ASME/Fired Water Heater | HWSD - Hot Water Dom/Potable | 2/28/2008
Campbell Elementary | 2200 Dodge St | Lincoln | NE | 68521-1250 | Lancaster | NE05400 | Exempt 1999 LB-66 |  | 0000402606 | 1995 | AO SMITH | AHWH - ANSI/Fired Water Htr | HWSD - Hot Water Dom/Potable | 6/30/2000
City of Ogallala - Sewer Treatment Plant | 2200 E Riverdale Dr | Ogallala | NE | 69153-3033 | Keith | NE04254 | Scrapped/Junked | n/a | 15513 | 1984 | IRON | FT - Firetube Boiler | HWHT - Hot Water Heat | 1/31/2024
City of Ogallala - Sewer Treatment Plant | 2200 E Riverdale Dr | Ogallala | NE | 69153-3033 | Keith | NE04255 | Scrapped/Junked | N/A | 15505 | 1984 | IRON | FT - Firetube Boiler | HWHT - Hot Water Heat | 1/31/2023
City of Ogallala - Sewer Treatment Plant | 2200 E Riverdale Dr | Ogallala | NE | 69153-3033 | Keith | NE41655 | Active | 21210 | 23F-918 | 2023 | Aldrich | FT - Firetube Boiler | HWHT - Hot Water Heat | 1/31/2026
City of Ogallala - Sewer Treatment Plant | 2200 E Riverdale Dr | Ogallala | NE | 69153-3033 | Keith | NE41656 | Active | 21211 | 23F-9119 | 2023 | Aldrich | FT - Firetube Boiler | HWHT - Hot Water Heat | 1/31/2026
Jefferson Community Health Center | 2200 H St | Fairbury | NE | 68352-1119 | Jefferson | NE01491 | Scrapped/Junked | 56843 | 00-0967684-964 | 2000 | A. O. Smith | CHWH - ASME/Fired Water Heater | HWSD - Hot Water Dom/Potable | 8/31/2008
Jefferson Community Health Center | 2200 H St | Fairbury | NE | 68352-1119 | Jefferson | NE06523 | Scrapped/Junked | 95859 | 95859/D05M007769 | 2005 | AOSM | CHWH - ASME/Fired Water Heater | HWSD - Hot Water Dom/Potable | 8/31/2010
Jefferson Community Health Center | 2200 H St | Fairbury | NE | 68352-1119 | Jefferson | NE10414 | Scrapped/Junked | 203818 | C02PG110 | 2002 | Teledyne & Laars | WT - Water Tube Boiler | HWHT - Hot Water Heat | 8/31/2006
Jefferson Community Health Center | 2200 H St | Fairbury | NE | 68352-1119 | Jefferson | NE18443 | Scrapped/Junked |  | 007C0014 | 1963 | A. O. Smith | COBL - Coil Type Boiler | HWSD - Hot Water Dom/Potable | 8/31/2008
Jefferson Community Health Center | 2200 H St | Fairbury | NE | 68352-1119 | Jefferson | NE18444 | Scrapped/Junked | 24956 | B9424956 | 1994 | A. O. Smith | FT - Firetube Boiler | HWDP - Hotwater Heat & Dom Supply | 8/31/2005
Jefferson Community Health Center | 2200 H St | Fairbury | NE | 68352-1119 | Jefferson | NE20521 | Scrapped/Junked | 26207 | G9426207 | 1994 | A. O. Smith | CHWH - ASME/Fired Water Heater | HWSD - Hot Water Dom/Potable | 8/31/2008
Jefferson Community Health | 2200 H St | Fairbury | NE | 68352-1119 | Jefferson | NE01511 | Active | 16122 | 24411 | 2000 | CHRO | ELBL - Electric Boiler | 0020 - Supp to Sterlizer/Autoclave | 8/31/2026
Jefferson Community Health | 2200 H St | Fairbury | NE | 68352-1119 | Jefferson | NE10415 | Scrapped/Junked | n/a | C00PD3709 | 2000 | TELE | CPFT - Horiz Cpr Fin Boiler | SPAJ - Spa/Jacuzzi Heater | 8/31/2018
Jefferson Community Health | 2200 H St | Fairbury | NE | 68352-1119 | Jefferson | NE11344 | Scrapped/Junked | 245279 | 0512245279 | 2006 | Raypak | CPFH - Copper Fin Water Heater | IPHT - Indoor Pool Heater | 8/31/2016
Jefferson Community Health | 2200 H St | Fairbury | NE | 68352-1119 | Jefferson | NE13365 | Active | 5659 | 34136 | 2008 | CHRO | ELBL - Electric Boiler | STER - Sterilizer | 8/31/2026
Jefferson Community Health | 2200 H St | Fairbury | NE | 68352-1119 | Jefferson | NE13366 | Scrapped/Junked | 125067 | 125067 | 2008 | AOSM | CHWH - ASME/Fired Water Heater | HWSD - Hot Water Dom/Potable | 8/31/2020
Jefferson Community Health | 2200 H St | Fairbury | NE | 68352-1119 | Jefferson | NE13367 | Scrapped/Junked | 125069 | 125069 | 2008 | AOSM | CHWH - ASME/Fired Water Heater | HWSD - Hot Water Dom/Potable | 8/31/2023
Jefferson Community Health | 2200 H St | Fairbury | NE | 68352-1119 | Jefferson | NE13368 | Scrapped/Junked | 124586 | 124586 | 2008 | AOSM | CHWH - ASME/Fired Water Heater | HWSD - Hot Water Dom/Potable | 8/31/2016
Jefferson Community Health | 2200 H St | Fairbury | NE | 68352-1119 | Jefferson | NE16566 | Scrapped/Junked | n/a | M-1066 | 1962 | Kewanee | FTFB - Firetube-Firebox Boiler | HWHT - Hot Water Heat | 8/31/2024
Jefferson Community Health | 2200 H St | Fairbury | NE | 68352-1119 | Jefferson | NE16567 | Scrapped/Junked | n/a | M-1068 | 1962 | Kewanee | FTFB - Firetube-Firebox Boiler | HWHT - Hot Water Heat | 8/31/2024
Jefferson Community Health | 2200 H St | Fairbury | NE | 68352-1119 | Jefferson | NE16568 | Scrapped/Junked | n/a | M1085 | 1962 | Kewanee | FTFB - Firetube-Firebox Boiler | HWHT - Hot Water Heat | 8/31/2024
Jefferson Community Health | 2200 H St | Fairbury | NE | 68352-1119 | Jefferson | NE16569 | Scrapped/Junked | n/a | N-4582 | 1966 | Kewanee | FTFB - Firetube-Firebox Boiler | HWHT - Hot Water Heat | 8/31/2024
Jefferson Community Health | 2200 H St | Fairbury | NE | 68352-1119 | Jefferson | NE16570 | Scrapped/Junked | n/a | N-5671 | 1966 | Kewanee | FTFB - Firetube-Firebox Boiler | HWHT - Hot Water Heat | 8/31/2024
Jefferson Community Health | 2200 H St | Fairbury | NE | 68352-1119 | Jefferson | NE18445 | Inactive | 24590 |  | 1993 | AO SMITH | CHWH - ASME/Fired Water Heater | HWSD - Hot Water Dom/Potable | 8/31/2001
Jefferson Community Health | 2200 H St | Fairbury | NE | 68352-1119 | Jefferson | NE18446 | Scrapped/Junked | 22628 | 32628 | 1995 | ELEC | ELBL - Electric Boiler | 0020 - Supp to Sterlizer/Autoclave | 8/31/2009
Jefferson Community Health | 2200 H St | Fairbury | NE | 68352-1119 | Jefferson | NE19845 | Scrapped/Junked | 143721 | 1006M000019 | 2010 | AO SMITH | CHWH - ASME/Fired Water Heater | HWSD - Hot Water Dom/Potable | 8/31/2018
Jefferson Community Health | 2200 H St | Fairbury | NE | 68352-1119 | Jefferson | NE20518 | Scrapped/Junked |  | F94PK1902 | 1999 | LAARS HEATING SYSTEMS CO | COBL - Coil Type Boiler | HWSD - Hot Water Dom/Potable | 8/31/2002
Jefferson Community Health | 2200 H St | Fairbury | NE | 68352-1119 | Jefferson | NE20519 | Scrapped/Junked | 126570 |  | 1992 | LAARS HEATING SYSTEMS CO | COBL - Coil Type Boiler | HWSD - Hot Water Dom/Potable | 8/31/2002
Jefferson Community Health | 2200 H St | Fairbury | NE | 68352-1119 | Jefferson | NE26272 | Scrapped/Junked | 374292 | 1403374292 | 2014 | Raypak | CPFH - Copper Fin Water Heater | IPHT - Indoor Pool Heater | 8/31/2023
Jefferson Community Health | 2200 H St | Fairbury | NE | 68352-1119 | Jefferson | NE26542 | Active | 134558 | 134558 | 2009 | AO SMITH | CHWH - ASME/Fired Water Heater | HWSD - Hot Water Dom/Potable | 8/31/2026
Jefferson Community Health | 2200 H St | Fairbury | NE | 68352-1119 | Jefferson | NE26972 | Scrapped/Junked | 223940 | 223940 | 2016 | A O Smith | CHWH - ASME/Fired Water Heater | HWSD - Hot Water Dom/Potable | 8/31/2025
Jefferson Community Health | 2200 H St | Fairbury | NE | 68352-1119 | Jefferson | NE29026 | Scrapped/Junked | 263588 | N/A | 2019 | AOSM | CHWH - ASME/Fired Water Heater | HWSD - Hot Water Dom/Potable | 8/31/2025
Jefferson Community Health | 2200 H St | Fairbury | NE | 68352-1119 | Jefferson | NE42320 | Scrapped/Junked | 552642 | 2251552642 | 2022 | Raypak | CPPH - Ansi Cpr Fin Pool Heater | IPHT - Indoor Pool Heater | 8/31/2025
Jefferson Community Health | 2200 H St | Fairbury | NE | 68352-1119 | Jefferson | NE42600 | Scrapped/Junked | 294969 | 294969 | 2022 | AOSM | CHWH - ASME/Fired Water Heater | HWSD - Hot Water Dom/Potable | 8/31/2025
Jefferson Community Health | 2200 H St | Fairbury | NE | 68352-1119 | Jefferson | NE42911 | Active | 5608 | 23-HE056164323 | 2023 | Riello | FTSS - Firetube Stainless Steel | HWHT - Hot Water Heat | 8/31/2026
Jefferson Community Health | 2200 H St | Fairbury | NE | 68352-1119 | Jefferson | NE42912 | Active | 5668 | 23-HE056764323 | 2023 | Riello | FTSS - Firetube Stainless Steel | HWHT - Hot Water Heat | 8/31/2026
Jefferson Community Health | 2200 H St | Fairbury | NE | 68352-1119 | Jefferson | NE42913 | Active | 5121 | 23-HE051293823 | 2023 | Riello | FTSS - Firetube Stainless Steel | HWHT - Hot Water Heat | 8/31/2026
Jefferson Community Health | 2200 H St | Fairbury | NE | 68352-1119 | Jefferson | NE42914 | Active | 5126 | 23-HE051743823 | 2023 | Riello | FTSS - Firetube Stainless Steel | HWHT - Hot Water Heat | 8/31/2026
Jefferson Community Health | 2200 H St | Fairbury | NE | 68352-1119 | Jefferson | NE42915 | Active | 5654 | 23-HE056784323 | 2023 | Riello | FTSS - Firetube Stainless Steel | HWHT - Hot Water Heat | 8/31/2026
Jefferson Community Health | 2200 H St | Fairbury | NE | 68352-1119 | Jefferson | NE42916 | Active | 5652 | 23-HE056604323 | 2023 | Riello | FTSS - Firetube Stainless Steel | HWHT - Hot Water Heat | 8/31/2026
Jefferson Community Health | 2200 H St | Fairbury | NE | 68352-1119 | Jefferson | NE42917 | Active | 5655 | 23-HE056634323 | 2023 | Riello | FTSS - Firetube Stainless Steel | HWHT - Hot Water Heat | 8/31/2026
Jefferson Community Health | 2200 H St | Fairbury | NE | 68352-1119 | Jefferson | NE42918 | Active | 5645 | 23-HE056534323 | 2023 | Riello | FTSS - Firetube Stainless Steel | HWHT - Hot Water Heat | 8/31/2026
Jefferson Community Health | 2200 H St | Fairbury | NE | 68352-1119 | Jefferson | NE42919 | Active | 5490 | 23-HE054984223 | 2023 | Riello | FTSS - Firetube Stainless Steel | HWHT - Hot Water Heat | 8/31/2026
Jefferson Community Health | 2200 H St | Fairbury | NE | 68352-1119 | Jefferson | NE42920 | Active | 5489 | 23-HE054974223 | 2023 | Riello | FTSS - Firetube Stainless Steel | HWHT - Hot Water Heat | 8/31/2026
Jefferson Community Health | 2200 H St | Fairbury | NE | 68352-1119 | Jefferson | NE42921 | Active | 5498 | 23-HE055064223 | 2023 | Riello | FTSS - Firetube Stainless Steel | HWHT - Hot Water Heat | 8/31/2026
Jefferson Community Health | 2200 H St | Fairbury | NE | 68352-1119 | Jefferson | NE42922 | Active | 5536 | 23-HE055444223 | 2023 | Riello | FTSS - Firetube Stainless Steel | HWHT - Hot Water Heat | 8/31/2026
Jefferson Community Health | 2200 H St | Fairbury | NE | 68352-1119 | Jefferson | NE42923 | Active | 5535 | 23-HE055434223 | 2023 | Riello | FTSS - Firetube Stainless Steel | HWHT - Hot Water Heat | 8/31/2026
Jefferson Community Health | 2200 H St | Fairbury | NE | 68352-1119 | Jefferson | NE42924 | Active | 5473 | 23-HE054814223 | 2023 | Riello | FTSS - Firetube Stainless Steel | HWHT - Hot Water Heat | 8/31/2026
Jefferson Community Health | 2200 H St | Fairbury | NE | 68352-1119 | Jefferson | NE42925 | Active | 5482 | 23-HE054904223 | 2023 | Riello | FTSS - Firetube Stainless Steel | HWHT - Hot Water Heat | 8/31/2026
Jefferson Community Health | 2200 H St | Fairbury | NE | 68352-1119 | Jefferson | NE42926 | Active | 5537 | 23-HE055454223 | 2023 | Riello | FTSS - Firetube Stainless Steel | HWHT - Hot Water Heat | 8/31/2026
Jefferson Community Health | 2200 H St | Fairbury | NE | 68352-1119 | Jefferson | NE42927 | Active | 695 | 22-HE007033022 | 2022 | Riello | FTSS - Firetube Stainless Steel | HWHT - Hot Water Heat | 8/31/2026
Jefferson Community Health | 2200 H St | Fairbury | NE | 68352-1119 | Jefferson | NE42928 | Active | 974 | 22-HE009823622 | 2022 | Riello | FTSS - Firetube Stainless Steel | HWHT - Hot Water Heat | 8/31/2026
Jefferson Community Health | 2200 H St | Fairbury | NE | 68352-1119 | Jefferson | NE42929 | Active | 703 | 22-HE007113022 | 2022 | Riello | FTSS - Firetube Stainless Steel | HWHT - Hot Water Heat | 8/31/2026
Jefferson Community Health | 2200 H St | Fairbury | NE | 68352-1119 | Jefferson | NE42930 | Active | 973 | 22-HE009813622 | 2022 | Riello | FTSS - Firetube Stainless Steel | HWHT - Hot Water Heat | 8/31/2026
Jefferson Community Health | 2200 H St | Fairbury | NE | 68352-1119 | Jefferson | NE42931 | Active | 2802 | 23-HE028100723 | 2023 | Riello | FTSS - Firetube Stainless Steel | HWHT - Hot Water Heat | 8/31/2026
Jefferson Community Health | 2200 H St | Fairbury | NE | 68352-1119 | Jefferson | NE42932 | Active | 700 | 22-HE007083022 | 2022 | Riello | FTSS - Firetube Stainless Steel | HWHT - Hot Water Heat | 8/31/2026
Jefferson Community Health | 2200 H St | Fairbury | NE | 68352-1119 | Jefferson | NE42933 | Active | 699 | 22-HE007073022 | 2022 | Riello | FTSS - Firetube Stainless Steel | HWHT - Hot Water Heat | 8/31/2026
Jefferson Community Health | 2200 H St | Fairbury | NE | 68352-1119 | Jefferson | NE42934 | Active | 701 | 22-HE007093022 | 2022 | Riello | FTSS - Firetube Stainless Steel | HWHT - Hot Water Heat | 8/31/2026
Hope Center | 2200 N 20th St | Omaha | NE | 68110-2202 | Douglas | NE12029 | Scrapped/Junked | 67783 | C0267783 | 2002 | AOSM | COBL - Coil Type Boiler | HWSD - Hot Water Dom/Potable | 2/28/2007
Hope Center | 2200 N 20th St | Omaha | NE | 68110-2202 | Douglas | NE12030 | Scrapped/Junked | 63803 | G0163803 | 2001 | AOSM | COBL - Coil Type Boiler | HWSD - Hot Water Dom/Potable | 2/28/2007
Hope Center | 2200 N 20th St | Omaha | NE | 68110-2202 | Douglas | NE18351 | Scrapped/Junked |  | M-824 | 1962 | KEWA | FTFB - Firetube-Firebox Boiler | HWHT - Hot Water Heat | 2/28/2007
Hope Center | 2200 N 20th St | Omaha | NE | 68110-2202 | Douglas | NE18352 | Scrapped/Junked |  |  | 1962 | KEWA | FTFB - Firetube-Firebox Boiler | HWHT - Hot Water Heat | 2/28/2007
Hope Center | 2200 N 20th St | Omaha | NE | 68110-2202 | Douglas | NE18353 | Scrapped/Junked | 9182 | M8009182 | 1980 | AO SMITH | COBL - Coil Type Boiler | HWSD - Hot Water Dom/Potable | 5/31/2002
Hope Center | 2200 N 20th St | Omaha | NE | 68110-2202 | Douglas | NE18354 | Scrapped/Junked | 7026 | J80-07076 | 1980 | AOSM | COBL - Coil Type Boiler | HWSD - Hot Water Dom/Potable | 2/28/2007
Hope Center | 2200 N 20th St | Omaha | NE | 68110-2202 | Douglas | NE18355 | Scrapped/Junked | 13845 | F91-13845 | 1991 | AO SMITH | COBL - Coil Type Boiler | HWSD - Hot Water Dom/Potable | 5/31/2002
G&P Lincoln Office Bldg | 2200 N 33rd St | Lincoln | NE | 68503-1417 | Lancaster | NE00261 | Scrapped/Junked | 51754 | F99-51754 | 1999 | AOSM | COBL - Coil Type Boiler | HWSD - Hot Water Dom/Potable | 2/28/2024
G&P Lincoln Office Bldg | 2200 N 33rd St | Lincoln | NE | 68503-1417 | Lancaster | NE30858 | Active | N/A | O-257 | 1970 | Kewanee | FTFB - Firetube-Firebox Boiler | STHT - Steam-Heat | 2/28/2026
G&P Lincoln Office Bldg | 2200 N 33rd St | Lincoln | NE | 68503-1417 | Lancaster | NE30859 | Active | N/A | O-254 | 1970 | Kewanee | FTFB - Firetube-Firebox Boiler | STHT - Steam-Heat | 2/28/2026
G&P Lincoln Office Bldg | 2200 N 33rd St | Lincoln | NE | 68503-1417 | Lancaster | NE30860 | Active | N/A | O2572 | 1970 | Kewanee | FTFB - Firetube-Firebox Boiler | STHT - Steam-Heat | 2/28/2026
G&P Lincoln Office Bldg | 2200 N 33rd St | Lincoln | NE | 68503-1417 | Lancaster | NE30861 | Scrapped/Junked | 9683 |  | 1981 | AO SMITH | COBL - Coil Type Boiler | HWSD - Hot Water Dom/Potable | 6/30/2000
G&P Lincoln Office Bldg | 2200 N 33rd St | Lincoln | NE | 68503-1417 | Lancaster | NE42483 | Active | C56631 | 2317133827407 | 2023 | AO SMITH | COBL - Coil Type Boiler | HWSD - Hot Water Dom/Potable | 2/28/2026
SUPER 8 MOTEL | 2200 N Kansas Ave | Hastings | NE | 68901-2634 | ADAMS | NE20696 | Exempt 1999 LB-66 |  | 0307582 | 1993 | AO SMITH | AHWH - ANSI/Fired Water Htr | HWSD - Hot Water Dom/Potable | 11/30/1999
SUPER 8 MOTEL | 2200 N Kansas Ave | Hastings | NE | 68901-2634 | ADAMS | NE20697 | Exempt 1999 LB-66 |  | 0307584 | 1993 | AO SMITH | AHWH - ANSI/Fired Water Htr | HWSD - Hot Water Dom/Potable | 11/30/1999
Scott Middle School | 2200 Pine Lake Rd | Lincoln | NE | 68512-3600 | Lancaster | NE05506 | Active | 8240 | 95E4827 | 1995 | Les Inc/Aldrich Co | FTVT - Firetube Vertical TB | GLYC - Glycol Bldg Heat Sys | 11/30/2026
Scott Middle School | 2200 Pine Lake Rd | Lincoln | NE | 68512-3600 | Lancaster | NE05507 | Active | 8233 | 95E4814 | 1995 | Les Inc/Aldrich Co | FTVT - Firetube Vertical TB | GLYC - Glycol Bldg Heat Sys | 11/30/2026
Scott Middle School | 2200 Pine Lake Rd | Lincoln | NE | 68512-3600 | Lancaster | NE05508 | Active | 8278 | 95-E4946 | 1995 | Les Inc/Aldrich Co | FTVT - Firetube Vertical TB | GLYC - Glycol Bldg Heat Sys | 11/30/2026
Scott Middle School | 2200 Pine Lake Rd | Lincoln | NE | 68512-3600 | Lancaster | NE05509 | Active | 8283 | 95-E4951 | 1995 | Les Inc/Aldrich Co | FTVT - Firetube Vertical TB | GLYC - Glycol Bldg Heat Sys | 11/30/2026
Scott Middle School | 2200 Pine Lake Rd | Lincoln | NE | 68512-3600 | Lancaster | NE05510 | Active | 8228 | 95E4809 | 1995 | Les Inc/Aldrich Co | FTVT - Firetube Vertical TB | GLYC - Glycol Bldg Heat Sys | 11/30/2026
Scott Middle School | 2200 Pine Lake Rd | Lincoln | NE | 68512-3600 | Lancaster | NE05511 | Active | 8234 | 95E4815 | 1995 | Les Inc/Aldrich Co | FTVT - Firetube Vertical TB | GLYC - Glycol Bldg Heat Sys | 11/30/2026
Scott Middle School | 2200 Pine Lake Rd | Lincoln | NE | 68512-3600 | Lancaster | NE05512 | Active | 8281 | 95E4949 | 1995 | Les Inc/Aldrich Co | FTVT - Firetube Vertical TB | GLYC - Glycol Bldg Heat Sys | 11/30/2026
Scott Middle School | 2200 Pine Lake Rd | Lincoln | NE | 68512-3600 | Lancaster | NE05513 | Active | 8282 | 95E4950 | 1995 | Les Inc/Aldrich Co | FTVT - Firetube Vertical TB | GLYC - Glycol Bldg Heat Sys | 11/30/2026
Scott Middle School | 2200 Pine Lake Rd | Lincoln | NE | 68512-3600 | Lancaster | NE05514 | Active | 8274 | 95E4941 | 1995 | Les Inc/Aldrich Co | FTVT - Firetube Vertical TB | GLYC - Glycol Bldg Heat Sys | 11/30/2026
Scott Middle School | 2200 Pine Lake Rd | Lincoln | NE | 68512-3600 | Lancaster | NE05515 | Active | 8275 | 95E4942 | 1995 | Les Inc/Aldrich Co | FTVT - Firetube Vertical TB | GLYC - Glycol Bldg Heat Sys | 11/30/2026
Bryan Health | 2200 S 17th St | Lincoln | NE | 68522-2436 | Lancaster | NE07767 | Scrapped/Junked | 26813 | G-95-248 | 1995 | Aerco International | CHWH - ASME/Fired Water Heater | HWSD - Hot Water Dom/Potable | 5/31/2017
Bryan Health | 2200 S 17th St | Lincoln | NE | 68522-2436 | Lancaster | NE07768 | Scrapped/Junked | 8412 | 95E-5196 | 1997 | ALES | FTVT - Firetube Vertical TB | HWHT - Hot Water Heat | 5/31/2017
Bryan Health | 2200 S 17th St | Lincoln | NE | 68522-2436 | Lancaster | NE07769 | Scrapped/Junked | 8413 | 95E-5197 | 1997 | ALES | FTVT - Firetube Vertical TB | HWHT - Hot Water Heat | 5/31/2017
UNL Whittier Building | 2200 Vine St | Lincoln | NE | 68503-2427 | LANCASTER | NE14163 | Out of Service | 17463 | 09F-5390 | 2009 | ALDRICH/LES | FTVT - Firetube Vertical TB | HWHT - Hot Water Heat | 3/31/2020
UNL Whittier Building | 2200 Vine St | Lincoln | NE | 68503-2427 | LANCASTER | NE14164 | Out of Service | 17484 | 09F-5391 | 2009 | ALDRICH/LES | FTVT - Firetube Vertical TB | HWHT - Hot Water Heat | 3/31/2020
UNL Whittier Building | 2200 Vine St | Lincoln | NE | 68503-2427 | LANCASTER | NE14446 | Inactive | 29380 | I920530 | 1992 | LOCHINVAR | CPFT - Horiz Cpr Fin Boiler | HWHT - Hot Water Heat | 5/31/2005
UNL Whittier Building | 2200 Vine St | Lincoln | NE | 68503-2427 | LANCASTER | NE14447 | Inactive | 29381 | I920531 | 1992 | LOCHINVAR | CPFT - Horiz Cpr Fin Boiler | HWHT - Hot Water Heat | 5/31/2005
City of Hastings Aquacourt | 2200 W 3rd St | Hastings | NE | 68901-4762 | Adams | NE01792 | Active | 217570 | 0402217570 | 2004 | Raytherm/Raypak | CPFH - Copper Fin Water Heater | OPHT - Outdoor Pool Heater | 5/31/2026
City of Hastings Aquacourt | 2200 W 3rd St | Hastings | NE | 68901-4762 | Adams | NE01793 | Active | 217557 | 0402217557 | 2004 | Raytherm/Raypak | CPFH - Copper Fin Water Heater | OPHT - Outdoor Pool Heater | 5/31/2026
City of Hastings Aquacourt | 2200 W 3rd St | Hastings | NE | 68901-4762 | Adams | NE01794 | Active | 217558 | 0402217558 | 2004 | Raytherm/Raypak | CPFH - Copper Fin Water Heater | OPHT - Outdoor Pool Heater | 5/31/2026
City of Hastings Aquacourt | 2200 W 3rd St | Hastings | NE | 68901-4762 | Adams | NE37538 | Out of Service | o/n 1 | 5182 | 1952 | Kewanee | FT - Firetube Boiler | STHT - Steam-Heat | 6/30/2016
Hawthorne School | 2200 W 9th St | Hastings | NE | 68901-3655 | Adams | NE37502 | Inactive | 39085 | R7642 | 1952 | Kewanee | FTFB - Firetube-Firebox Boiler | STHT - Steam-Heat | 11/30/2019
MONARCH OIL | 2201 AVE H | OMAHA | NE | 68103-0189 | Douglas | NE17228 | Inactive | 5991 | 5991 | 1971 | SUPERIOR BOILERWORKS | FTSM - FTS Marine Dry Back | PROC - Process Steam | 2/28/2007
St Luke's Good Samaritan | 2201 E 32nd St | Kearney | NE | 68847-3929 | Buffalo | NE01831 | Scrapped/Junked | 90317 | J04M002244/90317 | 2004 | AOSM | CHWH - ASME/Fired Water Heater | HWSD - Hot Water Dom/Potable | 12/31/2010
St Luke's Good Samaritan | 2201 E 32nd St | Kearney | NE | 68847-3929 | Buffalo | NE01832 | Scrapped/Junked | 90318 | J04M002243/90318 | 2004 | AOSM | CHWH - ASME/Fired Water Heater | HWSD - Hot Water Dom/Potable | 12/31/2011
ST LUKE'S GOOD SAMARITAN | 2201 E 32nd St | Kearney | NE | 68847-3929 | BUFFALO | NE18976 | Exempt 1999 LB-66 |  | G00671 | 1993 | RHEEM MANUFACTURING CO | AHWH - ANSI/Fired Water Htr | HWSD - Hot Water Dom/Potable | 4/30/1999
ST LUKE'S GOOD SAMARITAN | 2201 E 32nd St | Kearney | NE | 68847-3929 | BUFFALO | NE18977 | Exempt 1999 LB-66 |  | G001604 | 1995 | RHEEM MANUFACTURING CO | AHWH - ANSI/Fired Water Htr | HWSD - Hot Water Dom/Potable | 4/30/1999
ST LUKE'S GOOD SAMARITAN | 2201 E 32nd St | Kearney | NE | 68847-3929 | BUFFALO | NE18993 | Scrapped/Junked | 71002 | G01215 | 1996 | RHEEM MANUFACTURING CO | CHWH - ASME/Fired Water Heater | HWSD - Hot Water Dom/Potable | 12/31/2004
ST LUKE'S GOOD SAMARITAN | 2201 E 32nd St | Kearney | NE | 68847-3929 | BUFFALO | NE18994 | Scrapped/Junked | 71003 | G01216 | 1996 | RHEEM MANUFACTURING CO | CHWH - ASME/Fired Water Heater | HWSD - Hot Water Dom/Potable | 12/31/2004
WILSON CONCRETE | 2201 G ST | SOUTH SIOUX CITY | NE | 68776 | DAKOTA | NE02171 | Scrapped/Junked | 12382 |  | 1982 | BURNHAM COMM/INDUST | FT - Firetube Boiler | STHT - Steam-Heat | 6/30/1999
WILSON CONCRETE | 2201 G ST | SOUTH SIOUX CITY | NE | 68776 | DAKOTA | NE23002 | Scrapped/Junked |  |  | 1988 | TELEDYNE LAARS | CPFT - Horiz Cpr Fin Boiler | HWHT - Hot Water Heat | 2/28/2001
VA Medical Center | 2201 N Broadwell Ave | Grand Island | NE | 68803-2153 | Hall | NE17940 | Inactive | 18376 | M126540B | 2008 | Precision Boilers, Inc. | DEAR - Deareating Tank | 0040 - DA Heater | 3/31/2020
VA Medical Center | 2201 N Broadwell Ave | Grand Island | NE | 68803-2153 | Hall | NE24058 | Active | 17472 | 17472 | 2013 | Superior Boiler Works | FTWB - FTS Marine Wet Back | BSUP - Bldg Heat & Process | 8/31/2026
VA Medical Center | 2201 N Broadwell Ave | Grand Island | NE | 68803-2153 | Hall | NE28416 | Active | 21599 | 17557-1-1 | 2020 | Cleaver Brooks | FTSM - FTS Marine Dry Back | BSUP - Bldg Heat & Process | 8/31/2026
VA Medical Center | 2201 N Broadwell Ave | Grand Island | NE | 68803-2153 | Hall | NE28417 | Active | 21632 | 17577-1-2 | 2020 | Cleaver Brooks | FTSM - FTS Marine Dry Back | BSUP - Bldg Heat & Process | 8/31/2026
VA Medical Center | 2201 N Broadwell Ave | Grand Island | NE | 68803-2153 | Hall | NE40203 | Scrapped/Junked | 54127 | L-71829 | 1982 | Cleaver Brooks | FTSM - FTS Marine Dry Back | BSUP - Bldg Heat & Process | 8/31/2013
VA Medical Center | 2201 N Broadwell Ave | Grand Island | NE | 68803-2153 | Hall | NE40204 | Scrapped/Junked | 54063 | L-71827 | 1982 | Cleaver Brooks | FTSM - FTS Marine Dry Back | BSUP - Bldg Heat & Process | 3/31/2020
VA Medical Center | 2201 N Broadwell Ave | Grand Island | NE | 68803-2153 | Hall | NE40205 | Scrapped/Junked | 54064 | L-71828 | 1982 | Cleaver Brooks | FTSM - FTS Marine Dry Back | BSUP - Bldg Heat & Process | 3/31/2020
VA Medical Center | 2201 N Broadwell Ave | Grand Island | NE | 68803-2153 | Hall | NE40913 | Scrapped/Junked | 52911 | DS-3508 | 1982 | CLEA | DEAR - Deareating Tank | 0032 - Deaerating Feed Tank | 5/31/2010
Wahoo High School | 2201 N Locust St | Wahoo | NE | 68066-1093 | SAUNDERS | NE33923 | Scrapped/Junked | 22378 | 223771 | 1974 | COPPERGLASS | FTVT - Firetube Vertical TB | HWSD - Hot Water Dom/Potable | 12/31/2004
Wahoo High School | 2201 N Locust St | Wahoo | NE | 68066-1093 | SAUNDERS | NE33924 | Scrapped/Junked | 22377 |  | 1974 | COPPERGLASS | FTVT - Firetube Vertical TB | HWSD - Hot Water Dom/Potable | 12/31/2004
Wahoo High School | 2201 N Locust St | Wahoo | NE | 68066-1093 | SAUNDERS | NE43186 | Active | 9970 | F10616154A | 2023 | Fulton | FT - Firetube Boiler | GLYC - Glycol Bldg Heat Sys | 10/31/2026
Wahoo High School | 2201 N Locust St | Wahoo | NE | 68066-1093 | SAUNDERS | NE43187 | Active | 9964 | F10616155A | 2023 | Fulton | FT - Firetube Boiler | GLYC - Glycol Bldg Heat Sys | 10/31/2026
Wahoo High School | 2201 N Locust St | Wahoo | NE | 68066-1093 | SAUNDERS | NE43188 | Active | 9969 | F10616249A | 2023 | Fulton | FT - Firetube Boiler | GLYC - Glycol Bldg Heat Sys | 10/31/2026
Nebraska Art Statuary | 2201 Poppleton Ave | Omaha | NE | 68108-3435 | Douglas | NE12811 | Inactive | n/a | 209-5 | 1966 | National | CI - Cast Iron | STHT - Steam-Heat | 3/31/2009
Christ Child Care Center | 2201 S 11th St | Omaha | NE | 68108-1013 | Douglas | NE37314 | Scrapped/Junked |  | 8-16B | 1965 | USRA | CI - Cast Iron | HWHT - Hot Water Heat | 2/28/2008
UN of Kearney / Village Flats | 2201 University Dr | Kearney | NE | 68845-4891 | Buffalo | NE27525 | Active | 68374 | F005595 | 2017 | PVI Industries | FTVT - Firetube Vertical TB | HWSD - Hot Water Dom/Potable | 1/31/2026
UN of Kearney / Village Flats | 2201 University Dr | Kearney | NE | 68845-4891 | Buffalo | NE27526 | Active | 73021 | F004230 | 2017 | PVI Industries | FTVT - Firetube Vertical TB | HWSD - Hot Water Dom/Potable | 1/31/2026
UN of Kearney / Village Flats | 2201 University Dr | Kearney | NE | 68845-4891 | Buffalo | NE27527 | Active | 79877 | F005707 | 2017 | PVI Industries | FTVT - Firetube Vertical TB | HWSD - Hot Water Dom/Potable | 1/31/2026
Shadowbrook Farms Ent | 2201 W Denton Rd | Lincoln | NE | 68523-9246 | Lancaster | NE41876 | Active | 245760 | 66960 | 2012 | Trinity | WTSS - Watertube SS Steel | PROW - Process Hot Water | 10/31/2026
Monument Car Wash | 2202 14th Ave | Scottsbluff | NE | 69361-2792 | Scotts Bluff | NE40617 | Active | 125432 | 9508125432 | 1995 | RAYP | CPFT - Horiz Cpr Fin Boiler | HWSP - Hot Water Non Potable Supply | 3/31/2026
Monument Car Wash | 2202 14th Ave | Scottsbluff | NE | 69361-2792 | Scotts Bluff | NE40618 | Active | 124433 | 9508125433 | 1995 | RAYP | CPFT - Horiz Cpr Fin Boiler | HWSP - Hot Water Non Potable Supply | 3/31/2026
SCOTTSBLUFF SUPER 8 MOTEL | 2202 Delta Dr | Scottsbluff | NE | 69361-2768 | SCOTTS BLUFF | NE21176 | Exempt 1999 LB-66 |  | 2633 | 1997 | RHEEM MANUFACTURING CO | AHWH - ANSI/Fired Water Htr | HWSD - Hot Water Dom/Potable | 3/31/2000
SCOTTSBLUFF SUPER 8 MOTEL | 2202 Delta Dr | Scottsbluff | NE | 69361-2768 | SCOTTS BLUFF | NE21181 | Exempt 1999 LB-66 |  | 6998 | 1995 | STATE INDUSTRIES | AHWH - ANSI/Fired Water Htr | HWSD - Hot Water Dom/Potable | 3/31/2000
Trabert Hall | 2202 S 11th St | Lincoln | NE | 68502-3559 | Lancaster | NE37490 | Scrapped/Junked | N/A | 209759880 | 1993 | AOSM | AHWH - ANSI/Fired Water Htr | HWSD - Hot Water Dom/Potable | 6/30/2012
Trabert Hall | 2202 S 11th St | Lincoln | NE | 68502-3559 | Lancaster | NE37491 | Scrapped/Junked | N/A | 216179880 | 1993 | AOSM | AHWH - ANSI/Fired Water Htr | HWSD - Hot Water Dom/Potable | 6/30/2012
Trabert Hall | 2202 S 11th St | Lincoln | NE | 68502-3559 | Lancaster | NE37492 | Scrapped/Junked | 044570 | 235X83532 | 1993 | Kewanee | FTFB - Firetube-Firebox Boiler | STHT - Steam-Heat | 6/30/2020
Mission Middle School | 2202 Washington St | Bellevue | NE | 68005-5257 | Sarpy | NE01423 | Scrapped/Junked | 8037 | LPE246-30-17 | 2000 | HURS | FTWB - FTS Marine Wet Back | HWHT - Hot Water Heat | 7/31/2009
Mission Middle School | 2202 Washington St | Bellevue | NE | 68005-5257 | Sarpy | NE15264 | Scrapped/Junked | 41927 |  | 1989 | KEWANEE | FT - Firetube Boiler | HWHT - Hot Water Heat | 7/31/2000
Mission Middle School | 2202 Washington St | Bellevue | NE | 68005-5257 | Sarpy | NE15381 | Active | 53252 | G09-0530 | 2009 | Aerco | FTVT - Firetube Vertical TB | GLYC - Glycol Bldg Heat Sys | 7/31/2026
Mission Middle School | 2202 Washington St | Bellevue | NE | 68005-5257 | Sarpy | NE15382 | Active | 53253 | G09-0531 | 2009 | Aerco | FTVT - Firetube Vertical TB | GLYC - Glycol Bldg Heat Sys | 7/31/2025
Mission Middle School | 2202 Washington St | Bellevue | NE | 68005-5257 | Sarpy | NE19739 | Exempt 1999 LB-66 |  | 000000000015023 | 1979 | AO SMITH | AHWH - ANSI/Fired Water Htr | HWSD - Hot Water Dom/Potable | 7/31/1999
Mission Middle School | 2202 Washington St | Bellevue | NE | 68005-5257 | Sarpy | NE19740 | Exempt 1999 LB-66 |  | 000000000002081 | 1981 | RUUD | AHWH - ANSI/Fired Water Htr | HWSD - Hot Water Dom/Potable | 9/30/1999
Mission Middle School | 2202 Washington St | Bellevue | NE | 68005-5257 | Sarpy | NE24377 | Scrapped/Junked |  | 64125712 | 1999 | BURN | CI - Cast Iron | STHT - Steam-Heat | 7/31/2009
Mission Middle School | 2202 Washington St | Bellevue | NE | 68005-5257 | Sarpy | NE24378 | Scrapped/Junked |  | 64125714 | 1999 | BURN | CI - Cast Iron | STHT - Steam-Heat | 7/31/2009
Mission Middle School | 2202 Washington St | Bellevue | NE | 68005-5257 | Sarpy | NE32064 | Scrapped/Junked |  | 481 | 1936 | KEWANEE | FTLO - Firetube Locomotive Type | STHT - Steam-Heat | 7/31/1999
Mission Middle School | 2202 Washington St | Bellevue | NE | 68005-5257 | Sarpy | NE32065 | Scrapped/Junked |  | 5184 | 1948 | KEWANEE | FTLO - Firetube Locomotive Type | STHT - Steam-Heat | 7/31/1999
GOURMET BUFFET | 2204 23rd St | Columbus | NE | 68601-3302 | PLATTE | NE40397 | Scrapped/Junked |  | 680683H00769 | 1969 | AO SMITH | AHWH - ANSI/Fired Water Htr | HWSD - Hot Water Dom/Potable | 3/31/2000
WESTERN VALLEY PROCESS | 2205 N 10TH ST | SCOTTSBLUFF | NE | 69361 | SCOTTS BLUFF | NE03678 | Inactive | 9551 |  | 1985 | SUPERIOR BOILERWORKS | FT - Firetube Boiler | PROC - Process Steam | 7/31/1994
Bubbles Car Wash | 2205 N Kansas Ave | Hastings | NE | 68901-2682 | Adams | NE40954 | Active | 66049 | 0488102649 | 1988 | Raypak | CPFT - Horiz Cpr Fin Boiler | GLFH - Glycol Floor Heat System | 3/31/2026
Bubbles Car Wash | 2205 N Kansas Ave | Hastings | NE | 68901-2682 | Adams | NE40955 | Out of Service | 66073 | 0488102673 | 1988 | RAYP | CPFT - Horiz Cpr Fin Boiler | HWSP - Hot Water Non Potable Supply | 11/30/2010
GARDEN CAFE | 2205 Osborne Dr E | Hastings | NE | 68901-2633 | ADAMS | NE20663 | Scrapped/Junked | 130476 | 96 | 1997 | RAYPAK INC, CALIFORNIA | CPFT - Horiz Cpr Fin Boiler | HWSD - Hot Water Dom/Potable | 8/31/2005
Revive | 2205 Osborne Dr E | Hastings | NE | 68901-2633 | ADAMS | NE05287 | Scrapped/Junked |  |  | 1981 | Teledyne & Laars | CPFT - Horiz Cpr Fin Boiler | IPHT - Indoor Pool Heater | 11/30/2001
Revive | 2205 Osborne Dr E | Hastings | NE | 68901-2633 | ADAMS | NE09627 | Scrapped/Junked | 194245 | P02264 | 2001 | Teledyne & Laars | CPFT - Horiz Cpr Fin Boiler | IPHT - Indoor Pool Heater | 10/31/2008
Revive | 2205 Osborne Dr E | Hastings | NE | 68901-2633 | ADAMS | NE12084 | Scrapped/Junked | 93190 | 93190/URNG0602G00867 | 2002 | Rheem Manufacturing Co | CHWH - ASME/Fired Water Heater | HWSD - Hot Water Dom/Potable | 10/31/2009
Revive | 2205 Osborne Dr E | Hastings | NE | 68901-2633 | ADAMS | NE13655 | Inactive | 112691 | 112691 | 2007 | RHEEM MANUFACTURING CO | CHWH - ASME/Fired Water Heater | HWSD - Hot Water Dom/Potable | 10/31/2009
Revive | 2205 Osborne Dr E | Hastings | NE | 68901-2633 | ADAMS | NE13656 | Scrapped/Junked | 246536 | J088J0567 | 2008 | JANDY | CPFH - Copper Fin Water Heater | IPHT - Indoor Pool Heater | 4/30/2014
Revive | 2205 Osborne Dr E | Hastings | NE | 68901-2633 | ADAMS | NE15597 | Scrapped/Junked | 43710 | K93534819 | 1993 | State Ind. | CHWH - ASME/Fired Water Heater | HWSD - Hot Water Dom/Potable | 8/31/2004
Revive | 2205 Osborne Dr E | Hastings | NE | 68901-2633 | ADAMS | NE15660 | Scrapped/Junked | 51253 | J95883619 | 1995 | State Ind. | CHWH - ASME/Fired Water Heater | HWSD - Hot Water Dom/Potable | 10/31/2008
Revive | 2205 Osborne Dr E | Hastings | NE | 68901-2633 | ADAMS | NE15775 | Scrapped/Junked | 120988 | UNRG0509G01013 | 2009 | RHEEM | CHWH - ASME/Fired Water Heater | HWSD - Hot Water Dom/Potable | 4/30/2017
Revive | 2205 Osborne Dr E | Hastings | NE | 68901-2633 | ADAMS | NE17071 | Scrapped/Junked | 122871 | UNRG0110P00013 | 2009 | RHEEM | CHWH - ASME/Fired Water Heater | HWSD - Hot Water Dom/Potable | 4/30/2017
Revive | 2205 Osborne Dr E | Hastings | NE | 68901-2633 | ADAMS | NE24644 | Exempt | 223830 | A10H00223870 | 2010 | Lochinvar | CPFH - Copper Fin Water Heater | SPAJ - Spa/Jacuzzi Heater | 4/30/2018
Revive | 2205 Osborne Dr E | Hastings | NE | 68901-2633 | ADAMS | NE24645 | Inactive | 374189 | 14033-74189 | 2014 | Raypak | CPFH - Copper Fin Water Heater | IPHT - Indoor Pool Heater | 4/30/2014
Revive | 2205 Osborne Dr E | Hastings | NE | 68901-2633 | ADAMS | NE26483 | Scrapped/Junked | 145857 | 145857 | 2016 | RHEEM | CHWH - ASME/Fired Water Heater | HWSD - Hot Water Dom/Potable | 4/30/2018
Revive | 2205 Osborne Dr E | Hastings | NE | 68901-2633 | ADAMS | NE27538 | Inactive | 147671 | A301615512 | 2016 | RHEEM | CHWH - ASME/Fired Water Heater | HWSD - Hot Water Dom/Potable | 8/31/2023
Revive | 2205 Osborne Dr E | Hastings | NE | 68901-2633 | ADAMS | NE28210 | Inactive | 155992 | 155992 | 2018 | Rheem Manufacturing Co | CHWH - ASME/Fired Water Heater | HWSD - Hot Water Dom/Potable | 8/31/2023
Revive | 2205 Osborne Dr E | Hastings | NE | 68901-2633 | ADAMS | NEW | Scrapped/Junked | 0 | 0 | 2017 | AO SMITH | AHWH - ANSI/Fired Water Htr | HWSD - Hot Water Dom/Potable | 6/7/2019
Bubbles Car Wash | 2205 W 2nd St | Grand Island | NE | 68803-5313 | Hall | NE30880 | Scrapped/Junked |  | K3-527 | 1965 | Weben-Jarco | CPFH - Copper Fin Water Heater | GLFH - Glycol Floor Heat System | 10/31/2007
Sacred Heart School | 2206 Binney St | Omaha | NE | 68110-2038 | Douglas | NE25789 | Active | 343810 | D1.15.11.00394 | 2015 | Sermeta/Laars | WT - Water Tube Boiler | HWHT - Hot Water Heat | 10/31/2026
Sacred Heart School | 2206 Binney St | Omaha | NE | 68110-2038 | Douglas | NE25790 | Active | 343811 | d1.15.11.00395 | 2015 | Sermeta/Laars | WT - Water Tube Boiler | HWHT - Hot Water Heat | 10/31/2026
Sacred Heart School | 2206 Binney St | Omaha | NE | 68110-2038 | Douglas | NE34325 | Scrapped/Junked | N/A | 2119441118 | 1984 | Peerless | CI - Cast Iron | STHT - Steam-Heat | 10/31/2015
Sahling Kenworth Inc | 2206 E 25th St | Kearney | NE | 68847 | Buffalo | NE06428 | Out of Service | 7834 | 7834/L19J2429 | 2004 | HTPI | COBL - Coil Type Boiler | HWHF - Hot Water Heat-Floor | 4/30/2017
Sahling Kenworth Inc | 2206 E 25th St | Kearney | NE | 68847 | Buffalo | NE06429 | Out of Service | 7835 | 7835/L19J2430 | 2004 | HTPI | COBL - Coil Type Boiler | HWHF - Hot Water Heat-Floor | 4/30/2017
Sahling Kenworth Inc | 2206 E 25th St | Kearney | NE | 68847 | Buffalo | NE27069 | Active | 196002 | 15PG75413058 | 2016 | Trinity | WTSS - Watertube SS Steel | HWHF - Hot Water Heat-Floor | 9/30/2026
Sahling Kenworth Inc. | 2206 East 25th St. | Kearney | NE | 68848 | Buffalo | NE25121 | Scrapped/Junked |  | 422-1095 | 1998 | Valliant | CI - Cast Iron | HWHT - Hot Water Heat | 2/28/2005
Sahling Kenworth Inc. | 2206 East 25th St. | Kearney | NE | 68848 | Buffalo | NE25122 | Scrapped/Junked |  | 422-1092 | 1998 | Valliant | CI - Cast Iron | HWHT - Hot Water Heat | 2/28/2005
WHITE HOUSE INN | 2206 Market Ln | Norfolk | NE | 68701-4613 | MADISON | NE40329 | Exempt 1999 LB-66 |  | K982022 | 1998 | AMERICAN STANDARD | AHWH - ANSI/Fired Water Htr | HWSD - Hot Water Dom/Potable | 2/29/2000
WHITE HOUSE INN | 2206 Market Ln | Norfolk | NE | 68701-4613 | MADISON | NE40330 | Exempt 1999 LB-66 |  | K982029 | 1998 | AMERICAN STANDARD | AHWH - ANSI/Fired Water Htr | HWSD - Hot Water Dom/Potable | 2/29/2000
WHITE HOUSE INN | 2206 Market Ln | Norfolk | NE | 68701-4613 | MADISON | NE40335 | Exempt 1999 LB-66 |  | K982025 | 1998 | AMERICAN STANDARD | AHWH - ANSI/Fired Water Htr | HWSD - Hot Water Dom/Potable | 2/29/2000
Mercy Housing | 2206 W Q St | Lincoln | NE | 68528-1721 | Lancaster | NE01769 | Scrapped/Junked | C03538 | 942F0403538 | 2004 | AO SMITH | COBL - Coil Type Boiler | HWSD - Hot Water Dom/Potable | 4/30/2012
Mercy Housing | 2206 W Q St | Lincoln | NE | 68528-1721 | Lancaster | NE06519 | Scrapped/Junked | C04900 | J0404900 | 2004 | AOSC | COBL - Coil Type Boiler | HWSD - Hot Water Dom/Potable | 4/30/2012
Mercy Housing | 2206 W Q St | Lincoln | NE | 68528-1721 | Lancaster | NE08310 | Scrapped/Junked | 166697 | 0001166697 | 2000 | RAYP | CPFT - Horiz Cpr Fin Boiler | HWSD - Hot Water Dom/Potable | 9/30/2006
Mercy Housing | 2206 W Q St | Lincoln | NE | 68528-1721 | Lancaster | NE15355 | Scrapped/Junked | 284151 | 0806284151 | 2008 | RAYPAK INC, CALIFORNIA | CPFT - Horiz Cpr Fin Boiler | HWSD - Hot Water Dom/Potable | 4/30/2010
Mercy Housing | 2206 W Q St | Lincoln | NE | 68528-1721 | Lancaster | NE17074 | Active | C16080 | 30716080 | 2007 | A O Smith | COWH - Coil Type Water Heater | HWSD - Hot Water Dom/Potable | 4/30/2026
Mercy Housing | 2206 W Q St | Lincoln | NE | 68528-1721 | Lancaster | NE22144 | Scrapped/Junked | C32729 | 1138M000750 | 2011 | AO SMITH | COBL - Coil Type Boiler | HWSD - Hot Water Dom/Potable | 4/30/2026
Mercy Housing | 2206 W Q St | Lincoln | NE | 68528-1721 | Lancaster | NE22145 | Scrapped/Junked | C32730 | 1138M000751 | 2011 | AO SMITH | COBL - Coil Type Boiler | HWSD - Hot Water Dom/Potable | 4/30/2022
Mercy Housing | 2206 W Q St | Lincoln | NE | 68528-1721 | Lancaster | NE22146 | Scrapped/Junked | C32731 | 1138M000752 | 2011 | AO SMITH | COBL - Coil Type Boiler | HWSD - Hot Water Dom/Potable | 4/30/2024
Mercy Housing | 2206 W Q St | Lincoln | NE | 68528-1721 | Lancaster | NE40873 | Scrapped/Junked | 23366 | 890-B94-23366 | 1994 | AOSM | COBL - Coil Type Boiler | HWSD - Hot Water Dom/Potable | 4/30/2010
Mercy Housing | 2206 W Q St | Lincoln | NE | 68528-1721 | Lancaster | NE40874 | Scrapped/Junked | 30175 | 940-M95-30175 | 1995 | A. O. Smith | COBL - Coil Type Boiler | HWSD - Hot Water Dom/Potable | 9/30/2005
Mercy Housing | 2206 W Q St | Lincoln | NE | 68528-1721 | Lancaster | NE40875 | Scrapped/Junked | 75613 | R11-M87-75613 | 1987 | AO SMITH | COBL - Coil Type Boiler | HWSD - Hot Water Dom/Potable | 9/30/2001
Mercy Housing | 2206 W Q St | Lincoln | NE | 68528-1721 | Lancaster | NE40876 | Scrapped/Junked | 60178 | 840-C86-60178 | 1986 | AO SMITH | COBL - Coil Type Boiler | HWSD - Hot Water Dom/Potable | 9/30/2004
Jones Street Apartments | 2207 Jones St | Omaha | NE | 68102-3088 | Douglas | NE03687 | Scrapped/Junked | 10019 | 69-3906H44887 | 1969 | York International | FTSM - FTS Marine Dry Back | STHT - Steam-Heat | 10/31/2022
Jones Street Apartments | 2207 Jones St | Omaha | NE | 68102-3088 | Douglas | NE05518 | Scrapped/Junked |  |  | 1992 | AO SMITH | CHWH - ASME/Fired Water Heater | HWSD - Hot Water Dom/Potable | 8/31/2002
Private Building | 2209 11th St | Columbus | NE | 68601-5717 | Platte | NE16667 | Exempt | N/A | 38-250 | 1945 | BASM | CI - Cast Iron | HWHT - Hot Water Heat | 2/28/2019
ONE HOUR MARTINIZING | 2209 Capehart Rd | Bellevue | NE | 68123-2026 | SARPY | NE03321 | Scrapped/Junked | 1150 |  | 1982 | WILLIAMS & DAVIS BOILERS | FT - Firetube Boiler | PROC - Process Steam | 5/31/2001
Allied Oil Supply | 2209 S 24th St | Omaha | NE | 68108-3815 | Douglas | NE00128 | Active | 5394 | LPE291-30-7 | 1998 | Hurst | WT - Water Tube Boiler | HWHT - Hot Water Heat | 4/30/2026
YMCA Of Grand Island | 221 E South Front St | Grand Island | NE | 68801-5952 | Hall | NE06104 | Scrapped/Junked | 211753 | 0309211753 | 2003 | Raypak | CPFH - Copper Fin Water Heater | HWSD - Hot Water Dom/Potable | 3/31/2019
YMCA Of Grand Island | 221 E South Front St | Grand Island | NE | 68801-5952 | Hall | NE06290 | Scrapped/Junked | 58783 | E-29792/57730 | 2005 | R & R Metal Fabricators | ELBL - Electric Boiler | SAUN - Sauna Steam Room Heat | 3/31/2022
YMCA Of Grand Island | 221 E South Front St | Grand Island | NE | 68801-5952 | Hall | NE15613 | Scrapped/Junked | 104373 | 19217 | 1980 | STEAMASTER | ELBL - Electric Boiler | SAUN - Sauna Steam Room Heat | 3/31/2004
YMCA Of Grand Island | 221 E South Front St | Grand Island | NE | 68801-5952 | Hall | NE20636 | Exempt 1999 LB-66 |  | 5163 | 1991 | RHEEM MANUFACTURING CO | AHWH - ANSI/Fired Water Htr | HWSD - Hot Water Dom/Potable | 1/31/2000
YMCA Of Grand Island | 221 E South Front St | Grand Island | NE | 68801-5952 | Hall | NE20650 | Scrapped/Junked | 137595 | 9702137595 | 1997 | Raypak | CPFT - Horiz Cpr Fin Boiler | IPHT - Indoor Pool Heater | 3/31/2019
YMCA Of Grand Island | 221 E South Front St | Grand Island | NE | 68801-5952 | Hall | NE20694 | Scrapped/Junked |  | D100C199 | 1997 | BRADFORD-WHITE | AHWH - ANSI/Fired Water Htr | HWSD - Hot Water Dom/Potable | 1/31/2000
YMCA Of Grand Island | 221 E South Front St | Grand Island | NE | 68801-5952 | Hall | NE27343 | Scrapped/Junked | 458568 | 1081458568 | 2018 | Raypak | CPFH - Copper Fin Water Heater | HWSD - Hot Water Dom/Potable | 3/31/2026
YMCA Of Grand Island | 221 E South Front St | Grand Island | NE | 68801-5952 | Hall | NE27509 | Scrapped/Junked | 465080 | 1804465080 | 2018 | Raypak | CPFT - Horiz Cpr Fin Boiler | IPHT - Indoor Pool Heater | 3/31/2026
YMCA Of Grand Island | 221 E South Front St | Grand Island | NE | 68801-5952 | Hall | NE41671 | Active | 1593 | F10212865A | 2021 | Fulton | ELBL - Electric Boiler | SAUN - Sauna Steam Room Heat | 3/31/2024
Home Federal Savings & Loan | 221 S Locust St | Grand Island | NE | 68801-6040 | Hall | NE15768 | Active | 1551 | 501551 | 2009 | RIVERSIDE HYDRONICS | COBL - Coil Type Boiler | HWHT - Hot Water Heat | 1/31/2027
Home Federal Savings & Loan | 221 S Locust St | Grand Island | NE | 68801-6040 | Hall | NE15827 | Scrapped/Junked |  | 646-56-SA | 1965 | Weil-Mcclain | CI - Cast Iron | HWHT - Hot Water Heat | 11/30/2009
GREENBERGERS INC | 221 W 3rd St | Grand Island | NE | 68801-5915 | HALL | NE15521 | Scrapped/Junked |  |  | 1970 | WEIL MCLAIN |  | STHT - Steam-Heat | 2/28/1999
Sixth Dimension Apts | 221 W Francis St | North Platte | NE | 69101-6019 | Lincoln | NE18488 | Scrapped/Junked |  | 211042 | 1991 | A. O. Smith | AHWH - ANSI/Fired Water Htr | HWSD - Hot Water Dom/Potable | 2/28/1997
6th Dimension Apartments | 221 W Francis St Apt 3 | North Platte | NE | 69101-6019 | Lincoln | NE08582 | Scrapped/Junked | 55353 | 6678 | 2000 | AOSM | CHWH - ASME/Fired Water Heater | HWSD - Hot Water Dom/Potable | 4/30/2013
6th Dimension Apartments | 221 W Francis St Apt 3 | North Platte | NE | 69101-6019 | Lincoln | NE18487 | Exempt 1999 LB-66 |  | 0000302561 | 1993 | AO SMITH | AHWH - ANSI/Fired Water Htr | HWSD - Hot Water Dom/Potable | 2/28/1997
6th Dimension Apartments | 221 W Francis St Apt 3 | North Platte | NE | 69101-6019 | Lincoln | NE18489 | Exempt 1999 LB-66 |  | 0000263207 | 1993 | AO SMITH | AHWH - ANSI/Fired Water Htr | HWSD - Hot Water Dom/Potable | 2/28/1997
6th Dimension Apartments | 221 W Francis St Apt 3 | North Platte | NE | 69101-6019 | Lincoln | NE18490 | Scrapped/Junked | n/a | 0008348657 | 1993 | Teledyne Laars | CPFT - Horiz Cpr Fin Boiler | OPHT - Outdoor Pool Heater | 4/30/2013
6th Dimension Apartments | 221 W Francis St Apt 3 | North Platte | NE | 69101-6019 | Lincoln | NE24171 | Scrapped/Junked | 162657 | 1140m00062 | 2011 | AO SMITH | CHWH - ASME/Fired Water Heater | HWSD - Hot Water Dom/Potable | 4/30/2024
Uhaul | 2210 S Webb Rd | Grand Island | NE | 68803-5648 | Hall | NE41650 | Active | 357532 | 22PG809501775 | 2022 | AIC | COBL - Coil Type Boiler | GLFH - Glycol Floor Heat System | 1/31/2026
Uhaul | 2210 S Webb Rd | Grand Island | NE | 68803-5648 | Hall | NE41990 | Active | 357538 | 22PG809501781 | 2022 | AIC | COBL - Coil Type Boiler | GLFH - Glycol Floor Heat System | 1/31/2026
City Fire Station | 2211 Avenue A | Kearney | NE | 68847-5439 | Buffalo | NE05271 | Active | N/A | 211A49141089 | 1989 | Peerless | CI - Cast Iron | HWHT - Hot Water Heat | 1/31/2027
402 Hotel | 2211 Douglas St | Omaha | NE | 68102-1212 | Douglas | NE26936 | Scrapped/Junked | 50877 | 50877 | 1996 | Ajax | COBL - Coil Type Boiler | HWSD - Hot Water Dom/Potable | 6/30/2021
Forrest Apts | 2211 Howard St | Omaha | NE | 68102-2426 | Douglas | NE19752 | Scrapped/Junked | n/a | 211A-7777-1191 | 1995 | Peerless | CI - Cast Iron | STHT - Steam-Heat | 3/31/2011
Forrest Apts | 2211 Howard St | Omaha | NE | 68102-2426 | Douglas | NE19753 | Exempt 1999 LB-66 |  | 29981 | 1980 | State Ind. | AHWH - ANSI/Fired Water Htr | HWSD - Hot Water Dom/Potable | 9/30/1999
CAR WASH | 2213 Lincoln Rd | Bellevue | NE | 68005-3907 | SARPY | NE00176 | Scrapped/Junked |  | 1221089 TP | 1972 | RAYPAK INC, CALIFORNIA | COBL - Coil Type Boiler | HWHF - Hot Water Heat-Floor | 3/31/2005
CAR WASH | 2213 Lincoln Rd | Bellevue | NE | 68005-3907 | SARPY | NE00177 | Scrapped/Junked |  | 0743019 TP | 1974 | RAYPAK INC, CALIFORNIA | COBL - Coil Type Boiler | HWHF - Hot Water Heat-Floor | 11/30/2006
Lincoln Heights School | 2214 Ave C | Scottsbluff | NE | 69361-1951 | Scotts Bluff | NE15743 | Scrapped/Junked | 17495 | 09F-5402 | 2009 | Aldrich | FTVT - Firetube Vertical TB | HWHT - Hot Water Heat | 3/31/2019
Lincoln Heights School | 2214 Ave C | Scottsbluff | NE | 69361-1951 | Scotts Bluff | NE15744 | Scrapped/Junked | 17496 | 09F-5403 | 2009 | Aldrich | FTVT - Firetube Vertical TB | HWHT - Hot Water Heat | 3/31/2019
Lincoln Heights School | 2214 Ave C | Scottsbluff | NE | 69361-1951 | Scotts Bluff | NE28430 | Active | 147455 | 19PGT8501421403 | 2019 | Lochinvar | COBL - Coil Type Boiler | HWHT - Hot Water Heat | 3/31/2026
Lincoln Heights School | 2214 Ave C | Scottsbluff | NE | 69361-1951 | Scotts Bluff | NE28431 | Active | 135841 | 19PGT8501421179 | 2019 | Lochinvar | COBL - Coil Type Boiler | HWHT - Hot Water Heat | 3/31/2026
Lincoln Heights School | 2214 Ave C | Scottsbluff | NE | 69361-1951 | Scotts Bluff | NE34437 | Scrapped/Junked |  | 21437 | 1974 | BRYN | CI - Cast Iron | STHT - Steam-Heat | 6/30/2009
Timmy's Carwash | 2214 N Kansas Ave | Hastings | NE | 68901-2634 | Adams | NE06203 | Active | 161780 | A04H00161780 | 2004 | Lochinvar | CPFT - Horiz Cpr Fin Boiler | HWHF - Hot Water Heat-Floor | 2/28/2027
PEEL'S BEAUTY SUPPLY INC | 2215 Harney St | Omaha | NE | 68102-2300 | Douglas | NE35588 | Inactive |  | G108 | 1973 | AMERICAN STANDARD |  | STHT - Steam-Heat | 11/30/1991
Longfellow Apartments | 2215 Howard St | Omaha | NE | 68102-2432 | Douglas | NE03987 | Scrapped/Junked | n/a | 3R12 | 1960 | Kewanee | FTFB - Firetube-Firebox Boiler | STHT - Steam-Heat | 3/31/2008
EARTHGRAINS COMPANY | 2215 Leavenworth St | Omaha | NE | 68102-3009 | Douglas | NE37630 | Inactive | 4464 |  | 1978 | CLEAVER BROOKS | FT - Firetube Boiler | PROC - Process Steam | 7/31/1989
St Agnes Church | 2215 Q St | Omaha | NE | 68107-2859 | Douglas | NE17754 | Scrapped/Junked | N/A | GB-300-16-1-0601 | 2006 | Smith Cast Iron | CI - Cast Iron | STHT - Steam-Heat | 12/31/2017
St Agnes Church | 2215 Q St | Omaha | NE | 68107-2859 | Douglas | NE20319 | Exempt 1999 LB-66 |  | 000000887401456 | 1988 | RUUD | AHWH - ANSI/Fired Water Htr | HWSD - Hot Water Dom/Potable | 8/31/1999
St Agnes Church | 2215 Q St | Omaha | NE | 68107-2859 | Douglas | NE32600 | Scrapped/Junked | n/a | P3903 | 1964 | USNA | FT - Firetube Boiler | HWHT - Hot Water Heat | 12/31/2016
St Agnes Church | 2215 Q St | Omaha | NE | 68107-2859 | Douglas | NE37613 | Inactive |  | 3878V00112 | 1979 | BRYANT |  | STHT - Steam-Heat | 8/31/2006
Saratoga Elementary | 2215 S 13th St | Lincoln | NE | 68502-3605 | Lancaster | NE05470 | Scrapped/Junked |  | 000000000029544 | 1989 | AO SMITH | AHWH - ANSI/Fired Water Htr | HWSD - Hot Water Dom/Potable | 6/30/2000
Saratoga Elementary | 2215 S 13th St | Lincoln | NE | 68502-3605 | Lancaster | NE07817 | Active | 10619 | 99E-8289 | 1999 | Les Inc/Aldrich Co | FTVT - Firetube Vertical TB | GLYC - Glycol Bldg Heat Sys | 11/30/2026
Saratoga Elementary | 2215 S 13th St | Lincoln | NE | 68502-3605 | Lancaster | NE07818 | Active | 10618 | 99E-8288 | 1999 | Les Inc/Aldrich Co | FTVT - Firetube Vertical TB | GLYC - Glycol Bldg Heat Sys | 11/30/2026
Saratoga Elementary | 2215 S 13th St | Lincoln | NE | 68502-3605 | Lancaster | NE30165 | Scrapped/Junked |  | 0002-M4395 | 1963 | KEWANEE | FT - Firetube Boiler | STHT - Steam-Heat | 6/30/2002
Saratoga Elementary | 2215 S 13th St | Lincoln | NE | 68502-3605 | Lancaster | NE30166 | Scrapped/Junked |  | 0001-M5079 | 1963 | KEWANEE | FT - Firetube Boiler | STHT - Steam-Heat | 6/30/2002
Saratoga Elementary | 2215 S 13th St | Lincoln | NE | 68502-3605 | Lancaster | NE35296 | Scrapped/Junked |  | 579430 | 1974 | Day & Night | CI - Cast Iron | HWSD - Hot Water Dom/Potable | 6/30/2000
Grace Apostolic Church | 2216 Military Ave | Omaha | NE | 68111-3937 | Douglas | NE17348 | Scrapped/Junked | n/a | 211A42461188 | 1990 | Peerless | CI - Cast Iron | STHT - Steam-Heat | 12/31/2017
Grace Apostolic Church | 2216 Military Ave | Omaha | NE | 68111-3937 | Douglas | NE27182 | Out of Service | n/a | n/a | 2018 | Peerless | CI - Cast Iron | STHT - Steam-Heat | 1/31/2025
Bauer Built | 2216 S 20th St | Omaha | NE | 68108-3805 | Douglas | NE00127 | Active | 5410 | S625-150-26 | 1998 | Hurst | FTSM - FTS Marine Dry Back | PROC - Process Steam | 4/30/2026
Bauer Built | 2216 S 20th St | Omaha | NE | 68108-3805 | Douglas | NE07892 | Out of Service | 59313 | n/a | 1997 | adamson Globe Technology | UFPV - Unfired Pressure Vessel | RCVR - Receiver: Air or Water | 4/30/2023
APARTMENT BUILDING | 2217-19 HOWARD ST | OMAHA | NE | 68102-2427 | Douglas | NE21904 | Exempt 1999 LB-66 |  | MB0763745 | 1976 | BRADFORD-WHITE | AHWH - ANSI/Fired Water Htr | HWSD - Hot Water Dom/Potable | 4/30/2000
Sacred Heart Church | 2218 Binney St | Omaha | NE | 68110-2038 | Douglas | NE37604 | Scrapped/Junked |  | 21194811184 | 1985 | PEER | CI - Cast Iron | STHT - Steam-Heat | 9/30/2009
Plattsmouth Sewer Plant | 2219 Dock Rd | Plattsmouth | NE | 68048 | Cass | NE04329 | Inactive | 4719 | 77A3758 | 1977 | Walker | FT - Firetube Boiler | PROH - Fired Process Heater | 10/31/2019
Big Springs Country Supply | 222 Chestnut St | Big Springs | NE | 69122 | Deuel | NE40282 | Inactive | n/a | M1205610798 | 1998 | Peerless | CI - Cast Iron | HWHT - Hot Water Heat | 2/28/2018
Vacant Bldg | 222 N 44th St | Lincoln | NE | 68503-3704 | Lancaster | NE06058 | Inactive | 56145 | 55092/AX3190-S04 | 2004 | 0034 | ELBL - Electric Boiler | SAUN - Sauna Steam Room Heat | 10/31/2011
Vacant Bldg | 222 N 44th St | Lincoln | NE | 68503-3704 | Lancaster | NE40786 | Exempt |  | A97PL0518 | 1997 | TELEDYNE LAARS | WT - Water Tube Boiler | IPHT - Indoor Pool Heater | 1/1/1900
US Bank - 72nd & Dodge | 222 S 72nd St | Omaha | NE | 68114-4668 | Douglas | NE19280 | Scrapped/Junked | N/A | N5007 | 1972 | Kewanee | FTFB - Firetube-Firebox Boiler | HWHT - Hot Water Heat | 1/31/2025
US Bank - 72nd & Dodge | 222 S 72nd St | Omaha | NE | 68114-4668 | Douglas | NE19281 | Scrapped/Junked | N/A | 10B16 | 1955 | U.S. Radiator | CI - Cast Iron | HWHT - Hot Water Heat | 1/31/2025
US Bank - 72nd & Dodge | 222 S 72nd St | Omaha | NE | 68114-4668 | Douglas | NE43471 | Active | 60217 | 092497671 | 2024 | Rbi | WT - Water Tube Boiler | HWHT - Hot Water Heat | 10/31/2025
CBRE c/o State Farm | 222 S 84th St | Lincoln | NE | 68510-2605 | LANCASTER | NE04292 | Scrapped/Junked | 64085 | L-82932 | 1987 | CLEA | FTSM - FTS Marine Dry Back | STHT - Steam-Heat | 6/30/2009
CBRE c/o State Farm | 222 S 84th St | Lincoln | NE | 68510-2605 | LANCASTER | NE04293 | Scrapped/Junked | 64089 | L-82931 | 1987 | CLEA | FTSM - FTS Marine Dry Back | STHT - Steam-Heat | 6/30/2009
CBRE c/o State Farm | 222 S 84th St | Lincoln | NE | 68510-2605 | LANCASTER | NE14676 | Active | 53861 | G-09-1129 | 2009 | AERCO INTERNATIONAL | FTVT - Firetube Vertical TB | HWHT - Hot Water Heat | 11/30/2026
CBRE c/o State Farm | 222 S 84th St | Lincoln | NE | 68510-2605 | LANCASTER | NE14677 | Active | 53858 | G-09-1126 | 2009 | AERCO INTERNATIONAL | FTVT - Firetube Vertical TB | HWHT - Hot Water Heat | 11/30/2026
CBRE c/o State Farm | 222 S 84th St | Lincoln | NE | 68510-2605 | LANCASTER | NE14678 | Active | 53860 | G-09-1128 | 2009 | AERCO INTERNATIONAL | FTVT - Firetube Vertical TB | HWHT - Hot Water Heat | 11/30/2026
CBRE c/o State Farm | 222 S 84th St | Lincoln | NE | 68510-2605 | LANCASTER | NE14679 | Active | 53859 | G-09-1127 | 2009 | AERCO INTERNATIONAL | FTVT - Firetube Vertical TB | HWHT - Hot Water Heat | 11/30/2026
CBRE c/o State Farm | 222 S 84th St | Lincoln | NE | 68510-2605 | LANCASTER | NE19329 | Scrapped/Junked | 3053 | L-96741 | 1997 | CLEA | FTSM - FTS Marine Dry Back | STHT - Steam-Heat | 6/30/2009
St John's Lutheran Church | 2220 Broadway | Scottsbluff | NE | 69361-1970 | Scotts Bluff | NE35204 | Active | n/a | 10BJ10 | 1960 | AMST | CI - Cast Iron | HWHT - Hot Water Heat | 1/31/2027
YANDA'S MUSIC | 2220 Central Ave | Kearney | NE | 68847-5347 | BUFFALO | NE19139 | Inactive |  | G-210 | 1986 | AMERICAN STANDARD |  | STHT - Steam-Heat | 2/28/2003
The Lodge America | 2220 Illinois St | Sidney | NE | 69162-1439 | Cheyenne | NE18677 | Out of Service | N/A | HW150-C-080175 | 2009 | Hydrotherm | CI - Cast Iron | HWHT - Hot Water Heat | 3/31/2018
The Lodge America | 2220 Illinois St | Sidney | NE | 69162-1439 | Cheyenne | NE18678 | Out of Service | N/A | EW2003 - 1996 | 2009 | Hydrotherm | CI - Cast Iron | HWHT - Hot Water Heat | 3/31/2018
The Lodge America | 2220 Illinois St | Sidney | NE | 69162-1439 | Cheyenne | NE23533 | Scrapped/Junked |  | 514123N4 | 1957 | CRAN | CI - Cast Iron | HWHT - Hot Water Heat | 9/30/2010
The Lodge America | 2220 Illinois St | Sidney | NE | 69162-1439 | Cheyenne | NE23534 | Scrapped/Junked | N/A | 501749 | 1945 | CRAN | CI - Cast Iron | HWHT - Hot Water Heat | 9/30/2010
The Lodge America | 2220 Illinois St | Sidney | NE | 69162-1439 | Cheyenne | NE23535 | Out of Service | N/A | 502859 | 1945 | Crane | CI - Cast Iron | HWHT - Hot Water Heat | 3/31/2018
Crete Core Ingredients | 2220 Industrial Rd | Crete | NE | 68333-4304 | Saline | NE24090 | Active | 18432 | T-3899-1-1 | 2013 | Cleaver Brooks | FTWB - FTS Marine Wet Back | PROC - Process Steam | 2/28/2026
Crete Core Ingredients | 2220 Industrial Rd | Crete | NE | 68333-4304 | Saline | NE43681 | Active | 172420 | 172420 | 2024 | RHEEM | AHWH - ANSI/Fired Water Htr | HWSD - Hot Water Dom/Potable | 2/28/2025
Elster American Meter Company | 2221 Industrial Rd | Nebraska City | NE | 68410-6886 | Otoe | NE04110 | Out of Service | 22005 |  | 1985 | Clayton Industries | COBL - Coil Type Boiler | STHT - Steam-Heat | 1/30/2001
Elster American Meter Company | 2221 Industrial Rd | Nebraska City | NE | 68410-6886 | Otoe | NE04886 | Scrapped/Junked | 22586 |  | 1990 | Clayton Industries | COBL - Coil Type Boiler | STHT - Steam-Heat | 4/30/2003
Elster American Meter Company | 2221 Industrial Rd | Nebraska City | NE | 68410-6886 | Otoe | NE08642 | Out of Service | 11296 | 01E-9127 | 2001 | Aldrich/LES | FTFB - Firetube-Firebox Boiler | STHT - Steam-Heat | 2/28/2016
Elster American Meter Company | 2221 Industrial Rd | Nebraska City | NE | 68410-6886 | Otoe | NE30936 | Out of Service | none | 61-64503-0492 | 1997 | Peerless Heater Company | CI - Cast Iron | STHT - Steam-Heat | 2/28/2016
Former Alumni House | 2222 9th Ave | Kearney | NE | 68845-5019 | Buffalo | NE15187 | Exempt | N/A | 2W10H12BJ1 | 1910 | AMRA | CI - Cast Iron | HWHT - Hot Water Heat | 11/30/2024
Bellwood Apartments | 2222 Bellwood Dr | Grand Island | NE | 68801-8270 | Hall | NE17971 | Active | 309523 | 1005309523 | 2010 | Raypak | CPFH - Copper Fin Water Heater | OPHT - Outdoor Pool Heater | 6/30/2025
Bellwood Apartments | 2222 Bellwood Dr | Grand Island | NE | 68801-8270 | Hall | NE24359 | Scrapped/Junked |  | G96PD2885 | 1996 | TELE | CPFH - Copper Fin Water Heater | OPHT - Outdoor Pool Heater | 6/30/2010
Metro Area Transit | 2222 Cuming St | Omaha | NE | 68102-4328 | Douglas | NE04973 | Active | 52774 | 78225 | 1982 | Cleaver Brooks | FTSM - FTS Marine Dry Back | GLYC - Glycol Bldg Heat Sys | 10/31/2025
Metro Area Transit | 2222 Cuming St | Omaha | NE | 68102-4328 | Douglas | NE04974 | Active | 52738 | 78189 | 1982 | Cleaver Brooks | FTSM - FTS Marine Dry Back | GLYC - Glycol Bldg Heat Sys | 10/31/2025
Metro Area Transit | 2222 Cuming St | Omaha | NE | 68102-4328 | Douglas | NE24871 | Active | 53251 | J12H00053251 | 2012 | Lochinvar | COND - Condenser | GLYC - Glycol Bldg Heat Sys | 10/31/2025
York Aquatic Center | 2222 E 14Th St | York | NE | 68467 | York | NE06206 | Out of Service | 1917 | 040558066 | 2004 | Raypak | CPFH - Copper Fin Water Heater | OPHT - Outdoor Pool Heater | 6/30/2012
York Aquatic Center | 2222 E 14Th St | York | NE | 68467 | York | NE06207 | Scrapped/Junked | 78535 | M03-28/M03400021 | 2003 | State Industries | CHWH - ASME/Fired Water Heater | HWSD - Hot Water Dom/Potable | 6/30/2023
York Aquatic Center | 2222 E 14Th St | York | NE | 68467 | York | NE06208 | Scrapped/Junked | 78520 | M03-13/M03400023 | 2003 | State Industries | CHWH - ASME/Fired Water Heater | HWSD - Hot Water Dom/Potable | 6/30/2023
York Aquatic Center | 2222 E 14Th St | York | NE | 68467 | York | NE24145 | Active | 242075 | C12-242075 | 2012 | Laars | CPFH - Copper Fin Water Heater | OPHT - Outdoor Pool Heater | 6/30/2026
York Aquatic Center | 2222 E 14Th St | York | NE | 68467 | York | NE24146 | Active | 242076 | C12-242076 | 2012 | Laars | CPFH - Copper Fin Water Heater | OPHT - Outdoor Pool Heater | 6/30/2026
St Clare Apartments | 2222 Howard St | Omaha | NE | 68102-2431 | Douglas | NE02420 | Scrapped/Junked |  | 472774-200403 | 2004 | PEER | CI - Cast Iron | STHT - Steam-Heat | 12/31/2009
St Clare Apartments | 2222 Howard St | Omaha | NE | 68102-2431 | Douglas | NE17347 | Scrapped/Junked |  | 211A83470892 | 1992 | PEER | CI - Cast Iron | STHT - Steam-Heat | 12/31/2009
Kallithea, LLC | 2222 Howard St 3036 S 19th Street | Omaha | NE | 68102-2431 | Douglas | NE03982 | Scrapped/Junked |  | 6-4010 | 1975 | American Standard | CI - Cast Iron | STHT - Steam-Heat | 4/30/2005
Kallithea, LLC | 2222 Howard St 3036 S 19th Street | Omaha | NE | 68102-2431 | Douglas | NE12958 | Exempt 1999 LB-66 |  | RUN-10994G00719 | 1992 | Ruud-Rheem | AHWH - ANSI/Fired Water Htr | HWSD - Hot Water Dom/Potable | 1/31/2000
York General Hospital | 2222 N Lincoln Ave | York | NE | 68467-1030 | York | NE03635 | Active | 24737 | 24737 | 1973 | Kewanee | FTSM - FTS Marine Dry Back | BSUP - Bldg Heat & Process | 9/30/2026
York General Hospital | 2222 N Lincoln Ave | York | NE | 68467-1030 | York | NE03636 | Active | 24736 | n/A | 1973 | Kewanee | FTSM - FTS Marine Dry Back | BSUP - Bldg Heat & Process | 3/31/2026
UNL Vine St Apartments | 2222 Vine St | Lincoln | NE | 68503-2455 | Lancaster | NE12211 | Scrapped/Junked | 88840 | GM04M0007266 | 2004 | AOSM | CHWH - ASME/Fired Water Heater | HWSD - Hot Water Dom/Potable | 10/31/2013
UNL Vine St Apartments | 2222 Vine St | Lincoln | NE | 68503-2455 | Lancaster | NE23206 | Scrapped/Junked |  | RUN0293D07103 | 1993 | RUUD | AHWH - ANSI/Fired Water Htr | HWSD - Hot Water Dom/Potable | 10/31/2007
UNL Vine St Apartments | 2222 Vine St | Lincoln | NE | 68503-2455 | Lancaster | NE23207 | Scrapped/Junked | 74699 | RN0497G02809 | 1997 | Ruud-Rheem | CHWH - ASME/Fired Water Heater | HWSD - Hot Water Dom/Potable | 10/31/2013
UNL Vine St Apartments | 2222 Vine St | Lincoln | NE | 68503-2455 | Lancaster | NE23208 | Scrapped/Junked | 63019 | B99436614 | 1998 | STAT | CHWH - ASME/Fired Water Heater | HWSD - Hot Water Dom/Potable | 10/31/2011
UNL Vine St Apartments | 2222 Vine St | Lincoln | NE | 68503-2455 | Lancaster | NE23209 | Scrapped/Junked | 73114 | RN1096G04198 | 1996 | RHEE | CHWH - ASME/Fired Water Heater | HWSD - Hot Water Dom/Potable | 10/31/2011
FNBO - 702110K | 2223 2nd Ave | Kearney | NE | 68847-5314 | Buffalo | NE28440 | Active | 497111 | 65756757 | 2020 | U.S. Boiler Company | COBL - Coil Type Boiler | HWHT - Hot Water Heat | 12/31/2026
FNBO - 702110K | 2223 2nd Ave | Kearney | NE | 68847-5314 | Buffalo | NE28441 | Active | 497112 | 65756758 | 2020 | U.S. Boiler Company | COBL - Coil Type Boiler | HWHT - Hot Water Heat | 12/31/2026
FNBO - 702110K | 2223 2nd Ave | Kearney | NE | 68847-5314 | Buffalo | NE40877 | Scrapped/Junked | 138690 | 9703138690 | 1997 | RAYP | CPFT - Horiz Cpr Fin Boiler | HWHT - Hot Water Heat | 12/31/2020
Smithfield Industries | 2223 Industrial Rd | Crete | NE | 68333-4204 | Saline | NE00439 | Exempt |  |  | 1996 | Air Tak |  |  | 1/1/1980
Smithfield Industries | 2223 Industrial Rd | Crete | NE | 68333-4204 | Saline | NE00442 | Exempt |  |  | 1996 | Air Tak |  |  | 1/1/1980
Smithfield Industries | 2223 Industrial Rd | Crete | NE | 68333-4204 | Saline | NE00466 | Exempt |  |  | 1974 |  |  |  | 1/1/1980
Smithfield Industries | 2223 Industrial Rd | Crete | NE | 68333-4204 | Saline | NE00523 | Exempt |  |  | 1996 | Air Tak |  |  | 1/1/1980
Smithfield Industries | 2223 Industrial Rd | Crete | NE | 68333-4204 | Saline | NE00524 | Exempt |  |  | 1996 | Air Tank Inc |  |  | 1/1/1980
Smithfield Industries | 2223 Industrial Rd | Crete | NE | 68333-4204 | Saline | NE00652 | Exempt |  |  | 1980 | Industrial Steam |  |  | 1/1/1980
Smithfield Industries | 2223 Industrial Rd | Crete | NE | 68333-4204 | Saline | NE01547 | Active | 4332 | s4000-200-1 / #4 | 1997 | Hurst Boiler & Welding | FTWB - FTS Marine Wet Back | PROC - Process Steam | 4/30/2026
Smithfield Industries | 2223 Industrial Rd | Crete | NE | 68333-4204 | Saline | NE02918 | Exempt |  |  | 1995 | Vilter Manufacturing |  |  | 1/1/1980
Smithfield Industries | 2223 Industrial Rd | Crete | NE | 68333-4204 | Saline | NE02982 | Exempt |  |  | 1995 | Vilter Manufacturing |  |  | 1/1/1980
Smithfield Industries | 2223 Industrial Rd | Crete | NE | 68333-4204 | Saline | NE03085 | Exempt |  |  | 1995 | Wheeler Tank Co. |  |  | 1/1/1980
Smithfield Industries | 2223 Industrial Rd | Crete | NE | 68333-4204 | Saline | NE03086 | Exempt |  |  | 1995 | Wheeler Tank |  |  | 1/1/1980
Smithfield Industries | 2223 Industrial Rd | Crete | NE | 68333-4204 | Saline | NE07944 | Exempt |  |  | 1995 | Refrigeration Valves/Systems |  |  | 1/1/1980
Smithfield Industries | 2223 Industrial Rd | Crete | NE | 68333-4204 | Saline | NE07949 | Exempt |  |  | 1995 | Refrigeration Vlaves/Systems |  |  | 1/1/1980
Smithfield Industries | 2223 Industrial Rd | Crete | NE | 68333-4204 | Saline | NE13885 | Active | 34348 | #1 | 1980 | Kewanee | FTSM - FTS Marine Dry Back | PROC - Process Steam | 4/30/2026
Smithfield Industries | 2223 Industrial Rd | Crete | NE | 68333-4204 | Saline | NE13890 | Active | 25961 | P-0267 / 2 | 1974 | Kewanee | FTSM - FTS Marine Dry Back | PROC - Process Steam | 4/30/2026
Smithfield Industries | 2223 Industrial Rd | Crete | NE | 68333-4204 | Saline | NE13891 | Active | 25909 | 25106 / #3 | 1974 | Kewanee | FTWB - FTS Marine Wet Back | PROC - Process Steam | 5/31/2026
Smithfield Industries | 2223 Industrial Rd | Crete | NE | 68333-4204 | Saline | NE13892 | Scrapped/Junked | 25910 |  | 1974 | Kewannee |  | PROC - Process Steam | 4/30/2001
Smithfield Industries | 2223 Industrial Rd | Crete | NE | 68333-4204 | Saline | NE15326 | Active | 42332 | 10004 / #0 | 1989 | Kewanee | FTSM - FTS Marine Dry Back | PROC - Process Steam | 4/30/2026
Smithfield Industries | 2223 Industrial Rd | Crete | NE | 68333-4204 | Saline | NE19945 | Exempt | 12130 |  | 1999 | 0001 |  |  | 1/1/1900
Smithfield Industries | 2223 Industrial Rd | Crete | NE | 68333-4204 | Saline | NE19946 | Exempt | 6520 |  | 1999 | Fes Inc |  |  | 1/1/1900
Smithfield Industries | 2223 Industrial Rd | Crete | NE | 68333-4204 | Saline | NE19947 | Exempt | 9066 |  | 1996 | Fes Inc |  |  | 1/1/1900
Smithfield Industries | 2223 Industrial Rd | Crete | NE | 68333-4204 | Saline | NE19948 | Exempt | 5248 |  | 1991 | Fes Inc |  |  | 1/1/1900
Smithfield Industries | 2223 Industrial Rd | Crete | NE | 68333-4204 | Saline | NE19949 | Exempt | 19636 |  | 1974 | Fes Inc |  |  | 1/1/1900
Smithfield Industries | 2223 Industrial Rd | Crete | NE | 68333-4204 | Saline | NE19950 | Exempt | 1027 |  | 1980 | Fes Inc |  |  | 1/1/1900
Smithfield Industries | 2223 Industrial Rd | Crete | NE | 68333-4204 | Saline | NE19951 | Exempt | 3934 |  | 1989 | Fes Inc |  | PROC - Process Steam | 1/1/1900
Smithfield Industries | 2223 Industrial Rd | Crete | NE | 68333-4204 | Saline | NE19952 | Exempt | 4520 |  | 1990 | 0011 |  |  | 1/1/1900
Smithfield Industries | 2223 Industrial Rd | Crete | NE | 68333-4204 | Saline | NE19953 | Exempt | 17048 |  | 1973 | Fes Inc |  |  | 1/1/1900
Smithfield Industries | 2223 Industrial Rd | Crete | NE | 68333-4204 | Saline | NE19954 | Exempt | 8225 |  | 1995 | Fes Inc |  |  | 1/1/1900
Smithfield Industries | 2223 Industrial Rd | Crete | NE | 68333-4204 | Saline | NE19955 | Exempt | 51643 |  | 1960 | 0013 |  |  | 1/1/1900
Smithfield Industries | 2223 Industrial Rd | Crete | NE | 68333-4204 | Saline | NE19956 | Exempt | 2205 |  | 1950 | 0012 |  |  | 1/1/1900
Smithfield Industries | 2223 Industrial Rd | Crete | NE | 68333-4204 | Saline | NE25976 | Inactive | 55106 | 55106 | 1998 | Market Forge | ELPV - Electric Press VSL | STER - Sterilizer | 4/30/2025
Smithfield Industries | 2223 Industrial Rd | Crete | NE | 68333-4204 | Saline | NE25977 | Active | 60852 | 60852 | 2001 | Market Forge | ELPV - Electric Press VSL | STER - Sterilizer | 4/30/2026
Smithfield Industries | 2223 Industrial Rd | Crete | NE | 68333-4204 | Saline | NE47318 | Exempt |  |  | 1996 | Brunner |  |  | 1/1/1980
Smithfield Industries | 2223 Industrial Rd | Crete | NE | 68333-4204 | Saline | NE49104 | Exempt |  |  | 1974 | R. L. Faubion |  |  | 1/1/1980
Smithfield Industries | 2223 Industrial Rd | Crete | NE | 68333-4204 | Saline | NE83771 | Exempt |  |  | 1983 |  |  |  | 1/1/1980
Smithfield Industries | 2223 Industrial Rd | Crete | NE | 68333-4204 | Saline | NE88887 | Exempt | 33 | 1666 | 1995 | Refrigeration Valves/Systems | UNK - Unknown | RCVR - Receiver: Air or Water | 5/31/2010
Smithfield Industries | 2223 Industrial Rd | Crete | NE | 68333-4204 | Saline | NE88888 | Exempt | 33 | ET006 | 1995 | Refrigeration Valves/Systems | UNK - Unknown | RCVR - Receiver: Air or Water | 5/31/2010
Pitts Veterinary Hospital | 2225 Nebraska Pkwy | Lincoln | NE | 68502-4103 | Lancaster | NE01367 | Scrapped/Junked | 12310 | 12310 | 1973 | Amsco | ELBL - Electric Boiler | PROC - Process Steam | 8/31/2008
Pitts Veterinary Hospital | 2225 Nebraska Pkwy | Lincoln | NE | 68502-4103 | Lancaster | NE13338 | Active | 17629 | 17629 | 1978 | Electro-Steam | ELBL - Electric Boiler | PROC - Process Steam | 3/31/2026
Grace Lutheran Church-BMIC #422393 | 2225 Washington St | Lincoln | NE | 68502-2859 | Lancaster | NE20098 | Exempt 1999 LB-66 |  | 170-70941 | 1970 | RHEEM MANUFACTURING CO | AHWH - ANSI/Fired Water Htr | HWSD - Hot Water Dom/Potable | 1/31/2000
Grace Lutheran Church-BMIC #422393 | 2225 Washington St | Lincoln | NE | 68502-2859 | Lancaster | NE21077 | Active | 3308 | 091011755 | 2010 | CAMUS | WTSS - Watertube SS Steel | HWHT - Hot Water Heat | 1/31/2027
Grace Lutheran Church-BMIC #422393 | 2225 Washington St | Lincoln | NE | 68502-2859 | Lancaster | NE21078 | Active | 3583 | 121012256 | 2010 | CAMUS | WTSS - Watertube SS Steel | HWHT - Hot Water Heat | 1/31/2027
Grace Lutheran Church-BMIC #422393 | 2225 Washington St | Lincoln | NE | 68502-2859 | Lancaster | NE37755 | Scrapped/Junked | na | 6098231 | 1970 | Iron Fireman | FT - Firetube Boiler | HWHT - Hot Water Heat | 1/31/2012
Vacant Building NE Urban Indian League | 2226 N St | Omaha | NE | 68107-2831 | Douglas | NE21952 | Exempt 1999 LB-66 |  | 0388404104 | 1990 | RUUD | AHWH - ANSI/Fired Water Htr | HWSD - Hot Water Dom/Potable | 5/31/1999
Vacant Building NE Urban Indian League | 2226 N St | Omaha | NE | 68107-2831 | Douglas | NE21953 | Scrapped/Junked | n/a | 13B32 | 1955 | USRA | CI - Cast Iron | HWHT - Hot Water Heat | 4/30/2017
Barnes Hay and Feed | 2227 County Rd B | Uehling | NE | 68063 | Dodge | NE04825 | Active | 1215 | 3078 | 1965 | Superior Boiler Works | FTSM - FTS Marine Dry Back | PROC - Process Steam | 6/30/2026
Bartlett Apartments | 2227 Howard St | Omaha | NE | 68102-2434 | Douglas | NE03983 | Scrapped/Junked |  | 101244 | 1951 | NATIONAL RADIATOR |  | STHT - Steam-Heat | 10/31/2006
Bartlett Apartments | 2227 Howard St | Omaha | NE | 68102-2434 | Douglas | NE07059 | Scrapped/Junked | n/a | 554706-200608 | 2006 | Peerless | CI - Cast Iron | HWHT - Hot Water Heat | 10/31/2014
Bartlett Apartments | 2227 Howard St | Omaha | NE | 68102-2434 | Douglas | NE12908 | Exempt 1999 LB-66 |  | A-860213302 | 1988 | PRESTIGE | AHWH - ANSI/Fired Water Htr | HWSD - Hot Water Dom/Potable | 11/30/1999
SANDEE KELLY DAY CARE | 2228 20th Ave | Central City | NE | 68826-2144 | MERRICK | NE12107 | Inactive |  | 618873 | 1996 | SLANT FIN |  | HWHT - Hot Water Heat | 10/31/2005
Lincoln High School | 2229 J St | Lincoln | NE | 68510-2933 | Lancaster | NE10203 | Active | 16684 | 07F-4591 | 2007 | Les Inc/Aldrich Co | FTVT - Firetube Vertical TB | HWHT - Hot Water Heat | 11/30/2026
Lincoln High School | 2229 J St | Lincoln | NE | 68510-2933 | Lancaster | NE10204 | Active | 16683 | 07F-4590 | 2007 | Les Inc/Aldrich Co | FTVT - Firetube Vertical TB | HWHT - Hot Water Heat | 11/30/2026
Lincoln High School | 2229 J St | Lincoln | NE | 68510-2933 | Lancaster | NE10205 | Active | 16685 | 075-4592 | 2007 | Les Inc/Aldrich Co | FTVT - Firetube Vertical TB | HWHT - Hot Water Heat | 11/30/2026
Lincoln High School | 2229 J St | Lincoln | NE | 68510-2933 | Lancaster | NE10206 | Exempt 1999 LB-66 | 31853 | H07-31853 | 2007 | WESSELS | UNK - Unknown | HWST - HW Storage Tank Unfired | 4/30/2024
Lincoln High School | 2229 J St | Lincoln | NE | 68510-2933 | Lancaster | NE10207 | Scrapped/Junked | 117525 | 117525 | 2007 | AO SMITH | CHWH - ASME/Fired Water Heater | HWSD - Hot Water Dom/Potable | 4/30/2019
Lincoln High School | 2229 J St | Lincoln | NE | 68510-2933 | Lancaster | NE10208 | Active | 117522 | 117522 | 2007 | AO SMITH | CHWH - ASME/Fired Water Heater | HWSD - Hot Water Dom/Potable | 11/30/2026
Lincoln High School | 2229 J St | Lincoln | NE | 68510-2933 | Lancaster | NE10209 | Active | 117520 | 117520 | 2007 | AO SMITH | CHWH - ASME/Fired Water Heater | HWSD - Hot Water Dom/Potable | 11/30/2026
Lincoln High School | 2229 J St | Lincoln | NE | 68510-2933 | Lancaster | NE10210 | Scrapped/Junked | 117492 | 117492 | 2007 | AO SMITH | CHWH - ASME/Fired Water Heater | HWSD - Hot Water Dom/Potable | 4/30/2018
Lincoln High School | 2229 J St | Lincoln | NE | 68510-2933 | Lancaster | NE10211 | Active | 117519 | 117519 | 2007 | AO SMITH | CHWH - ASME/Fired Water Heater | HWSD - Hot Water Dom/Potable | 11/30/2026
Lincoln High School | 2229 J St | Lincoln | NE | 68510-2933 | Lancaster | NE17201 | Scrapped/Junked | 43488 | n/a | 1991 | Kewanee | FTFB - Firetube-Firebox Boiler | HWHT - Hot Water Heat | 11/30/2024
Lincoln High School | 2229 J St | Lincoln | NE | 68510-2933 | Lancaster | NE17202 | Scrapped/Junked | 43489 | n/a | 1991 | Kewanee | FTFB - Firetube-Firebox Boiler | HWHT - Hot Water Heat | 11/30/2024
Lincoln High School | 2229 J St | Lincoln | NE | 68510-2933 | Lancaster | NE30055 | Scrapped/Junked | N/A | 5190 | 1957 | KEWA | FT - Firetube Boiler | STHT - Steam-Heat | 2/28/2010
Lincoln High School | 2229 J St | Lincoln | NE | 68510-2933 | Lancaster | NE30056 | Scrapped/Junked | N/A | 5190 | 1957 | KEWA | FT - Firetube Boiler | STHT - Steam-Heat | 2/28/2010
Lincoln High School | 2229 J St | Lincoln | NE | 68510-2933 | Lancaster | NE30057 | Scrapped/Junked | N/A | 5190 | 1957 | KEWA | FT - Firetube Boiler | STHT - Steam-Heat | 2/28/2010
Agrium Inc/Homestead Nitrogen | 22292 SW 89th Rd | Beatrice | NE | 68310-6872 | Gage | NE02770 | Inactive | 1352 | 2D1352 | 1965 | Nebraska Boiler | WT - Water Tube Boiler | PROC - Process Steam | 8/31/2006
Agrium Inc/Homestead Nitrogen | 22292 SW 89th Rd | Beatrice | NE | 68310-6872 | Gage | NE02771 | Inactive | 1351 |  | 1965 | Nebraska Boiler | WT - Water Tube Boiler | PROC - Process Steam | 8/31/2006
Agrium Inc/Homestead Nitrogen | 22292 SW 89th Rd | Beatrice | NE | 68310-6872 | Gage | NE02773 | Inactive | 6562 |  | 1965 | Nooter/Eriksen | HRSG - Heat Recovery Stm Gen | PROC - Process Steam | 8/31/2006
Agrium Inc/Homestead Nitrogen | 22292 SW 89th Rd | Beatrice | NE | 68310-6872 | Gage | NE13886 | Scrapped/Junked | 9632 |  | 1985 | Vulcan | FT - Firetube Boiler | PROC - Process Steam | 8/31/1999
Agrium Inc/Homestead Nitrogen | 22292 SW 89th Rd | Beatrice | NE | 68310-6872 | Gage | NE23674 | Active | 685 | 101414 | 2010 | Express Metal Fabricators | FHEX - Fired Heat Exchanger | HTEX - Heat Exchanger | 10/31/2026
Agrium Inc/Homestead Nitrogen | 22292 SW 89th Rd | Beatrice | NE | 68310-6872 | Gage | NE24001 | Inactive | 733 |  | 1997 | Vulcan | HRSG - Heat Recovery Stm Gen | PROC - Process Steam | 8/31/2006
Crosier Park | 223 E 14th St | Hastings | NE | 68901-3200 | Adams | NE17424 | Scrapped/Junked |  | 7292 | 1993 | RHEEM MANUFACTURING CO | AHWH - ANSI/Fired Water Htr | HWSD - Hot Water Dom/Potable | 6/30/2003
Crosier Park | 223 E 14th St | Hastings | NE | 68901-3200 | Adams | NE20496 | Scrapped/Junked | 68417 |  | 1995 | RHEEM MANUFACTURING CO | CHWH - ASME/Fired Water Heater | HWSD - Hot Water Dom/Potable | 6/30/2005
Crosier Park | 223 E 14th St | Hastings | NE | 68901-3200 | Adams | NE35124 | Inactive | N/A | L8787 | 1961 | Kewanee | FTFB - Firetube-Firebox Boiler | STHT - Steam-Heat | 4/30/2022
Crosier Park | 223 E 14th St | Hastings | NE | 68901-3200 | Adams | NE35125 | Inactive | n/a | L8812 | 1961 | Kewanee | FTFB - Firetube-Firebox Boiler | STHT - Steam-Heat | 4/30/2021
Super 8 Motel Valentine | 223 E Highway 20 | Valentine | NE | 69201-2109 | Cherry | NE10439 | Scrapped/Junked | 78095 | 89196 | 2003 | AOSM | CHWH - ASME/Fired Water Heater | HWSD - Hot Water Dom/Potable | 3/31/2012
Super 8 Motel Valentine | 223 E Highway 20 | Valentine | NE | 69201-2109 | Cherry | NE30951 | Exempt 1999 LB-66 |  | 4225-F861 | 1986 | STATE INDUSTRIES | ELWH - Electric Water Heater | HWSD - Hot Water Dom/Potable | 3/31/2000
Super 8 Motel Valentine | 223 E Highway 20 | Valentine | NE | 69201-2109 | Cherry | NE30952 | Scrapped/Junked |  | H89564599 | 1989 | State Ind. | AHWH - ANSI/Fired Water Htr | HWSD - Hot Water Dom/Potable | 9/30/2003
Lorenzo School | 223 Meyer St | Sidney | NE | 69162-4124 | Cheyenne | NE12430 | Inactive |  | 61025 | 2003 | HBSM | CI - Cast Iron | STHT - Steam-Heat | 10/31/2008
Lorenzo School | 223 Meyer St | Sidney | NE | 69162-4124 | Cheyenne | NE12431 | Inactive |  | GB300-2004-21 | 2003 | HBSM | CI - Cast Iron | STHT - Steam-Heat | 10/31/2008
Lorenzo School | 223 Meyer St | Sidney | NE | 69162-4124 | Cheyenne | NE34413 | Scrapped/Junked |  | CI1 | 1965 | AMERICAN STANDARD |  | STHT - Steam-Heat | 1/31/2004
Jackson Elementary School | 223 N John St | Jackson | NE |  | Dakota | NE10594 | Scrapped/Junked | 54179 | U0243538 | 2002 | HYDR | FT - Firetube Boiler | HWHT - Hot Water Heat | 3/31/2016
Jackson Elementary School | 223 N John St | Jackson | NE |  | Dakota | NE10595 | Scrapped/Junked | 54255 | U0243614 | 2002 | HYDR | FT - Firetube Boiler | HWHT - Hot Water Heat | 3/31/2016
Jackson Elementary School | 223 N John St | Jackson | NE |  | Dakota | NE10596 | Scrapped/Junked | 54672 | U0244031 | 2002 | HYDR | FT - Firetube Boiler | HWHT - Hot Water Heat | 3/31/2014
Jackson Elementary School | 223 N John St | Jackson | NE |  | Dakota | NE10597 | Scrapped/Junked | 54186 | U0243545 | 2002 | HYDR | FT - Firetube Boiler | HWHT - Hot Water Heat | 3/31/2015
Jackson Elementary School | 223 N John St | Jackson | NE |  | Dakota | NE25230 | Active | 199323 | J11H10199323 | 2011 | Lochinvar | WTSS - Watertube SS Steel | HWHT - Hot Water Heat | 3/31/2026
Jackson Elementary School | 223 N John St | Jackson | NE |  | Dakota | NE25231 | Active | 277351 | K13H10277351 | 2011 | Lochinvar | WTSS - Watertube SS Steel | HWHT - Hot Water Heat | 3/31/2026
Jackson Elementary School | 223 N John St | Jackson | NE |  | Dakota | NE26306 | Active | 338201 | D15H10338201 | 2015 | Lochinvar | WTSS - Watertube SS Steel | HWHT - Hot Water Heat | 3/31/2026
Jackson Elementary School | 223 N John St | Jackson | NE |  | Dakota | NE26307 | Active | 347779 | D1.15.18.00613 | 2015 | Lochinvar | WTSS - Watertube SS Steel | HWHT - Hot Water Heat | 3/31/2026
JACKSON ELEMENTARY SCHOOL | 223 N JOHN ST | JACKSON | NE | 68743 | DAKOTA | NE03945 | Scrapped/Junked | 7335 |  | 1988 | BURNHAM COMM/INDUST | FTFB - Firetube-Firebox Boiler | STHT - Steam-Heat | 7/31/2002
JACKSON ELEMENTARY SCHOOL | 223 N JOHN ST | JACKSON | NE | 68743 | DAKOTA | NE31972 | Inactive |  |  | 1954 | KEWANEE | FT - Firetube Boiler | STHT - Steam-Heat | 7/31/1988
NURSING SCHOOL CARE CENTER | 223 W 36TH ST | SCOTTSBLUFF | NE | 69361 | SCOTTS BLUFF | NE16602 | Scrapped/Junked | 78 | 1077 | 1991 | ENVIROTEC ENERGY SYSTEMS | WT - Water Tube Boiler | HWHT - Hot Water Heat | 10/31/2000
Sokol Omaha | 2230 S 13th St | Omaha | NE | 68108-1029 | Douglas | NE21959 | Scrapped/Junked | NA | 211-115680396 | 1996 | Peerless | CI - Cast Iron | STHT - Steam-Heat | 2/28/2020
Apartment Building - MHE | 2231 B St | Lincoln | NE | 68502-1736 | Lancaster | NE07554 | Active | N/A | N/A | 1965 | Crane | CI - Cast Iron | HWHT - Hot Water Heat | 12/31/2026
Apartment Building | 2232 Jones St | Omaha | NE | 68102-3008 | Douglas | NE05333 | Inactive | unk | 2115137 | 1982 | PEER | CI - Cast Iron | STHT - Steam-Heat | 3/31/2004
Little Blossom Child Care & Preschool | 2232 Washington St | Blair | NE | 68008 | Washington | NE32327 | Scrapped/Junked | 33643 | R2125 | 1980 | Kewanee | FTFB - Firetube-Firebox Boiler | HWHT - Hot Water Heat | 2/28/2023
WEST ELEMENTARY SCHOOL | 2232 WASHINGTON ST | BLAIR | NE | 68008 | WASHINGTON | NE33519 | Inactive |  | L-84 | 1959 | KEWANEE | FT - Firetube Boiler | HWHT - Hot Water Heat | 6/30/2002
Norris Middle School | 2235 S 46th St | Omaha | NE | 68106-3304 | Douglas | NE16431 | Scrapped/Junked | 55638 |  | 1990 | CLEVELAND RANGE | FT - Firetube Boiler | 0021 - Steam Supp Cooker/Kettle | 6/30/1994
Norris Middle School | 2235 S 46th St | Omaha | NE | 68106-3304 | Douglas | NE27722 | Active | 1064 | FC486002746 | 2016 | Riello | WT - Water Tube Boiler | HWHT - Hot Water Heat | 12/31/2025
Norris Middle School | 2235 S 46th St | Omaha | NE | 68106-3304 | Douglas | NE27723 | Active | 1080 | FC486002746 | 2016 | Riello | WT - Water Tube Boiler | HWHT - Hot Water Heat | 12/31/2025
Norris Middle School | 2235 S 46th St | Omaha | NE | 68106-3304 | Douglas | NE27724 | Active | 1042 | FC486002746 | 2016 | Riello | WT - Water Tube Boiler | HWHT - Hot Water Heat | 12/31/2025
Norris Middle School | 2235 S 46th St | Omaha | NE | 68106-3304 | Douglas | NE27725 | Active | 1081 | FC486002746 | 2016 | Riello | WT - Water Tube Boiler | HWHT - Hot Water Heat | 12/31/2025
Norris Middle School | 2235 S 46th St | Omaha | NE | 68106-3304 | Douglas | NE27726 | Active | 6084 | 23HE060924B23 | 2016 | Riello | WT - Water Tube Boiler | HWHT - Hot Water Heat | 12/31/2025
Norris Middle School | 2235 S 46th St | Omaha | NE | 68106-3304 | Douglas | NE27727 | Active | 1045 | FC486002746 | 2016 | Riello | WT - Water Tube Boiler | HWHT - Hot Water Heat | 12/31/2025
Norris Middle School | 2235 S 46th St | Omaha | NE | 68106-3304 | Douglas | NE27728 | Active | 276 | FC126005002 | 2016 | Riello | WT - Water Tube Boiler | HWHT - Hot Water Heat | 12/31/2025
Norris Middle School | 2235 S 46th St | Omaha | NE | 68106-3304 | Douglas | NE27729 | Active | 290 | FC126005002 | 2016 | Riello | WT - Water Tube Boiler | HWHT - Hot Water Heat | 12/31/2025
Norris Middle School | 2235 S 46th St | Omaha | NE | 68106-3304 | Douglas | NE27730 | Active | 289 | FC126005002 | 2016 | Riello | WT - Water Tube Boiler | HWHT - Hot Water Heat | 12/31/2025
Norris Middle School | 2235 S 46th St | Omaha | NE | 68106-3304 | Douglas | NE27731 | Active | 277 | FC126005002 | 2016 | Riello | WT - Water Tube Boiler | HWHT - Hot Water Heat | 12/31/2025
Norris Middle School | 2235 S 46th St | Omaha | NE | 68106-3304 | Douglas | NE27732 | Active | 5750 | 23-HE057584423 | 2016 | Riello | WT - Water Tube Boiler | HWHT - Hot Water Heat | 12/31/2025
Norris Middle School | 2235 S 46th St | Omaha | NE | 68106-3304 | Douglas | NE27733 | Active | 291 | FC126005002 | 2016 | Riello | WT - Water Tube Boiler | HWHT - Hot Water Heat | 12/31/2025
Norris Middle School | 2235 S 46th St | Omaha | NE | 68106-3304 | Douglas | NE27734 | Active | 21622 | F001839 | 2016 | PVI Industries | WT - Water Tube Boiler | HWSD - Hot Water Dom/Potable | 12/31/2025
Norris Middle School | 2235 S 46th St | Omaha | NE | 68106-3304 | Douglas | NE27735 | Active | 71624 | Foo1838 | 2016 | PVI Industries | WT - Water Tube Boiler | HWSD - Hot Water Dom/Potable | 12/31/2025
Norris Middle School | 2235 S 46th St | Omaha | NE | 68106-3304 | Douglas | NE27736 | Active | 285236 | 1801108693403 | 2017 | Lochinvar | WT - Water Tube Boiler | IPHT - Indoor Pool Heater | 12/31/2025
Norris Middle School | 2235 S 46th St | Omaha | NE | 68106-3304 | Douglas | NE31092 | Scrapped/Junked | n/a | K2958 | 1957 | Kewanee | FTFB - Firetube-Firebox Boiler | STHT - Steam-Heat | 12/31/2017
Norris Middle School | 2235 S 46th St | Omaha | NE | 68106-3304 | Douglas | NE31093 | Scrapped/Junked | n/a | K3357 | 1958 | Kewanee | FTFB - Firetube-Firebox Boiler | STHT - Steam-Heat | 12/31/2017
Norris Middle School | 2235 S 46th St | Omaha | NE | 68106-3304 | Douglas | NE31094 | Scrapped/Junked | n/a | K-3356 | 1958 | Kewanee | FTFB - Firetube-Firebox Boiler | STHT - Steam-Heat | 12/31/2018
Avenue Apartments | 2235 St Marys Ave | Omaha | NE | 68102-2411 | Douglas | NE03991 | Active | na | 1-131957 | 1950 | U.S. Radiator | CI - Cast Iron | STHT - Steam-Heat | 10/31/2026
Avenue Apartments | 2235 St Marys Ave | Omaha | NE | 68102-2411 | Douglas | NE03993 | Scrapped/Junked | 1571 | K10-1571 | 1977 | Weben-Jarco | COBL - Coil Type Boiler | HWSD - Hot Water Dom/Potable | 10/31/2014
Avenue Apartments | 2235 St Marys Ave | Omaha | NE | 68102-2411 | Douglas | NE17830 | Active | 44870 | N/A | 1992 | Kewanee | FT - Firetube Boiler | STHT - Steam-Heat | 10/31/2026
Avenue Apartments | 2235 St Marys Ave | Omaha | NE | 68102-2411 | Douglas | NE25906 | Active | 260016 | B14H00260016 | 2014 | Lochinvar | CPFT - Horiz Cpr Fin Boiler | HWSD - Hot Water Dom/Potable | 10/31/2026
ANDERSON APARTMENTS | 2236 Jones St | Omaha | NE | 68102-3081 | Douglas | NE19259 | Exempt 1999 LB-66 |  | MF94034915 | 1994 | AO SMITH | AHWH - ANSI/Fired Water Htr | HWSD - Hot Water Dom/Potable | 3/31/2000
St Ann's School | 2239 Poppleton Ave | Omaha | NE | 68108-3419 | Douglas | NE06163 | Scrapped/Junked |  | 72026A-01 | 2004 | SMIT | CI - Cast Iron | STHT - Steam-Heat | 12/31/2008
St Ann's School | 2239 Poppleton Ave | Omaha | NE | 68108-3419 | Douglas | NE12562 | Scrapped/Junked | 55436 | 07I-31899 | 2007 | GIANNONI | WT - Water Tube Boiler | HWHT - Hot Water Heat | 4/30/2011
St Ann's School | 2239 Poppleton Ave | Omaha | NE | 68108-3419 | Douglas | NE12563 | Scrapped/Junked | 55437 | 2007-42-0032 | 2007 | GIAN | WT - Water Tube Boiler | HWHT - Hot Water Heat | 4/30/2011
St Ann's School | 2239 Poppleton Ave | Omaha | NE | 68108-3419 | Douglas | NE12564 | Scrapped/Junked | 55446 | 2007-42-0041 | 2007 | GIAN | WT - Water Tube Boiler | HWHT - Hot Water Heat | 4/30/2012
St Ann's School | 2239 Poppleton Ave | Omaha | NE | 68108-3419 | Douglas | NE32555 | Scrapped/Junked |  |  | 1960 | USRA | CI - Cast Iron | HWHT - Hot Water Heat | 12/31/2008
Best Western Motel | 224 2nd Ave S | Kearney | NE | 68847-9380 | Buffalo | NE13946 | Scrapped/Junked | 10998 | 09W039 | 2009 | PENTAIR POOL PRODUCTS | WT - Water Tube Boiler | IPHT - Indoor Pool Heater | 4/30/2013
Best Western Motel | 224 2nd Ave S | Kearney | NE | 68847-9380 | Buffalo | NE13947 | Scrapped/Junked | 11000 | 09W041 | 2009 | PENTAIR POOL PRODUCTS | WT - Water Tube Boiler | SPAJ - Spa/Jacuzzi Heater | 4/30/2018
Best Western Motel | 224 2nd Ave S | Kearney | NE | 68847-9380 | Buffalo | NE22886 | Scrapped/Junked | 10941 | 09W019 | 2009 | PENTAIR | CPPH - Ansi Cpr Fin Pool Heater | IPHT - Indoor Pool Heater | 4/30/2017
Best Western Motel | 224 2nd Ave S | Kearney | NE | 68847-9380 | Buffalo | NE26878 | Scrapped/Junked | 23316 | 16W0050 | 2016 | PENTAIR | CPPH - Ansi Cpr Fin Pool Heater | IPHT - Indoor Pool Heater | 4/30/2020
Best Western Motel | 224 2nd Ave S | Kearney | NE | 68847-9380 | Buffalo | NE27549 | Scrapped/Junked | 30246 | 1118177180025 | 2016 | PENTAIR | CPPH - Ansi Cpr Fin Pool Heater | IPHT - Indoor Pool Heater | 4/30/2026
Best Western Motel | 224 2nd Ave S | Kearney | NE | 68847-9380 | Buffalo | NE29133 | Scrapped/Junked | 37296 | 474068 | 2020 | PENTAIR | CPPH - Ansi Cpr Fin Pool Heater | IPHT - Indoor Pool Heater | 4/30/2026
Best Western Motel | 224 2nd Ave S | Kearney | NE | 68847-9380 | Buffalo | NE30970 | Exempt 1999 LB-66 |  | RN0584402400 | 1984 | RHEEM MANUFACTURING CO | AHWH - ANSI/Fired Water Htr | HWSD - Hot Water Dom/Potable | 11/30/1997
Best Western Motel | 224 2nd Ave S | Kearney | NE | 68847-9380 | Buffalo | NE43615 | Active | 50768 | 24W0377 | 2024 | PENTAIR | CPPH - Ansi Cpr Fin Pool Heater | IPHT - Indoor Pool Heater | 4/30/2026
Best Western Motel | 224 2nd Ave S | Kearney | NE | 68847-9380 | Buffalo | NE43616 | Active | 50774 | 24W0383 | 2024 | PENTAIR | CPPH - Ansi Cpr Fin Pool Heater | IPHT - Indoor Pool Heater | 4/30/2026
BMO | 224 Box Butte Ave | Alliance | NE | 69301-3742 | Box Butte | NE19353 | Scrapped/Junked | n/a | 0007FD4133 | 1970 | PEER | CI - Cast Iron | HWHT - Hot Water Heat | 2/28/2021
BMO | 224 Box Butte Ave | Alliance | NE | 69301-3742 | Box Butte | NE28432 | Active | NA | 76-85-E | 2020 | Weil-McLain | CI - Cast Iron | HWHT - Hot Water Heat | 12/31/2025
Harold Warp Pioneer Village Motel (Vacant Building | 224 E US Highway 6 | Minden | NE | 68959-2556 | Kearney | NE30825 | Inactive | 9999 | 700-725H0680 | 1972 | AOSM | WT - Water Tube Boiler | HWHT - Hot Water Heat | 10/31/2016
Harold Warp Pioneer Village Motel (Vacant Building | 224 E US Highway 6 | Minden | NE | 68959-2556 | Kearney | NE30828 | Out of Service | N/A | 12372 | 1930 | Richmond | CI - Cast Iron | HWHT - Hot Water Heat | 10/31/2021
Harold Warp Pioneer Village Motel (Vacant Building | 224 E US Highway 6 | Minden | NE | 68959-2556 | Kearney | NE30829 | Inactive | N/A | 11BJ16 | 1935 | AMST | CI - Cast Iron | HWHT - Hot Water Heat | 10/31/2016
Vacant Building | 224 East South E St | Broken Bow | NE | 68822-2649 | Custer | NE00225 | Scrapped/Junked | N/A | MSD2826 | 2000 | HYDR | CI - Cast Iron | HWHT - Hot Water Heat | 2/28/2010
Vacant Building | 224 East South E St | Broken Bow | NE | 68822-2649 | Custer | NE00725 | Scrapped/Junked | N/A | MSD 2826 | 2000 | HYDR | CI - Cast Iron | HWHT - Hot Water Heat | 2/28/2010
Vacant Building | 224 East South E St | Broken Bow | NE | 68822-2649 | Custer | NE07651 | Scrapped/Junked |  |  |  | HYDROTHERM/ADV THER HYD |  | HWHT - Hot Water Heat | 2/28/2008
Vacant Building | 224 East South E St | Broken Bow | NE | 68822-2649 | Custer | NE08611 | Scrapped/Junked | 62005 | 62005 | 2001 | AO SMITH | CHWH - ASME/Fired Water Heater | HWSD - Hot Water Dom/Potable | 2/28/2009
Vacant Building | 224 East South E St | Broken Bow | NE | 68822-2649 | Custer | NE10447 | Inactive | 206626 | 0303206626 | 2003 | Raypak | CPFH - Copper Fin Water Heater | HWSD - Hot Water Dom/Potable | 2/28/2019
Vacant Building | 224 East South E St | Broken Bow | NE | 68822-2649 | Custer | NE13905 | Scrapped/Junked | 30462 | 30462 | 2007 | HEAT TRANSFER PRODUCTS IN | WTSS - Watertube SS Steel | HWSD - Hot Water Dom/Potable | 2/28/2013
Vacant Building | 224 East South E St | Broken Bow | NE | 68822-2649 | Custer | NE14289 | Scrapped/Junked | N/A | 3345 | 1986 | HYDR | CI - Cast Iron | HWHT - Hot Water Heat | 2/28/2010
Vacant Building | 224 East South E St | Broken Bow | NE | 68822-2649 | Custer | NE14290 | Scrapped/Junked |  | 3349 | 1986 | HYDROTHERM/ADV THER HYD |  | HWHT - Hot Water Heat | 3/31/2001
Vacant Building | 224 East South E St | Broken Bow | NE | 68822-2649 | Custer | NE14291 | Scrapped/Junked | N/A | 1736 | 1965 | HYDR | CI - Cast Iron | HWHT - Hot Water Heat | 2/28/2010
Vacant Building | 224 East South E St | Broken Bow | NE | 68822-2649 | Custer | NE14292 | Scrapped/Junked |  | 7-L-78-2 | 1978 | AO SMITH | AHWH - ANSI/Fired Water Htr | HWSD - Hot Water Dom/Potable | 2/28/2003
Vacant Building | 224 East South E St | Broken Bow | NE | 68822-2649 | Custer | NE14294 | Scrapped/Junked | N/A | 2BJ1 | 1965 | AMST | CI - Cast Iron | HWHT - Hot Water Heat | 2/28/2010
Vacant Building | 224 East South E St | Broken Bow | NE | 68822-2649 | Custer | NE15397 | Inactive | 109894 | UNRG0806G00229 | 2006 | RHEEM | CHWH - ASME/Fired Water Heater | HWSD - Hot Water Dom/Potable | 2/28/2019
Vacant Building | 224 East South E St | Broken Bow | NE | 68822-2649 | Custer | NE17401 | Scrapped/Junked | N/A | 3101 | 1992 | HYDROTHERM/ADV THER HYD |  | HWHT - Hot Water Heat | 2/28/2008
Vacant Building | 224 East South E St | Broken Bow | NE | 68822-2649 | Custer | NE21107 | Exempt 1999 LB-66 |  | 0079 | 1993 | RHEEM MANUFACTURING CO | AHWH - ANSI/Fired Water Htr | HWSD - Hot Water Dom/Potable | 3/31/2000
Vacant Building | 224 East South E St | Broken Bow | NE | 68822-2649 | Custer | NE21108 | Exempt 1999 LB-66 |  | 0995 | 1993 | RHEEM MANUFACTURING CO | AHWH - ANSI/Fired Water Htr | HWSD - Hot Water Dom/Potable | 3/31/2000
Vacant Building | 224 East South E St | Broken Bow | NE | 68822-2649 | Custer | NE21169 | Exempt 1999 LB-66 |  | 4137 | 1992 | AO SMITH | AHWH - ANSI/Fired Water Htr | HWSD - Hot Water Dom/Potable | 3/31/2000
Residence building | 224 N 32nd Ave | Omaha | NE | 68131-2500 | Douglas | NE04336 | Exempt | na | 3616-1184 | 1985 | Peerless | CI - Cast Iron | HWHT - Hot Water Heat | 2/28/2017
Mutual Of Omaha | 224 S 34th St | Omaha | NE | 68131-3404 | Douglas | NE14726 | Active | 33344 | 33344 | 1967 | Cleaver Brooks | FTSM - FTS Marine Dry Back | STHT - Steam-Heat | 5/31/2026
Mutual Of Omaha | 224 S 34th St | Omaha | NE | 68131-3404 | Douglas | NE14727 | Active | 33343 | 33343 | 1967 | Cleaver Brooks | FTSM - FTS Marine Dry Back | STHT - Steam-Heat | 6/30/2026
Mutual Of Omaha | 224 S 34th St | Omaha | NE | 68131-3404 | Douglas | NE14730 | Active | 33345 | 33345 | 1967 | Cleaver Brooks | FTSM - FTS Marine Dry Back | STHT - Steam-Heat | 6/30/2026
Mutual Of Omaha | 224 S 34th St | Omaha | NE | 68131-3404 | Douglas | NE14731 | Active | 33346 | 33346 | 1967 | Cleaver Brooks | FTSM - FTS Marine Dry Back | STHT - Steam-Heat | 5/31/2026
NE Urban Indian Health | 2240 Landon Ct | Omaha | NE | 68102-2414 | Douglas | NE18368 | Scrapped/Junked | 7410 | 92-3456 | 1992 | ALES | FTVT - Firetube Vertical TB | HWHT - Hot Water Heat | 5/31/2022
NE Urban Indian Health | 2240 Landon Ct | Omaha | NE | 68102-2414 | Douglas | NE18369 | Scrapped/Junked | 7411 | 92-3457 | 1992 | ALES | FTVT - Firetube Vertical TB | HWHT - Hot Water Heat | 5/31/2022
NE Nitro Geneva LLC | 2240 R Street | Geneva | NE | 68361 | Fillmore | NE27086 | Active | 1027 | 75-582-C | 1975 | DIXIE STEEL | UFPV - Unfired Pressure Vessel | 0035 - Ammonia Separator | 7/31/2026
NE Nitro Geneva LLC | 2240 R Street | Geneva | NE | 68361 | Fillmore | NE27087 | Active | 1024 | 75-531-C | 1975 | DIXIE STEEL | UFPV - Unfired Pressure Vessel | 0035 - Ammonia Separator | 7/31/2026
NE Nitro Geneva LLC | 2240 R Street | Geneva | NE | 68361 | Fillmore | NE27088 | Active | 1021 | 75-580-C | 1975 | DIXIE STEEL | UFPV - Unfired Pressure Vessel | 0035 - Ammonia Separator | 7/31/2026
NE Nitro Geneva LLC | 2240 R Street | Geneva | NE | 68361 | Fillmore | NE27089 | Active | 7205 | P 875 | 1975 | Peerless | UFPV - Unfired Pressure Vessel | 0035 - Ammonia Separator | 7/31/2026
NE Nitro Geneva LLC | 2240 R Street | Geneva | NE | 68361 | Fillmore | NE27090 | Active | 1198 | P 868 | 1975 | Peerless | UFPV - Unfired Pressure Vessel | 0035 - Ammonia Separator | 7/31/2026
NE Nitro Geneva LLC | 2240 R Street | Geneva | NE | 68361 | Fillmore | NE27091 | Active | 99 | 75-754-AB | 1975 | Bison Welding | UFPV - Unfired Pressure Vessel | 0008 - Pulsation Chamber/Dampener | 7/31/2026
NE Nitro Geneva LLC | 2240 R Street | Geneva | NE | 68361 | Fillmore | NE27092 | Active | 100 | 75-755-A | 1975 | Bison Welding | UFPV - Unfired Pressure Vessel | 0008 - Pulsation Chamber/Dampener | 7/31/2026
NE Nitro Geneva LLC | 2240 R Street | Geneva | NE | 68361 | Fillmore | NE27093 | Active | 780494 | 0 | 1975 | Kargard | UFPV - Unfired Pressure Vessel | PROV - Process Vessel | 7/31/2026
NE Nitro Geneva LLC | 2240 R Street | Geneva | NE | 68361 | Fillmore | NE27094 | Active | 2686 | MV 8267 | 1975 | Burgess | UFPV - Unfired Pressure Vessel | 0004 - Absorber | 7/31/2026
NE Nitro Geneva LLC | 2240 R Street | Geneva | NE | 68361 | Fillmore | NE27095 | Active | 2678 | MV-8259 | 1975 | Burgess-Manning | UFPV - Unfired Pressure Vessel | 0004 - Absorber | 7/31/2026
NE Nitro Geneva LLC | 2240 R Street | Geneva | NE | 68361 | Fillmore | NE27096 | Active | 2684 | MV 8625 | 1975 | Burgess | UFPV - Unfired Pressure Vessel | 0004 - Absorber | 7/31/2026
NE Nitro Geneva LLC | 2240 R Street | Geneva | NE | 68361 | Fillmore | NE27097 | Active | 780492 | N/A | 1975 | Kargard | UFPV - Unfired Pressure Vessel | PROV - Process Vessel | 7/31/2026
NE Nitro Geneva LLC | 2240 R Street | Geneva | NE | 68361 | Fillmore | NE27098 | Active | 779989 | 779989 | 1975 | Kargard | UFPV - Unfired Pressure Vessel | PROV - Process Vessel | 7/31/2026
NE Nitro Geneva LLC | 2240 R Street | Geneva | NE | 68361 | Fillmore | NE27099 | Active | 0 | 0-75-356-1G | 1976 | Behm Co. | UFPV - Unfired Pressure Vessel | 0035 - Ammonia Separator | 7/31/2026
NE Nitro Geneva LLC | 2240 R Street | Geneva | NE | 68361 | Fillmore | NE27265 | Active | 16604 | 12209-9-1 | 2016 | Cleaver Brooks | WT - Water Tube Boiler | PROC - Process Steam | 7/31/2025
NE Nitro Geneva LLC | 2240 R Street | Geneva | NE | 68361 | Fillmore | NE27266 | Active | 16618 | 12209-9-2 | 2016 | Cleaver Brooks | WT - Water Tube Boiler | PROC - Process Steam | 5/31/2025
NE Nitro Geneva LLC | 2240 R Street | Geneva | NE | 68361 | Fillmore | NE27267 | Active | 16631 | 12209-9-3 | 2016 | Cleaver Brooks | WT - Water Tube Boiler | PROC - Process Steam | 3/31/2026
NE Nitro Geneva LLC | 2240 R Street | Geneva | NE | 68361 | Fillmore | NE27268 | Exempt | 2567 | 5963 | 2016 | Cain Industries | ECON - Boiler Economizer | ECON - Boiler Economizer | 10/31/2017
NE Nitro Geneva LLC | 2240 R Street | Geneva | NE | 68361 | Fillmore | NE27269 | Exempt | 2566 | 5962 | 2016 | Cain Industries | ECON - Boiler Economizer | ECON - Boiler Economizer | 10/31/2017
NE Nitro Geneva LLC | 2240 R Street | Geneva | NE | 68361 | Fillmore | NE27270 | Exempt | 2568 | 5964 | 2016 | Cain Industries | ECON - Boiler Economizer | ECON - Boiler Economizer | 10/31/2017
NE Nitro Geneva LLC | 2240 R Street | Geneva | NE | 68361 | Fillmore | NE27278 | Active | 1448 | HC 2489 | 2016 | Hydro-Chem | WHTB - Waste Heat Boiler | PROC - Process Steam | 7/31/2025
NE Nitro Geneva LLC | 2240 R Street | Geneva | NE | 68361 | Fillmore | NE27300 | Inactive | 18271 | T3721-1-1 | 2013 | Cleaver Brooks | FTSM - FTS Marine Dry Back | PROC - Process Steam | 12/31/2017
NE Nitro Geneva LLC | 2240 R Street | Geneva | NE | 68361 | Fillmore | NE27670 | Active | 98 | 15-753-A | 1975 | Bison | UFPV - Unfired Pressure Vessel | PROV - Process Vessel | 7/31/2026
NE Nitro Geneva LLC | 2240 R Street | Geneva | NE | 68361 | Fillmore | NE27671 | Active | 400 | 1420-F | 1975 | Electro Welding Co. | UFPV - Unfired Pressure Vessel | PROV - Process Vessel | 7/31/2026
Catholic Charities | 2241 O St | Lincoln | NE | 68510-1122 | Lancaster | NE24234 | Scrapped/Junked | 50980 | LH990858713 | 1999 | AOSM | CHWH - ASME/Fired Water Heater | HWSD - Hot Water Dom/Potable | 11/30/2008
Catholic Charities | 2241 O St | Lincoln | NE | 68510-1122 | Lancaster | NE24235 | Scrapped/Junked | 29701 | LE95-0430098-620 | 1995 | A. O. Smith | CHWH - ASME/Fired Water Heater | HWSD - Hot Water Dom/Potable | 11/30/2000
Catholic Charities | 2241 O St | Lincoln | NE | 68510-1122 | Lancaster | NE24263 | Scrapped/Junked | 50990 | LH990858705 | 1999 | AOSM | CHWH - ASME/Fired Water Heater | HWSD - Hot Water Dom/Potable | 11/30/2008
OLD COUNTRY BUFFET | 2241 O St | Lincoln | NE | 68510-1122 | LANCASTER | NE02522 | Exempt | 137054 | CGCS02C103 | 2002 | MVE/CHART IND | UTNK - Unfired Vertical Tank | 0041 - CO2 Dispensing | 11/30/2006
Good Shepherd Lutheran | 2242 Wright St | Blair | NE | 68008-1148 | Washington | NE05638 | Exempt 1999 LB-66 |  | 2163591 | 1993 | AO SMITH | AHWH - ANSI/Fired Water Htr | HWSD - Hot Water Dom/Potable | 9/30/1999
Good Shepherd Lutheran | 2242 Wright St | Blair | NE | 68008-1148 | Washington | NE05850 | Scrapped/Junked | 44885 | E98-44885 | 1998 | AOSM | COBL - Coil Type Boiler | HWSD - Hot Water Dom/Potable | 9/30/2017
Good Shepherd Lutheran | 2242 Wright St | Blair | NE | 68008-1148 | Washington | NE05851 | Scrapped/Junked | 44884 | E98-44884 | 1998 | AOSM | COBL - Coil Type Boiler | HWSD - Hot Water Dom/Potable | 9/30/2017
Good Shepherd Lutheran | 2242 Wright St | Blair | NE | 68008-1148 | Washington | NE16767 | Active | n/a | M5402 | 1963 | Kewanee | FTFB - Firetube-Firebox Boiler | HWHT - Hot Water Heat | 9/30/2026
Good Shepherd Lutheran | 2242 Wright St | Blair | NE | 68008-1148 | Washington | NE16768 | Active | 13700 | 13700 | 1981 | Burnham | FTFB - Firetube-Firebox Boiler | HWHT - Hot Water Heat | 9/30/2026
Good Shepherd Lutheran | 2242 Wright St | Blair | NE | 68008-1148 | Washington | NE16769 | Scrapped/Junked | 21369 | 61834 | 1986 | Bryan | WT - Water Tube Boiler | HWHT - Hot Water Heat | 9/30/2016
Anderson Apartments | 2243 Jones St | Omaha | NE | 68102-3083 | Douglas | NE04620 | Scrapped/Junked |  | N-7618 | 1967 | KEWA | FTFB - Firetube-Firebox Boiler | STHT - Steam-Heat | 10/31/2007
HANNAH'S PLACE/ST ANN'S | 2247 Poppleton Ave | Omaha | NE | 68108-3435 | Douglas | NE34497 | Scrapped/Junked |  | 7FDA-2090 | 1980 | PEERLESS HEATER COMPANY |  | STHT - Steam-Heat | 11/30/2004
Clean Harbors | 2247 S Highway 71 | Kimball | NE | 69145-9727 | Kimball | NE30469 | Active | 6345 | OLO91750 | 1993 | Cleaver & Brooks | FTHT - Firetube Horizontal | PROC - Process Steam | 8/31/2026
Clean Harbors | 2247 S Highway 71 | Kimball | NE | 69145-9727 | Kimball | NE42850 | Active | 167 | H222881 | 2022 | Thermogenics | FFSG - Force Flow Steam Generator | PROC - Process Steam | 11/30/2026
Coffee Apartments | 225 E 2nd St | Chadron | NE | 69337-2366 | Dawes | NE18035 | Active | N/A | 93-07PIN | 1993 | Weil-Mcclain | CI - Cast Iron | STHT - Steam-Heat | 2/28/2027
Coffee Apartments | 225 E 2nd St | Chadron | NE | 69337-2366 | Dawes | NE18036 | Active | n/a | n/a | 1993 | Weil-Mcclain | CI - Cast Iron | STHT - Steam-Heat | 2/28/2027
Sidney Armory | 225 Legion Park | Sidney | NE | 69162-2572 | Cheyenne | NE30107 | Scrapped/Junked | 33642 |  | 1980 | KEWANEE | FTFB - Firetube-Firebox Boiler | STHT - Steam-Heat | 10/31/2007
Sidney Armory | 225 Legion Park Rd | Sidney | NE | 69162 | Cheyenne | NE07677 | Active | 15766 | 06F-3673 | 2006 | ALES | FT - Firetube Boiler | STHT - Steam-Heat | 2/28/2026
Kona Grill | 225 N 170th St | Omaha | NE | 68118-4079 | Douglas | NE02380 | Scrapped/Junked | 167505 | 04167505 | 2004 | Lochinvar | CPFH - Copper Fin Water Heater | HWSD - Hot Water Dom/Potable | 10/31/2018
Kona Grill | 225 N 170th St | Omaha | NE | 68118-4079 | Douglas | NE02381 | Out of Service | 167504 | 04167504 | 2004 | Lochinvar | CPFH - Copper Fin Water Heater | HWSD - Hot Water Dom/Potable | 10/31/2017
Fillmore Central Elementary | 225 N 17th St | Geneva | NE | 68361-1613 | Fillmore | NE16654 | Scrapped/Junked | 34544 | J90200861 | 1988 | State | AHWH - ANSI/Fired Water Htr | HWSD - Hot Water Dom/Potable | 12/31/2014
Fillmore Central Elementary | 225 N 17th St | Geneva | NE | 68361-1613 | Fillmore | NE17451 | Scrapped/Junked | 32508 | 920648 | 1992 | Bryan | WT - Water Tube Boiler | HWHT - Hot Water Heat | 9/30/2020
Fillmore Central Elementary | 225 N 17th St | Geneva | NE | 68361-1613 | Fillmore | NE29027 | Active | 9511 | 19-HE0-80902919 | 2019 | Riello | WT - Water Tube Boiler | HWHT - Hot Water Heat | 11/30/2026
Fillmore Central Elementary | 225 N 17th St | Geneva | NE | 68361-1613 | Fillmore | NE29028 | Active | 9513 | 19-HE0080922919 | 2019 | Riello | WT - Water Tube Boiler | HWHT - Hot Water Heat | 11/30/2026
Fillmore Central Elementary | 225 N 17th St | Geneva | NE | 68361-1613 | Fillmore | NE29029 | Active | 9509 | 19-HE080882919 | 2019 | Riello | WT - Water Tube Boiler | HWHT - Hot Water Heat | 11/30/2026
Fillmore Central Elementary | 225 N 17th St | Geneva | NE | 68361-1613 | Fillmore | NE29030 | Active | 9514 | 19-HE080932919 | 2019 | Riello | WT - Water Tube Boiler | HWHT - Hot Water Heat | 11/30/2026
Gateway Vista Senior Living | 225 N 56th St | Lincoln | NE | 68504-3519 | Lancaster | NE01642 | Scrapped/Junked | 210557 | 0308210557 | 2003 | RAYP | CPFH - Copper Fin Water Heater | HWSD - Hot Water Dom/Potable | 5/31/2009
Gateway Vista Senior Living | 225 N 56th St | Lincoln | NE | 68504-3519 | Lancaster | NE06736 | Active | N/A | 64740072 | 2004 | Burnham | CI - Cast Iron | HWHT - Hot Water Heat | 5/31/2026
Gateway Vista Senior Living | 225 N 56th St | Lincoln | NE | 68504-3519 | Lancaster | NE08874 | Active | N/A | 64349978 | 2001 | Burnham | CI - Cast Iron | HWHT - Hot Water Heat | 5/31/2026
Gateway Vista Senior Living | 225 N 56th St | Lincoln | NE | 68504-3519 | Lancaster | NE21357 | Scrapped/Junked | 38328 |  | 1997 | AO SMITH | COBL - Coil Type Boiler | HWSD - Hot Water Dom/Potable | 5/31/2004
Gateway Vista Senior Living | 225 N 56th St | Lincoln | NE | 68504-3519 | Lancaster | NE24504 | Inactive | 177392 | 177392 | 2013 | AO SMITH | CHWH - ASME/Fired Water Heater | HWSD - Hot Water Dom/Potable | 5/31/2019
Gateway Vista Senior Living | 225 N 56th St | Lincoln | NE | 68504-3519 | Lancaster | NE24505 | Scrapped/Junked | 177390 | 177390 | 2013 | AO SMITH | CHWH - ASME/Fired Water Heater | HWSD - Hot Water Dom/Potable | 5/31/2024
Gateway Vista Senior Living | 225 N 56th St | Lincoln | NE | 68504-3519 | Lancaster | NE28184 | Active | 228866 | 228866 | 2017 | AO SMITH | CHWH - ASME/Fired Water Heater | HWSD - Hot Water Dom/Potable | 5/31/2026
Gateway Vista Senior Living | 225 N 56th St | Lincoln | NE | 68504-3519 | Lancaster | NE37553 | Scrapped/Junked |  | 6120929/40557 | 1962 | TITUSVILLE | FTSM - FTS Marine Dry Back | HWHT - Hot Water Heat | 5/31/2005
Gateway Vista Senior Living | 225 N 56th St | Lincoln | NE | 68504-3519 | Lancaster | NE37554 | Scrapped/Junked |  | 338222-5 | 1962 | TITUSVILLE | FT - Firetube Boiler | HWHT - Hot Water Heat | 5/31/2002
Gateway Vista Senior Living | 225 N 56th St | Lincoln | NE | 68504-3519 | Lancaster | NE42565 | Active | 293378 | 293378 | 2022 | AO SMITH | CHWH - ASME/Fired Water Heater | HWSD - Hot Water Dom/Potable | 5/31/2025
Gateway Vista Senior Living | 225 N 56th St | Lincoln | NE | 68504-3519 | Lancaster | NE43831 | Active | 18922 | 21-HE174442521 | 2021 | Riello | WTSS - Watertube SS Steel | HWHT - Hot Water Heat | 5/31/2026
Gateway Vista Senior Living | 225 N 56th St | Lincoln | NE | 68504-3519 | Lancaster | NE43832 | Active | 18921 | 21-HE174432521 | 2021 | Riello | WTSS - Watertube SS Steel | HWHT - Hot Water Heat | 5/31/2026
Gateway Vista Senior Living | 225 N 56th St | Lincoln | NE | 68504-3519 | Lancaster | NE43833 | Active | 18924 | 21-HE174462521 | 2021 | Riello | WTSS - Watertube SS Steel | HWHT - Hot Water Heat | 5/31/2026
Gateway Vista Senior Living | 225 N 56th St | Lincoln | NE | 68504-3519 | Lancaster | NE43834 | Active | 8993 | 24-HE090014024 | 2024 | Riello | WTSS - Watertube SS Steel | HWHT - Hot Water Heat | 5/31/2026
Gateway Vista Senior Living | 225 N 56th St | Lincoln | NE | 68504-3519 | Lancaster | NE43835 | Active | 9033 | 24-HE090414024 | 2024 | Riello | WTSS - Watertube SS Steel | HWHT - Hot Water Heat | 5/31/2026
Gateway Vista Senior Living | 225 N 56th St | Lincoln | NE | 68504-3519 | Lancaster | NE43836 | Active | 9071 | 24-HE090794124 | 2024 | Riello | WTSS - Watertube SS Steel | HWHT - Hot Water Heat | 5/31/2026
VATTEROTT COLLEGE | 225 N 80th St | Omaha | NE | 68114-3617 | Douglas | NE03429 | Scrapped/Junked | 5090 | 8659 | 1954 | CYCLOTHERM | FT - Firetube Boiler | STHT - Steam-Heat | 9/30/2004
VATTEROTT COLLEGE | 225 N 80th St | Omaha | NE | 68114-3617 | Douglas | NE20348 | Exempt 1999 LB-66 |  | MF91-0200584880 | 1991 | AO SMITH | AHWH - ANSI/Fired Water Htr | HWSD - Hot Water Dom/Potable | 9/30/1999
Elliott Elementary School | 225 S 25th St | Lincoln | NE | 68510-1213 | Lancaster | NE00192 | Active | 10467 | 99E-8812 | 1999 | Les Inc/Aldrich Co | FTVT - Firetube Vertical TB | GLYC - Glycol Bldg Heat Sys | 11/30/2026
Elliott Elementary School | 225 S 25th St | Lincoln | NE | 68510-1213 | Lancaster | NE00193 | Active | 10469 | 99E-8114 | 1999 | Les Inc/Aldrich Co | FTVT - Firetube Vertical TB | GLYC - Glycol Bldg Heat Sys | 11/30/2026
Elliott Elementary School | 225 S 25th St | Lincoln | NE | 68510-1213 | Lancaster | NE00194 | Exempt | 39073 | 59J0020300 | 1999 | Mcquay |  |  | 2/28/2007
Elliott Elementary School | 225 S 25th St | Lincoln | NE | 68510-1213 | Lancaster | NE00195 | Exempt | 39074 | 59J0020400 | 1999 | MCQUAY | SHTB - Shell/Tube Htexchngr | 0012 - Chiller | 2/28/2007
Elliott Elementary School | 225 S 25th St | Lincoln | NE | 68510-1213 | Lancaster | NE05691 | Scrapped/Junked |  | H94219962 | 1994 | STATE INDUSTRIES | AHWH - ANSI/Fired Water Htr | HWSD - Hot Water Dom/Potable | 6/30/2000
Elliott Elementary School | 225 S 25th St | Lincoln | NE | 68510-1213 | Lancaster | NE05695 | Scrapped/Junked |  | 602904 | 1996 | AO SMITH | AHWH - ANSI/Fired Water Htr | HWSD - Hot Water Dom/Potable | 6/30/2000
Saline County Courthouse | 225 S High St | Wilber | NE | 68465-3162 | Saline | NE09441 | Scrapped/Junked | n/a | J-2993 | 1956 | Kewanee | FTFB - Firetube-Firebox Boiler | STHT - Steam-Heat | 2/28/2012
Saline County Courthouse | 225 S High St | Wilber | NE | 68465-3162 | Saline | NE09442 | Scrapped/Junked | n/a | J-3009 | 1956 | Kewanee | FTFB - Firetube-Firebox Boiler | STHT - Steam-Heat | 2/28/2012
Saline County Courthouse | 225 S High St | Wilber | NE | 68465-3162 | Saline | NE20945 | Active | 2759 | G-11-0834 | 2011 | Aerco | FTVT - Firetube Vertical TB | HWHT - Hot Water Heat | 3/31/2026
Saline County Courthouse | 225 S High St | Wilber | NE | 68465-3162 | Saline | NE20946 | Active | 2758 | G-110833 | 2011 | Aerco | FTVT - Firetube Vertical TB | HWHT - Hot Water Heat | 3/31/2026
York Public Schools Head Start | 225 W 5th St | York | NE | 68467-3524 | York | NE19609 | Exempt 1999 LB-66 |  | 00BT199830 | 1988 | AO SMITH | AHWH - ANSI/Fired Water Htr | HWSD - Hot Water Dom/Potable | 2/28/2000
York Public Schools Head Start | 225 W 5th St | York | NE | 68467-3524 | York | NE21537 | Scrapped/Junked | 65592 | 9665592 | 1996 | Loch | CPFT - Horiz Cpr Fin Boiler | HWHT - Hot Water Heat | 2/28/2009
York Public Schools Head Start | 225 W 5th St | York | NE | 68467-3524 | York | NE21538 | Scrapped/Junked | 65371 | 9665371 | 1996 | Loch | CPFT - Horiz Cpr Fin Boiler | HWHT - Hot Water Heat | 6/30/2009
Mt Michael High School | 22520 Mt Michael Rd | Elkhorn | NE | 68022-3401 | Douglas | NE09278 | Active | 187886 | F06H00187886 | 2006 | Lochinvar | CPFH - Copper Fin Water Heater | HWDP - Hotwater Heat & Dom Supply | 7/31/2026
Mt Michael High School | 22520 Mt Michael Rd | Elkhorn | NE | 68022-3401 | Douglas | NE09301 | Scrapped/Junked | 113267 | 113267 | 2007 | AOSM | CHWH - ASME/Fired Water Heater | HWSD - Hot Water Dom/Potable | 7/31/2021
Mt Michael High School | 22520 Mt Michael Rd | Elkhorn | NE | 68022-3401 | Douglas | NE09302 | Out of Service | 113504 | 113504 | 2007 | AOSM | CHWH - ASME/Fired Water Heater | HWSD - Hot Water Dom/Potable | 7/31/2016
Mt Michael High School | 22520 Mt Michael Rd | Elkhorn | NE | 68022-3401 | Douglas | NE16055 | Active | 166958/116685 | H09H10116958 | 2009 | GIANNONI | WT - Water Tube Boiler | HWHT - Hot Water Heat | 7/31/2026
Mt Michael High School | 22520 Mt Michael Rd | Elkhorn | NE | 68022-3401 | Douglas | NE16056 | Active | 116683/116688 | H09H10116683 | 2009 | GIANNONI | WT - Water Tube Boiler | HWHT - Hot Water Heat | 7/31/2026
Mt Michael High School | 22520 Mt Michael Rd | Elkhorn | NE | 68022-3401 | Douglas | NE27165 | Active | 231371 | 231371 | 2017 | AO SMITH | CHWH - ASME/Fired Water Heater | HWDP - Hotwater Heat & Dom Supply | 7/31/2026
Mt Michael High School | 22520 Mt Michael Rd | Elkhorn | NE | 68022-3401 | Douglas | NE27713 | Active | 217803 | 217803 | 2016 | A O Smith | CHWH - ASME/Fired Water Heater | HWSD - Hot Water Dom/Potable | 7/31/2026
Mt Michael High School | 22520 Mt Michael Rd | Elkhorn | NE | 68022-3401 | Douglas | NE29257 | Active | 278008 | 2105122990058 | 2021 | AO SMITH | CHWH - ASME/Fired Water Heater | HWSD - Hot Water Dom/Potable | 7/31/2026
Mt Michael High School | 22520 Mt Michael Rd | Elkhorn | NE | 68022-3401 | Douglas | NE32118 | Scrapped/Junked |  | HSB34877 | 1955 | PACI | FTFB - Firetube-Firebox Boiler | HWHT - Hot Water Heat | 7/31/2009
Mt Michael High School | 22520 Mt Michael Rd | Elkhorn | NE | 68022-3401 | Douglas | NE37623 | Active | na | M4435 | 1955 | Kewanee | FTSM - FTS Marine Dry Back | STHT - Steam-Heat | 7/31/2026
MT MICHAEL HIGH SCHOOL | 22520 MT MICHAEL RD | OMAHA | NE | 68022 | Douglas | NE19294 | Exempt 1999 LB-66 |  | MH92-0239585880 | 1992 | AO SMITH | AHWH - ANSI/Fired Water Htr | HWSD - Hot Water Dom/Potable | 7/31/2000
MT MICHAEL HIGH SCHOOL | 22520 MT MICHAEL RD | OMAHA | NE | 68022 | Douglas | NE19295 | Exempt 1999 LB-66 |  | 0MH92-023957880 | 1992 | AO SMITH | AHWH - ANSI/Fired Water Htr | HWSD - Hot Water Dom/Potable | 7/31/2000
MT MICHAEL HIGH SCHOOL | 22520 MT MICHAEL RD | OMAHA | NE | 68022 | Douglas | NE19296 | Exempt 1999 LB-66 |  | MH92-0239595880 | 1992 | AO SMITH | AHWH - ANSI/Fired Water Htr | HWSD - Hot Water Dom/Potable | 7/31/2000
MT MICHAEL HIGH SCHOOL | 22520 MT MICHAEL RD | OMAHA | NE | 68022 | Douglas | NE20360 | Scrapped/Junked | 49194 | 49194 | 1996 | AJAX BOILER INC | WT - Water Tube Boiler | HWSD - Hot Water Dom/Potable | 7/31/2008
MT MICHAEL HIGH SCHOOL | 22520 MT MICHAEL RD | OMAHA | NE | 68022 | Douglas | NE32119 | Scrapped/Junked |  | HSB34876 | 1955 | PACIFIC | FT - Firetube Boiler | HWHT - Hot Water Heat | 7/31/1995
MT MICHAEL HIGH SCHOOL | 22520 MT MICHAEL RD | OMAHA | NE | 68022 | Douglas | NE32120 | Scrapped/Junked |  | HSB34878 | 1955 | PACIFIC | FTFB - Firetube-Firebox Boiler | STHT - Steam-Heat | 7/31/2007
MT MICHAEL HIGH SCHOOL | 22520 MT MICHAEL RD | OMAHA | NE | 68022 | Douglas | NE37622 | Inactive | 12710 |  | 1980 | AO SMITH | CHWH - ASME/Fired Water Heater | HWSD - Hot Water Dom/Potable | 7/31/1990
Acacia Fraternity | 2255 Vine St | Lincoln | NE | 68503-2498 | Lancaster | NE10492 | Scrapped/Junked | 72782 | L01161/SBF100260 | 2001 | State Industries | CHWH - ASME/Fired Water Heater | HWSD - Hot Water Dom/Potable | 2/28/2023
Acacia Fraternity | 2255 Vine St | Lincoln | NE | 68503-2498 | Lancaster | NE24275 | Scrapped/Junked |  | MG910202754880 | 1991 | AO SMITH | AHWH - ANSI/Fired Water Htr | HWSD - Hot Water Dom/Potable | 1/31/2003
Acacia Fraternity | 2255 Vine St | Lincoln | NE | 68503-2498 | Lancaster | NE41849 | Active | 247378 | 247378 | 2018 | AO SMITH | CHWH - ASME/Fired Water Heater | HWSD - Hot Water Dom/Potable | 9/30/2026
EPCO Carbon Dioxide Prod | 22588 SW 89th Rd | Beatrice | NE | 68310-6723 | GAGE | NE07477 | Out of Service | 455906 | OC1 | 2006 | RFS Standard | UFPV - Unfired Pressure Vessel | AMOC - Ammonia Sep Oil Cooler | 10/31/2014
EPCO Carbon Dioxide Prod | 22588 SW 89th Rd | Beatrice | NE | 68310-6723 | GAGE | NE07871 | Exempt | 8492 | E1B | 1996 | RV & S CORP | UFPV - Unfired Pressure Vessel | DESH - Desuperheater | 1/1/1900
EPCO Carbon Dioxide Prod | 22588 SW 89th Rd | Beatrice | NE | 68310-6723 | GAGE | NE07872 | Exempt | 8333 | E9 | 1995 | RV & S CORP | UFPV - Unfired Pressure Vessel | 0019 - Sub-Cooler | 1/1/1900
EPCO Carbon Dioxide Prod | 22588 SW 89th Rd | Beatrice | NE | 68310-6723 | GAGE | NE07873 | Exempt | 8363 | E7 | 1996 | RV & S CORP | SHTB - Shell/Tube Htexchngr | COND - Condenser | 1/1/1900
EPCO Carbon Dioxide Prod | 22588 SW 89th Rd | Beatrice | NE | 68310-6723 | GAGE | NE07874 | Out of Service | 8362 | 951054/E6 | 1996 | RFG Valves & Systems | KETT - Fired Kettle | 0013 - Reboiler | 10/31/2014
EPCO Carbon Dioxide Prod | 22588 SW 89th Rd | Beatrice | NE | 68310-6723 | GAGE | NE07875 | Exempt | 8364 | E8 | 1996 | RV & S CORP | UFPV - Unfired Pressure Vessel | ACCU - Accumulator | 1/1/1900
EPCO Carbon Dioxide Prod | 22588 SW 89th Rd | Beatrice | NE | 68310-6723 | GAGE | NE07876 | Exempt | 8432 | E5 | 1996 | RV & S CORP | UFPV - Unfired Pressure Vessel | DESH - Desuperheater | 1/1/1900
EPCO Carbon Dioxide Prod | 22588 SW 89th Rd | Beatrice | NE | 68310-6723 | GAGE | NE07877 | Out of Service | 8471 | 951052/E4 | 1996 | RFG Valves & Systems | UFPV - Unfired Pressure Vessel | PREC - Precooler | 10/31/2014
EPCO Carbon Dioxide Prod | 22588 SW 89th Rd | Beatrice | NE | 68310-6723 | GAGE | NE07878 | Exempt | 8461 | D11 | 1996 | RV & S CORP | UFPV - Unfired Pressure Vessel | RCVR - Receiver: Air or Water | 1/1/1900
EPCO Carbon Dioxide Prod | 22588 SW 89th Rd | Beatrice | NE | 68310-6723 | GAGE | NE07879 | Out of Service | 8556 | 951048/D6B | 1996 | RFG Valves & Systems | UFPV - Unfired Pressure Vessel | 0014 - Dryer | 10/31/2014
EPCO Carbon Dioxide Prod | 22588 SW 89th Rd | Beatrice | NE | 68310-6723 | GAGE | NE07880 | Out of Service | 8551 | 951047/D6a | 1996 | RFG Valves & Systems | UFPV - Unfired Pressure Vessel | 0014 - Dryer | 10/31/2014
EPCO Carbon Dioxide Prod | 22588 SW 89th Rd | Beatrice | NE | 68310-6723 | GAGE | NE07881 | Out of Service | 8536 | 951046 | 1996 | RFG Valves & Systems | UFPV - Unfired Pressure Vessel | SEPR - Separator | 10/31/2014
EPCO Carbon Dioxide Prod | 22588 SW 89th Rd | Beatrice | NE | 68310-6723 | GAGE | NE07882 | Out of Service | 1382 | 96107A | 1996 | Pressure Products | UFPV - Unfired Pressure Vessel | 0033 - Oil Seperator | 10/31/2014
EPCO Carbon Dioxide Prod | 22588 SW 89th Rd | Beatrice | NE | 68310-6723 | GAGE | NE07883 | Exempt | 8428 |  | 1996 | RV & S CORP | UFPV - Unfired Pressure Vessel | STOR - Storage Vessel | 1/1/1900
EPCO Carbon Dioxide Prod | 22588 SW 89th Rd | Beatrice | NE | 68310-6723 | GAGE | NE07884 | Out of Service | 1658 | RV1690 | 1996 | Mycom | UFPV - Unfired Pressure Vessel | 0033 - Oil Seperator | 10/31/2014
EPCO Carbon Dioxide Prod | 22588 SW 89th Rd | Beatrice | NE | 68310-6723 | GAGE | NE07885 | Out of Service | 354890 | 0 | 1996 | RFS Standard | SHTB - Shell/Tube Htexchngr | 0016 - Oil Cooler | 10/31/2014
EPCO Carbon Dioxide Prod | 22588 SW 89th Rd | Beatrice | NE | 68310-6723 | GAGE | NE07886 | Out of Service | 355177 | E1 | 1996 | RFS Standard | UFPV - Unfired Pressure Vessel | PROV - Process Vessel | 10/31/2014
EPCO Carbon Dioxide Prod | 22588 SW 89th Rd | Beatrice | NE | 68310-6723 | GAGE | NE07887 | Scrapped/Junked | 355414 |  | 1996 | 0006 | UFPV - Unfired Pressure Vessel | 0016 - Oil Cooler | 10/31/2008
COMMUNITY CENTER | 226 3rd St | Lodgepole | NE | 69149-2525 | CHEYENNE | NE31702 | Inactive |  | 00000S3614 | 1930 | AMERICAN RADIATOR |  | STHT - Steam-Heat | 2/28/1997
City of Lincoln, Nebraska Pershing Center | 226 Centennial Mall S | Lincoln | NE | 68508-1821 | Lancaster | NE16205 | Out of Service | 13404 | 53523 | 1980 | Bryan | WT - Water Tube Boiler | STHT - Steam-Heat | 3/31/2020
City of Lincoln, Nebraska Pershing Center | 226 Centennial Mall S | Lincoln | NE | 68508-1821 | Lancaster | NE16206 | Out of Service | 13393 | 53512 | 1980 | Bryan | WT - Water Tube Boiler | STHT - Steam-Heat | 3/31/2020
City of Lincoln, Nebraska Pershing Center | 226 Centennial Mall S | Lincoln | NE | 68508-1821 | Lancaster | NE16207 | Out of Service | 53281 | 68453281 | 1984 | Pvi | CHWH - ASME/Fired Water Heater | HWSD - Hot Water Dom/Potable | 3/31/2019
City of Lincoln, Nebraska Pershing Center | 226 Centennial Mall S | Lincoln | NE | 68508-1821 | Lancaster | NE16208 | Out of Service | 53280 | 68453280 | 1984 | Pvi | CHWH - ASME/Fired Water Heater | HWSD - Hot Water Dom/Potable | 3/31/2019
PERSHING AUDITORIUM | 226 Centennial Mall S | Lincoln | NE | 68508-1821 | LANCASTER | NE16209 | Inactive | 11578 |  | 1976 | COATES | ELBL - Electric Boiler | STHT - Steam-Heat | 9/30/1992
Grant Elementary | 226 N Grant St | Fremont | NE | 68025-5357 | Dodge | NE24425 | Active | 9931 | 98E-7360 | 1998 | Aldrich | FTFB - Firetube-Firebox Boiler | STHT - Steam-Heat | 2/28/2026
DALE ENTERPRISES | 226-246 N 12TH ST | LINCOLN | NE | 68508-1421 | LANCASTER | NE14789 | Inactive |  |  | 1940 | WILLIAM BROS. | FT - Firetube Boiler | HWHT - Hot Water Heat | 8/31/1991
Engel's Prestige Dry Cleaners | 2262 25th Ave | Columbus | NE | 68601-3343 | Platte | NE16843 | Out of Service | 63300 | n/a | 1991 | Fulton | FTVT - Firetube Vertical TB | PROC - Process Steam | 3/31/2015
Franciscan Monastery of St Clare | 22625 Edgewater Rd | Elkhorn | NE | 68022-3504 | Douglas | NE25751 | Active | 140497 | 140497 | 2014 | RHEEM | CHWH - ASME/Fired Water Heater | HWDP - Hotwater Heat & Dom Supply | 3/31/2026
Franciscan Monastery of St Clare | 22625 Edgewater Rd | Elkhorn | NE | 68022-3504 | Douglas | NE25752 | Active | 140494 | 140494 | 2014 | RHEEM | CHWH - ASME/Fired Water Heater | HWDP - Hotwater Heat & Dom Supply | 3/31/2026
Franciscan Monastery of St Clare | 22625 Edgewater Rd | Elkhorn | NE | 68022-3504 | Douglas | NE25753 | Active | 20173 | 20173 | 2013 | Lochinvar | ELBL - Electric Boiler | HWHT - Hot Water Heat | 3/31/2026
Franciscan Monastery of St Clare | 22625 Edgewater Rd | Elkhorn | NE | 68022-3504 | Douglas | NE25754 | Active | 20174 | 20174 | 2013 | Lochinvar | ELBL - Electric Boiler | HWHT - Hot Water Heat | 3/31/2026
Oak Trail Village | 227 Ball Park Rd | Ponca | NE | 68770-7334 | Dixon | NE05789 | Exempt 1999 LB-66 |  | 00649 | 1997 | RHEEM MANUFACTURING CO | AHWH - ANSI/Fired Water Htr | HWSD - Hot Water Dom/Potable | 3/31/2000
Oak Trail Village | 227 Ball Park Rd | Ponca | NE | 68770-7334 | Dixon | NE31925 | Active | n/a | Unknown | 1976 | Weil-Mcclain | CI - Cast Iron | HWHT - Hot Water Heat | 12/31/2026
NORWEST BANK | 227 W Norfolk Ave | Norfolk | NE | 68701-5341 | MADISON | NE03482 | Inactive |  | 1361 | 1985 | PEERLESS HEATER COMPANY |  | STHT - Steam-Heat | 1/31/1997
Creighton Graves Hall | 2275 Burt St | Omaha | NE | 68131 | Douglas | NE42366 | Active | 294063 | 21.WHTX.188.1593 | 2021 | PVI Industries | CHWH - ASME/Fired Water Heater | HWSD - Hot Water Dom/Potable | 7/31/2027
Creighton Graves Hall | 2275 Burt St | Omaha | NE | 68131 | Douglas | NE42367 | Active | 322791 | 22.WHTX.18i.00291 | 2022 | PVI Industries | CHWH - ASME/Fired Water Heater | HWSD - Hot Water Dom/Potable | 7/31/2027
Creighton Graves Hall | 2275 Burt St | Omaha | NE | 68131 | Douglas | NE42368 | Active | 294064 | 21.WHTX.188.1594 | 2021 | PVI Industries | CHWH - ASME/Fired Water Heater | HWSD - Hot Water Dom/Potable | 7/31/2027
Genesis Health Club | 2275 S 132nd St | Omaha | NE | 68144-2501 | Douglas | NE15512 | Scrapped/Junked | 127083 | N4-11719 | 1989 | MRST | ELBL - Electric Boiler | SAUN - Sauna Steam Room Heat | 4/30/2017
Genesis Health Club | 2275 S 132nd St | Omaha | NE | 68144-2501 | Douglas | NE15513 | Scrapped/Junked | 42172 | 95218 | 1989 | KEWA | FTFB - Firetube-Firebox Boiler | HWHT - Hot Water Heat | 4/30/2022
Genesis Health Club | 2275 S 132nd St | Omaha | NE | 68144-2501 | Douglas | NE15514 | Scrapped/Junked | 42092 | 95582 | 1989 | Kewanee | FTFB - Firetube-Firebox Boiler | HWHT - Hot Water Heat | 4/30/2022
Genesis Health Club | 2275 S 132nd St | Omaha | NE | 68144-2501 | Douglas | NE15515 | Scrapped/Junked | 42189 | 95427 | 1989 | KEWA | FTFB - Firetube-Firebox Boiler | HWHT - Hot Water Heat | 4/30/2022
Genesis Health Club | 2275 S 132nd St | Omaha | NE | 68144-2501 | Douglas | NE27687 | Inactive | 110611 | 0817-110611 | 2017 | Reimers | ELBL - Electric Boiler | SAUN - Sauna Steam Room Heat | 4/30/2023
Genesis Health Club | 2275 S 132nd St | Omaha | NE | 68144-2501 | Douglas | NE43729 | Active | 559862 | 2320559862 | 2023 | Raypak | CPPH - Ansi Cpr Fin Pool Heater | SPAJ - Spa/Jacuzzi Heater | 9/30/2025
Genesis Health Club | 2275 S 132nd St | Omaha | NE | 68144-2501 | Douglas | NE43730 | Active | 579624 | 2419576924 | 2024 | Raypak | CPPH - Ansi Cpr Fin Pool Heater | OPHT - Outdoor Pool Heater | 9/30/2025
Genesis Health Club | 2275 S 132nd St | Omaha | NE | 68144-2501 | Douglas | NE43731 | Active | 575796 | 2416575796 | 2024 | Raypak | CPPH - Ansi Cpr Fin Pool Heater | OPHT - Outdoor Pool Heater | 9/30/2025
Genesis Health Club | 2275 S 132nd St | Omaha | NE | 68144-2501 | Douglas | NE43732 | Active | 576927 | 2419576927 | 2024 | Raypak | CPPH - Ansi Cpr Fin Pool Heater | IPHT - Indoor Pool Heater | 9/30/2025
Genesis Health Club | 2275 S 132nd St | Omaha | NE | 68144-2501 | Douglas | NE43733 | Active | 576926 | 2419576926 | 2024 | Raypak | CPPH - Ansi Cpr Fin Pool Heater | IPHT - Indoor Pool Heater | 9/30/2025
St Leo's Church | 228 N Maverick St | Gordon | NE | 69343-1247 | Sheridan | NE23589 | Active | 426 | ADJ7881 | 2000 | Allied | COBL - Coil Type Boiler | HWHT - Hot Water Heat | 4/30/2026
St Leo's Church | 228 N Maverick St | Gordon | NE | 69343-1247 | Sheridan | NE37578 | Scrapped/Junked |  | 112362 | 1955 | National Crane | CI - Cast Iron | HWHT - Hot Water Heat | 8/31/2000
SCRUB YOUR DUDS LAUNDRY | 2285 18th Ave | Columbus | NE | 68601-3403 | PLATTE | NE09962 | Scrapped/Junked | 552 | 020251-016 | 2002 | AMST | CHWH - ASME/Fired Water Heater | HWSD - Hot Water Dom/Potable | 12/31/2007
SCRUB YOUR DUDS LAUNDRY | 2285 18th Ave | Columbus | NE | 68601-3403 | PLATTE | NE30831 | Scrapped/Junked |  | D847-11958 | 1984 | STATE INDUSTRIES | AHWH - ANSI/Fired Water Htr | HWSD - Hot Water Dom/Potable | 12/31/2002
Noddle AV 3 LLC | 2285 S 67th St | Omaha | NE | 68106-2844 | Douglas | NE12625 | Active | 5948 | 4491C | 2007 | Fulton | FT - Firetube Boiler | GLYC - Glycol Bldg Heat Sys | 6/30/2026
Noddle AV 3 LLC | 2285 S 67th St | Omaha | NE | 68106-2844 | Douglas | NE12626 | Active | 5950 | 4493C | 2007 | Fulton | FT - Firetube Boiler | GLYC - Glycol Bldg Heat Sys | 6/30/2026
HITCHCOCK CTY COURTHOUSE | 229 E D St | Trenton | NE | 69044-1713 | HITCHCOCK | NE21175 | Scrapped/Junked |  | 9942 | 1994 | PEERLESS HEATER COMPANY |  | HWHT - Hot Water Heat | 1/31/2002
Bank Of Hartington | 229 N Broadway Ave | Hartington | NE | 68739-4619 | Cedar | NE05215 | Scrapped/Junked | NB | 1LX | 1975 | Mueller | CI - Cast Iron | STHT - Steam-Heat | 2/28/2013
Bank Of Hartington | 229 N Broadway Ave | Hartington | NE | 68739-4619 | Cedar | NE25680 | Active | n/a | 679950201209 | 2014 | Peerless | CI - Cast Iron | STHT - Steam-Heat | 12/31/2026
ELM CREEK PUBLIC SCHOOL | 230 CALKINS | ELM CREEK | NE | 68836 | BUFFALO | NE19188 | Exempt 1999 LB-66 |  | 00SN0492-D03598 | 1992 | RHEEM MANUFACTURING CO | AHWH - ANSI/Fired Water Htr | HWSD - Hot Water Dom/Potable | 7/31/1999
ELM CREEK PUBLIC SCHOOL | 230 CALKINS | ELM CREEK | NE | 68836 | BUFFALO | NE22287 | Scrapped/Junked |  | 08011 | 1982 | AO SMITH | AHWH - ANSI/Fired Water Htr | HWSD - Hot Water Dom/Potable | 6/30/2005
ST PETERS LUTHERAN CHURCH | 230 Cherry St | Orchard | NE | 68764-5069 | ANTELOPE | NE35284 | Inactive |  | G-108 | 1968 | AMERICAN STANDARD |  | STHT - Steam-Heat | 11/30/2006
Elm Creek Public School | 230 E Calkins Ave | Elm Creek | NE | 68836-7648 | Buffalo | NE17291 | Scrapped/Junked | 44219 | n/a | 1992 | Kewanee | FTFB - Firetube-Firebox Boiler | STHT - Steam-Heat | 12/31/2024
Elm Creek Public School | 230 E Calkins Ave | Elm Creek | NE | 68836-7648 | Buffalo | NE17292 | Scrapped/Junked | 76463 | 74276463 | 1992 | PVI Industries | CHWH - ASME/Fired Water Heater | HWSD - Hot Water Dom/Potable | 12/31/2023
Elm Creek Public School | 230 E Calkins Ave | Elm Creek | NE | 68836-7648 | Buffalo | NE17567 | Active | 125742 | 120910166 | 2009 | CAMUS | WT - Water Tube Boiler | HWHT - Hot Water Heat | 12/31/2025
Elm Creek Public School | 230 E Calkins Ave | Elm Creek | NE | 68836-7648 | Buffalo | NE17568 | Active | 125741 | 120910167 | 2009 | CAMUS | WT - Water Tube Boiler | HWHT - Hot Water Heat | 12/31/2025
Elm Creek Public School | 230 E Calkins Ave | Elm Creek | NE | 68836-7648 | Buffalo | NE34310 | Scrapped/Junked | 35926 | R4366 | 1982 | Kewanee | FTFB - Firetube-Firebox Boiler | STHT - Steam-Heat | 12/31/2022
Elm Creek Public School | 230 E Calkins Ave | Elm Creek | NE | 68836-7648 | Buffalo | NE43111 | Active | 3111 | 23-HE031191023 | 2023 | Riello | WTSS - Watertube SS Steel | HWHT - Hot Water Heat | 12/31/2025
Elm Creek Public School | 230 E Calkins Ave | Elm Creek | NE | 68836-7648 | Buffalo | NE43112 | Active | 3095 | 23-HE031031023 | 2023 | Riello | WTSS - Watertube SS Steel | HWHT - Hot Water Heat | 12/31/2025
Elm Creek Public School | 230 E Calkins Ave | Elm Creek | NE | 68836-7648 | Buffalo | NE43113 | Active | 3105 | 23-HE031131023 | 2023 | Riello | WTSS - Watertube SS Steel | HWHT - Hot Water Heat | 12/31/2025
Elm Creek Public School | 230 E Calkins Ave | Elm Creek | NE | 68836-7648 | Buffalo | NE43114 | Active | 4286 | 23-HE042942523 | 2023 | Riello | WTSS - Watertube SS Steel | HWHT - Hot Water Heat | 12/31/2025
Elm Creek Public School | 230 E Calkins Ave | Elm Creek | NE | 68836-7648 | Buffalo | NE43155 | Active | 17774 | 21-HE163031621 | 2023 | Riello | WTSS - Watertube SS Steel | HWHT - Hot Water Heat | 12/18/2025
Elm Creek Public School | 230 E Calkins Ave | Elm Creek | NE | 68836-7648 | Buffalo | NE43156 | Active | 17777 | 21-HE163061621 | 2023 | Riello | WTSS - Watertube SS Steel | HWHT - Hot Water Heat | 12/18/2025
Elm Creek Public School | 230 E Calkins Ave | Elm Creek | NE | 68836-7648 | Buffalo | NE43157 | Active | 17739 | 21-HE162681621 | 2023 | Riello | WTSS - Watertube SS Steel | HWHT - Hot Water Heat | 12/18/2025
Eagle Apartments/Restaurant | 230 N 12th St | Lincoln | NE | 68508-1421 | Lancaster | NE07470 | Scrapped/Junked | N/A | 581920-200709 | 2007 | Peerless | CI - Cast Iron | STHT - Steam-Heat | 2/28/2013
Eagle Apartments/Restaurant | 230 N 12th St | Lincoln | NE | 68508-1421 | Lancaster | NE16369 | Scrapped/Junked |  | 211A39210890 | 1990 | Peerless | CI - Cast Iron | STHT - Steam-Heat | 3/31/2008
Eagle Apartments/Restaurant | 230 N 12th St | Lincoln | NE | 68508-1421 | Lancaster | NE40015 | Scrapped/Junked | 34418 | K9634418 | 1996 | A. O. Smith | COBL - Coil Type Boiler | HWSD - Hot Water Dom/Potable | 3/31/2013
Auto Dealer | 230 N Dakota St | Superior | NE | 68978-1841 | Nuckolls | NE31530 | Scrapped/Junked | n/a | A-7055C | 1963 | American Standard | CI - Cast Iron | STHT - Steam-Heat | 12/31/2011
CENTENNIAL SCHOOL GYM | 230 S 3RD ST | UTICA | NE | 68456 | SEWARD | NE17500 | Inactive |  | 211A-10-N | 1991 | PEERLESS HEATER COMPANY |  | STHT - Steam-Heat | 6/30/2003
Swett Elementary | 2300 C St | South Sioux City | NE | 68776-3057 | Dakota | NE18526 | Exempt 1999 LB-66 |  | 0MM870111590930 | 1987 | AO SMITH | AHWH - ANSI/Fired Water Htr | HWSD - Hot Water Dom/Potable | 7/31/2000
Swett Elementary | 2300 C St | South Sioux City | NE | 68776-3057 | Dakota | NE31433 | Scrapped/Junked | n/a | L4392 | 1961 | Kewanee | FTSM - FTS Marine Dry Back | HWHT - Hot Water Heat | 3/31/2022
Swett Elementary | 2300 C St | South Sioux City | NE | 68776-3057 | Dakota | NE41491 | Active | 207131 | 20.PG120.05.0656 | 2020 | Lochinvar | FTVT - Firetube Vertical TB | HWHT - Hot Water Heat | 3/31/2026
Swett Elementary | 2300 C St | South Sioux City | NE | 68776-3057 | Dakota | NE41492 | Active | 207128 | 20.PG120.05.0653 | 2020 | Lochinvar | FTVT - Firetube Vertical TB | HWHT - Hot Water Heat | 3/31/2026
Swett Elementary | 2300 C St | South Sioux City | NE | 68776-3057 | Dakota | NE41493 | Active | 207132 | 20.PG120.05.0657 | 2020 | Lochinvar | FTVT - Firetube Vertical TB | HWHT - Hot Water Heat | 3/31/2026
HOMESTEAD HOUSE | 2300 Lincoln St | Beatrice | NE | 68310-3366 | GAGE | NE21262 | Exempt 1999 LB-66 |  | C97-473515 | 1996 | STATE INDUSTRIES | AHWH - ANSI/Fired Water Htr | HWSD - Hot Water Dom/Potable | 11/30/1999
HOMESTEAD HOUSE | 2300 Lincoln St | Beatrice | NE | 68310-3366 | GAGE | NE21263 | Exempt 1999 LB-66 |  | C97-517135 | 1996 | STATE INDUSTRIES | AHWH - ANSI/Fired Water Htr | HWSD - Hot Water Dom/Potable | 11/30/1999
ADVANCED RENAL SERVICES | 2300 N Clarkson St | Fremont | NE | 68025-2318 | DODGE | NE40708 | Exempt 1999 LB-66 |  | MD990831791 | 1999 | AO SMITH | AHWH - ANSI/Fired Water Htr | HWSD - Hot Water Dom/Potable | 8/13/2000
KUKLIN POOL | 2300 N St | Lincoln | NE | 68510-1117 | LANCASTER | NE07780 | Exempt 1999 LB-66 |  | 779050 | 1998 | AO SMITH | AHWH - ANSI/Fired Water Htr | HWSD - Hot Water Dom/Potable | 2/29/2000
City Of Lincoln, Kuklin Pool | 2300 N Street | Lincoln | NE | 68510-1117 | Lancaster | NE17319 | Inactive |  | 073-83953A | 1973 | Teledyne & Laars |  |  | 5/31/2004
Northwestern Public Service Co. | 2300 N. Buffalo 215 W. 5Th St. | North Platte | NE | 69101-3925 | Lincoln | NE11565 | Scrapped/Junked |  | 0683V00003 | 1986 | Bryant Boiler | CI - Cast Iron | HWHT - Hot Water Heat | 9/30/1998
Northwestern Public Service Co. | 2300 N. Buffalo 215 W. 5Th St. | North Platte | NE | 69101-3925 | Lincoln | NE11664 | Inactive |  |  | 1968 | Cleaver & Brooks | FT - Firetube Boiler | PROC - Process Steam | 3/31/2002
Northwestern Public Service Co. | 2300 N. Buffalo 215 W. 5Th St. | North Platte | NE | 69101-3925 | Lincoln | NE11665 | Inactive |  | 27V22893 | 1968 | Bryant Boiler | CI - Cast Iron | HWHT - Hot Water Heat | 3/31/2002
LIBERTY TAX SERVICE | 2300 O St | Lincoln | NE | 68510-1123 | LANCASTER | NE12167 | Scrapped/Junked |  | 211-7719 | 1980 | PEERLESS HEATER COMPANY |  | STHT - Steam-Heat | 12/31/2005
DALE ELECTRONICS | 2300 Riverside Blvd | Norfolk | NE | 68701-2242 | MADISON | NE15472 | Inactive |  |  | 1988 | WEIL MCLAIN |  | HWHT - Hot Water Heat | 4/30/1995
DALE ELECTRONICS | 2300 Riverside Blvd | Norfolk | NE | 68701-2242 | MADISON | NE34897 | Inactive |  |  | 1969 | WEIL MCLAIN |  | HWHT - Hot Water Heat | 4/30/1991
Bryan Medical Ctr West | 2300 S 16th St | Lincoln | NE | 68502-3704 | Lancaster | NE05146 | Out of Service | 37106 | R5455 | 1983 | KEWA | FTSM - FTS Marine Dry Back | BSUP - Bldg Heat & Process | 2/28/2010
Bryan Medical Ctr West | 2300 S 16th St | Lincoln | NE | 68502-3704 | Lancaster | NE14022 | Out of Service | 21963 | 1 | 1965 | B&W | WT - Water Tube Boiler | BSUP - Bldg Heat & Process | 10/31/2014
Bryan Medical Ctr West | 2300 S 16th St | Lincoln | NE | 68502-3704 | Lancaster | NE14023 | Out of Service | 21964 | FM-1246 | 1965 | B&W | WT - Water Tube Boiler | BSUP - Bldg Heat & Process | 10/31/2014
Bryan Medical Ctr West | 2300 S 16th St | Lincoln | NE | 68502-3704 | Lancaster | NE19869 | Active | 10936 | 10858-01 | 2010 | Johnston Boiler Co. | FTSM - FTS Marine Dry Back | BSUP - Bldg Heat & Process | 8/31/2026
Bryan Medical Ctr West | 2300 S 16th St | Lincoln | NE | 68502-3704 | Lancaster | NE23644 | Active | 11071 | 10977-01 | 2012 | Johnston Boiler Co. | FTSM - FTS Marine Dry Back | BSUP - Bldg Heat & Process | 8/31/2026
Bryan Medical Ctr West | 2300 S 16th St | Lincoln | NE | 68502-3704 | Lancaster | NE26986 | Active | 11342 | 11088-01 | 2015 | Johnston Boiler Co. | FTSM - FTS Marine Dry Back | BSUP - Bldg Heat & Process | 10/31/2025
Nebraska Veterans Home | 2300 W Capital Ave | Grand Island | NE | 68803-2003 | Hall | NE30258 | Inactive | 11480 | 15145 | 1971 | Dunham Bush | FTWB - FTS Marine Wet Back | STHT - Steam-Heat | 8/31/2019
Nebraska Veterans Home | 2300 W Capital Ave | Grand Island | NE | 68803-2003 | Hall | NE30262 | Inactive | 11481 | 15146 | 1971 | Dunham Bush | FTWB - FTS Marine Wet Back | STHT - Steam-Heat | 8/31/2019
Norfolk Catholic School | 2300 W Madison Ave | Norfolk | NE | 68701-4456 | Madison | NE11350 | Active | 107811 | 0702-107811 | 2002 | Pvi | ELBL - Electric Boiler | HWSD - Hot Water Dom/Potable | 7/31/2026
Norfolk Catholic School | 2300 W Madison Ave | Norfolk | NE | 68701-4456 | Madison | NE11351 | Active | 107809 | 0702-107809 | 2002 | Pvi | FTVT - Firetube Vertical TB | HWHT - Hot Water Heat | 7/31/2026
Norfolk Catholic School | 2300 W Madison Ave | Norfolk | NE | 68701-4456 | Madison | NE12101 | Active | 107810 | 0702-107810 | 2002 | Pvi | FTVT - Firetube Vertical TB | HWSD - Hot Water Dom/Potable | 7/31/2026
NORFOLK CATHOLIC HIGH SCH | 2300 W Madison Ave | Norfolk | NE | 68701-4456 | MADISON | NE31967 | Inactive |  | L963 | 1960 | KEWANEE | FTFB - Firetube-Firebox Boiler | STHT - Steam-Heat | 6/30/1993
NORFOLK CATHOLIC HIGH SCH | 2300 W Madison Ave | Norfolk | NE | 68701-4456 | MADISON | NE37573 | Scrapped/Junked |  | N1104 | 1965 | KEWANEE | FTFB - Firetube-Firebox Boiler | HWHT - Hot Water Heat | 7/31/2006
NORFOLK CATHOLIC HIGH SCH | 2300 W Madison Ave | Norfolk | NE | 68701-4456 | MADISON | NE37574 | Scrapped/Junked |  | N1100 | 1965 | KEWANEE | FTFB - Firetube-Firebox Boiler | HWHT - Hot Water Heat | 7/31/2006
Auto dealer | 2301 Fairfield St | Lincoln | NE | 68521-1342 | Lancaster | NE09654 | Scrapped/Junked |  | 94-10-003558 | 1994 | PALOMA | COWH - Coil Type Water Heater | HWHF - Hot Water Heat-Floor | 4/30/2005
Auto dealer | 2301 Fairfield St | Lincoln | NE | 68521-1342 | Lancaster | NE09655 | Scrapped/Junked |  | 94-10-003494 | 1994 | PALO | COWH - Coil Type Water Heater | HWHF - Hot Water Heat-Floor | 5/31/2009
ONE HOUR MARTINIZING | 2301 Lincoln Rd | Bellevue | NE | 68005-3941 | SARPY | NE04063 | Inactive | 8789 |  | 1976 | BRYAN STEAM LLC | WT - Water Tube Boiler | PROC - Process Steam | 6/30/2005
North Park II | 2301 N 117th Ave | Omaha | NE | 68164-3483 | Douglas | NE15266 | Scrapped/Junked | 66922 | 0688103522 | 1989 | RAYPAK INC, CALIFORNIA | CPFT - Horiz Cpr Fin Boiler | HWHT - Hot Water Heat | 10/31/2003
North Park II | 2301 N 117th Ave | Omaha | NE | 68164-3483 | Douglas | NE22212 | Scrapped/Junked | 213503 | 0311213503 | 2003 | Raypak, Inc. | CPFT - Horiz Cpr Fin Boiler | HWHT - Hot Water Heat | 1/31/2022
North Park II | 2301 N 117th Ave | Omaha | NE | 68164-3483 | Douglas | NE41901 | Active | n/a | 20H00162050-08 | 2020 | Aerco | CALU - Cast Aluminum | HWHT - Hot Water Heat | 1/31/2025
Sudanese American Presbyterian Fellowship | 2301 N 45th St | Omaha | NE | 68104-4508 | Douglas | NE05060 | Out of Service | n/a | CP2810829 | 1994 | Weil-Mcclain | CI - Cast Iron | HWHT - Hot Water Heat | 3/31/2012
Bethlehem House | 2301 S 15th St | Omaha | NE | 68108-3945 | Douglas | NE18358 | Out of Service | n/a | 9-B-16 | 1955 | US Radiator | CI - Cast Iron | HWHT - Hot Water Heat | 4/30/2015
Bethlehem House | 2301 S 15th St | Omaha | NE | 68108-3945 | Douglas | NE26614 | Active | 149806 | PG120.05.1871 | 2014 | Lochinvar | COND - Condenser | HWHT - Hot Water Heat | 10/31/2026
Nucor Cold Finish | 2301 W Omaha Ave | Norfolk | NE | 68701-4565 | Madison | NE06858 | Active | C07914 | E0507914 | 2005 | AOSC | COBL - Coil Type Boiler | HWSP - Hot Water Non Potable Supply | 1/31/2026
G.T.E. | 2302 1st Ave | Kearney | NE | 68847-5310 | BUFFALO | NE15305 | Scrapped/Junked | 42171 | D-15731 | 1989 | KEWANEE | FT - Firetube Boiler | HWHT - Hot Water Heat | 4/30/2002
G.T.E. | 2302 1st Ave | Kearney | NE | 68847-5310 | BUFFALO | NE15306 | Scrapped/Junked | 42173 | D-15727 | 1989 | KEWANEE | FT - Firetube Boiler | HWHT - Hot Water Heat | 7/31/2000
MAX I WALKERS | 2302 L St | Omaha | NE | 68107-1820 | Douglas | NE02924 | Inactive | 16453 |  | 1968 | PARKER BOILER CO | WT - Water Tube Boiler | PROC - Process Steam | 6/30/2002
City of Omaha-2302 M LLC | 2302 M St | Omaha | NE | 68107-2828 | Douglas | NE37316 | Out of Service | n/a | 4183V00100 | 1984 | Bryant | CI - Cast Iron | HWHT - Hot Water Heat | 9/30/2013
City of Omaha-2302 M LLC | 2302 M St | Omaha | NE | 68107-2828 | Douglas | NE37317 | Out of Service | n/a | 4183V00066 | 1984 | Bryant | CI - Cast Iron | HWHT - Hot Water Heat | 9/30/2013
Perkins Restaurant | 2302 S Jeffers St | North Platte | NE | 69101-9696 | Lincoln | NE09858 | Scrapped/Junked | 65536 | LL01-1329726 | 2001 | AO Smith | CHWH - ASME/Fired Water Heater | HWSD - Hot Water Dom/Potable | 8/31/2014
Perkins Restaurant | 2302 S Jeffers St | North Platte | NE | 69101-9696 | Lincoln | NE21284 | Scrapped/Junked | 30978 |  | 1995 | AO SMITH | CHWH - ASME/Fired Water Heater | HWSD - Hot Water Dom/Potable | 3/31/2003
Perkins Restaurant | 2302 S Jeffers St | North Platte | NE | 69101-9696 | Lincoln | NE25387 | Scrapped/Junked | NB190628 | 1413m000637 | 2014 | AO SMITH | CHWH - ASME/Fired Water Heater | HWSD - Hot Water Dom/Potable | 1/31/2019
Perkins Restaurant | 2302 S Jeffers St | North Platte | NE | 69101-9696 | Lincoln | NE27322 | Scrapped/Junked | 144732 | A461516042 | 2015 | RHEEM | CHWH - ASME/Fired Water Heater | HWSD - Hot Water Dom/Potable | 12/22/2022
Edison Elementary School | 2303 N 97th St | Omaha | NE | 68134-5609 | Douglas | NE04952 | Scrapped/Junked | 13540 | SN2193 | 1990 | WEBJ | COBL - Coil Type Boiler | HWSD - Hot Water Dom/Potable | 12/31/2020
Edison Elementary School | 2303 N 97th St | Omaha | NE | 68134-5609 | Douglas | NE28983 | Active | 9873 | 19--HE084594219 | 2019 | Riello | WT - Water Tube Boiler | HWHT - Hot Water Heat | 12/31/2026
Edison Elementary School | 2303 N 97th St | Omaha | NE | 68134-5609 | Douglas | NE28984 | Active | 9877 | 19-HE084634219 | 2019 | Riello | WT - Water Tube Boiler | HWHT - Hot Water Heat | 12/31/2026
Edison Elementary School | 2303 N 97th St | Omaha | NE | 68134-5609 | Douglas | NE28985 | Active | 9874 | 19-HE084604219 | 2019 | Riello | WT - Water Tube Boiler | HWHT - Hot Water Heat | 12/31/2026
Edison Elementary School | 2303 N 97th St | Omaha | NE | 68134-5609 | Douglas | NE28986 | Active | 9878 | 19-HE084644219 | 2019 | Riello | WT - Water Tube Boiler | HWHT - Hot Water Heat | 12/31/2026
Edison Elementary School | 2303 N 97th St | Omaha | NE | 68134-5609 | Douglas | NE28987 | Active | 9881 | 19-HE084674219 | 2019 | Riello | WT - Water Tube Boiler | HWHT - Hot Water Heat | 12/31/2026
Edison Elementary School | 2303 N 97th St | Omaha | NE | 68134-5609 | Douglas | NE28988 | Active | 9885 | 19-HE084714219 | 2019 | Riello | WT - Water Tube Boiler | HWHT - Hot Water Heat | 12/31/2026
Edison Elementary School | 2303 N 97th St | Omaha | NE | 68134-5609 | Douglas | NE28989 | Active | 9884 | 19-HE084704219 | 2019 | Riello | WT - Water Tube Boiler | HWHT - Hot Water Heat | 12/31/2025
Edison Elementary School | 2303 N 97th St | Omaha | NE | 68134-5609 | Douglas | NE28990 | Active | 9888 | 19-HE084744219 | 2019 | Riello | WT - Water Tube Boiler | HWHT - Hot Water Heat | 12/31/2026
Edison Elementary School | 2303 N 97th St | Omaha | NE | 68134-5609 | Douglas | NE31180 | Scrapped/Junked | n/a | C7218 | 1964 | IRON | FTFB - Firetube-Firebox Boiler | STHT - Steam-Heat | 12/31/2020
Edison Elementary School | 2303 N 97th St | Omaha | NE | 68134-5609 | Douglas | NE31181 | Scrapped/Junked | n/a | C7219 | 1964 | IRON | FTFB - Firetube-Firebox Boiler | STHT - Steam-Heat | 12/31/2020
Inland Truck Parts | 230377 Highland Rd | Scottsbluff | NE | 69361-7717 | Scotts Bluff | NE24114 | Scrapped/Junked | 150469 | 0598 | 2011 | Columbia | WT - Water Tube Boiler | HWHF - Hot Water Heat-Floor | 5/31/2022
Inland Truck Parts | 230377 Highland Rd | Scottsbluff | NE | 69361-7717 | Scotts Bluff | NE41181 | Active | 228355 | 21PGT7001410139 | 2021 | AIC GDYNIA | FT - Firetube Boiler | HWHT - Hot Water Heat | 12/31/2026
City of Omaha-Montclair Comm Center | 2304 S 135th Ave | Omaha | NE | 68144-2421 | Douglas | NE20707 | Active | 9211 | 97-E6269 | 1997 | ALES | FTFB - Firetube-Firebox Boiler | HWHT - Hot Water Heat | 9/30/2026
City of Omaha-Montclair Comm Center | 2304 S 135th Ave | Omaha | NE | 68144-2421 | Douglas | NE20708 | Scrapped/Junked | 148737 | 97-10148737 | 1997 | Raypak | CPFT - Horiz Cpr Fin Boiler | IPHT - Indoor Pool Heater | 9/30/2021
City of Omaha-Montclair Comm Center | 2304 S 135th Ave | Omaha | NE | 68144-2421 | Douglas | NE29025 | Active | 515405 | 2011515405 | 2020 | Raypak | CPPH - Ansi Cpr Fin Pool Heater | IPHT - Indoor Pool Heater | 9/30/2026
City of Omaha-Montclair Comm Center | 2304 S 135th Ave | Omaha | NE | 68144-2421 | Douglas | NE37453 | Scrapped/Junked | 23719 | K87266456 | 1987 | STAT | CHWH - ASME/Fired Water Heater | HWSD - Hot Water Dom/Potable | 9/30/2013
UNIVERSITY LAUNDRY | 2305 13th Ave | Kearney | NE | 68845-5032 | BUFFALO | NE00076 | Scrapped/Junked |  | MJ87-0205244830 | 1987 | AO SMITH | AHWH - ANSI/Fired Water Htr | HWSD - Hot Water Dom/Potable | 10/31/2004
UNIVERSITY LAUNDRY | 2305 13th Ave | Kearney | NE | 68845-5032 | BUFFALO | NE00077 | Scrapped/Junked |  | MJ87014734 | 1987 | AO SMITH | AHWH - ANSI/Fired Water Htr | HWSD - Hot Water Dom/Potable | 10/31/2004
MORRIS PRESS & OFC SPLY | 2305 Central Ave | Kearney | NE | 68847-5348 | BUFFALO | NE16236 | Inactive |  | 31-1M | 1931 | AMERICAN RADIATOR |  | STHT - Steam-Heat | 11/30/1991
CREIGHTON UNIVERSITY | 2305 CUMING ST | OMAHA | NE | 68131 | Douglas | NE21913 | Scrapped/Junked | 30249 |  | 1983 | RAYPAK INC, CALIFORNIA | WT - Water Tube Boiler | HWSP - Hot Water Non Potable Supply | 4/30/1999
CREIGHTON UNIVERSITY | 2305 CUMING ST | OMAHA | NE | 68131 | Douglas | NE21914 | Scrapped/Junked | 126406 |  | 1996 | RAYPAK INC, CALIFORNIA | WT - Water Tube Boiler | HWSP - Hot Water Non Potable Supply | 4/30/1999
Nestle USA - Purina PetCare | 2305 E Highway 33 | Crete | NE | 68333-2535 | Saline | NE05120 | Scrapped/Junked | 18372 | L44192 | 1968 | Cleaver & Brooks | FT - Firetube Boiler | PROC - Process Steam | 6/30/2005
Nestle USA - Purina PetCare | 2305 E Highway 33 | Crete | NE | 68333-2535 | Saline | NE06022 | Active | 10332 | 10417-01 | 2004 | Johnston Boiler Co | FTWB - FTS Marine Wet Back | PROC - Process Steam | 6/30/2026
Nestle USA - Purina PetCare | 2305 E Highway 33 | Crete | NE | 68333-2535 | Saline | NE06023 | Active | 290 | 04250-2 | 2004 | Economasters LLC | ECON - Boiler Economizer | FDPR - Feedwater Preheater | 6/30/2026
Nestle USA - Purina PetCare | 2305 E Highway 33 | Crete | NE | 68333-2535 | Saline | NE06024 | Active | 289 | 04250-1 | 2004 | Economasters LLC | ECON - Boiler Economizer | ECON - Boiler Economizer | 6/30/2026
Nestle USA - Purina PetCare | 2305 E Highway 33 | Crete | NE | 68333-2535 | Saline | NE12239 | Out of Service | 2265 | 0-2348 | 1987 | Nebraska Boiler | WT - Water Tube Boiler | PROC - Process Steam | 7/31/2011
Nestle USA - Purina PetCare | 2305 E Highway 33 | Crete | NE | 68333-2535 | Saline | NE14040 | Inactive | 1741 | 2D1779 | 1977 | Nebraska Boiler | WT - Water Tube Boiler | PROC - Process Steam | 6/30/2008
Nestle USA - Purina PetCare | 2305 E Highway 33 | Crete | NE | 68333-2535 | Saline | NE14259 | Scrapped/Junked | 22303 |  | 1987 | Clayton Industries | WT - Water Tube Boiler | PROC - Process Steam | 6/30/2005
Nestle USA - Purina PetCare | 2305 E Highway 33 | Crete | NE | 68333-2535 | Saline | NE14260 | Inactive | 22304 |  | 1987 | Clayton Industries | COBL - Coil Type Boiler | PROC - Process Steam | 6/30/2008
Nestle USA - Purina PetCare | 2305 E Highway 33 | Crete | NE | 68333-2535 | Saline | NE18653 | Active | 10842 | 10802-01 | 2009 | Johnston Boiler Co. | FTWB - FTS Marine Wet Back | PROC - Process Steam | 6/30/2026
CROSSTOWN TAVERN | 2305 LEAVENWORTH ST | OMAHA | NE | 68108 | Douglas | NE21771 | Inactive |  | 3R7 | 1945 | KEWANEE | FTFB - Firetube-Firebox Boiler | HWHT - Hot Water Heat | 4/30/2002
Postal Service Inc | 2305 S 103Rd St | Omaha | NE | 68124-1809 | Douglas | NE30518 | Inactive |  | GS-301 | 1965 | Thermo-Pak | WT - Water Tube Boiler | HWHT - Hot Water Heat | 11/30/1994
St Joseph Villa | 2305 S 10th St | Omaha | NE | 68108-1108 | Douglas | NE04773 | Inactive | 7147 |  | 1988 | Rite Engineering Corp | WT - Water Tube Boiler | HWHT - Hot Water Heat | 7/31/1995
St Joseph Villa | 2305 S 10th St | Omaha | NE | 68108-1108 | Douglas | NE05154 | Scrapped/Junked |  | LH91-00137 | 1991 | A. O. Smith | AHWH - ANSI/Fired Water Htr | HWSD - Hot Water Dom/Potable | 2/28/2002
St Joseph Villa | 2305 S 10th St | Omaha | NE | 68108-1108 | Douglas | NE05155 | Scrapped/Junked |  | 0LA92-0015 | 1992 | A. O. Smith | AHWH - ANSI/Fired Water Htr | HWSD - Hot Water Dom/Potable | 2/28/2002
St Joseph Villa | 2305 S 10th St | Omaha | NE | 68108-1108 | Douglas | NE08056 | Inactive | 6316 |  | 1987 | Rite Engineering Corp | WT - Water Tube Boiler | HWHT - Hot Water Heat | 9/30/1989
St Joseph Villa | 2305 S 10th St | Omaha | NE | 68108-1108 | Douglas | NE08057 | Inactive | 6317 |  | 1987 | Rite Engineering Corp | WT - Water Tube Boiler | HWHT - Hot Water Heat | 9/30/1989
St Joseph Villa | 2305 S 10th St | Omaha | NE | 68108-1108 | Douglas | NE08566 | Out of Service | 63720 | LF01-1013203 | 2001 | A. O. Smith | CHWH - ASME/Fired Water Heater | HWSD - Hot Water Dom/Potable | 2/28/2020
St Joseph Villa | 2305 S 10th St | Omaha | NE | 68108-1108 | Douglas | NE08567 | Scrapped/Junked | 62737 | LG01-1022522 | 2001 | A. O. Smith | CHWH - ASME/Fired Water Heater | HWSD - Hot Water Dom/Potable | 2/28/2016
St Joseph Villa | 2305 S 10th St | Omaha | NE | 68108-1108 | Douglas | NE22660 | Exempt 1999 LB-66 |  | AH86-01971830 | 1986 | A. O. Smith | AHWH - ANSI/Fired Water Htr | HWSD - Hot Water Dom/Potable | 2/29/2000
St Joseph Villa | 2305 S 10th St | Omaha | NE | 68108-1108 | Douglas | NE22661 | Exempt 1999 LB-66 |  | AH86-01963830 | 1986 | A. O. Smith | AHWH - ANSI/Fired Water Htr | HWSD - Hot Water Dom/Potable | 2/29/2000
St Joseph Villa | 2305 S 10th St | Omaha | NE | 68108-1108 | Douglas | NE22662 | Exempt 1999 LB-66 |  | AH86-01965830 | 1986 | A. O. Smith | AHWH - ANSI/Fired Water Htr | HWSD - Hot Water Dom/Potable | 2/29/2000
St Joseph Villa | 2305 S 10th St | Omaha | NE | 68108-1108 | Douglas | NE26286 | Out of Service | 174475 | 174475 | 2012 | A. O. Smith | CHWH - ASME/Fired Water Heater | HWSD - Hot Water Dom/Potable | 2/28/2024
St Joseph Villa | 2305 S 10th St | Omaha | NE | 68108-1108 | Douglas | NE41209 | Active | 245516 | 183711854438 | 2018 | AO SMITH | AHWH - ANSI/Fired Water Htr | HWSD - Hot Water Dom/Potable | 2/28/2025
St Joseph Villa | 2305 S 10th St | Omaha | NE | 68108-1108 | Douglas | NE43531 | Active | 317283 | 317283 | 2024 | AO SMITH | AHWH - ANSI/Fired Water Htr | HWSD - Hot Water Dom/Potable | 2/28/2026
Community Medical Center | 2307 Barada St | Falls City | NE | 68355-1546 | RICHARDSON | NE09501 | Scrapped/Junked | 48707 | N4-17571-T2001 | 2001 | SUSS | ELBL - Electric Boiler | 0020 - Supp to Sterlizer/Autoclave | 8/31/2010
Community Medical Center | 2307 Barada St | Falls City | NE | 68355-1546 | RICHARDSON | NE16385 | Scrapped/Junked | 27972 | P-5555 | 1976 | KEWA | FTFB - Firetube-Firebox Boiler | HWHT - Hot Water Heat | 8/31/2010
Community Medical Center | 2307 Barada St | Falls City | NE | 68355-1546 | RICHARDSON | NE16386 | Scrapped/Junked | 27936 | P-5558 | 1976 | KEWA | FTFB - Firetube-Firebox Boiler | STHT - Steam-Heat | 8/31/2010
Community Medical Center | 2307 Barada St | Falls City | NE | 68355-1546 | RICHARDSON | NE16387 | Scrapped/Junked | 27944 | P-5556 | 1976 | KEWA | FTFB - Firetube-Firebox Boiler | STHT - Steam-Heat | 8/31/2010
Community Medical Center | 2307 Barada St | Falls City | NE | 68355-1546 | RICHARDSON | NE20504 | Scrapped/Junked | 125572 |  | 1983 | CHROMALOX PRECISION HEAT | ELBL - Electric Boiler | PROC - Process Steam | 9/30/2001
Hastings Physical Therapy | 2307 Osborne Dr W | Hastings | NE | 68901-9116 | Adams | NE24093 | Active | 359542 | 1206359542 | 2013 | Raypak | CPFH - Copper Fin Water Heater | IPHT - Indoor Pool Heater | 2/28/2025
Work Ethic Camp | 2309 N Highway 83 | McCook | NE | 69001-2181 | Red Willow | NE00784 | Scrapped/Junked | 166928 | 00D1166928 | 2000 | Raypak | CPFH - Copper Fin Water Heater | HWSD - Hot Water Dom/Potable | 1/31/2014
Work Ethic Camp | 2309 N Highway 83 | McCook | NE | 69001-2181 | Red Willow | NE00785 | Out of Service | 166878 | 0001166878 | 2000 | Raypak | CPFT - Horiz Cpr Fin Boiler | HWHT - Hot Water Heat | 1/31/2020
Work Ethic Camp | 2309 N Highway 83 | McCook | NE | 69001-2181 | Red Willow | NE00786 | Scrapped/Junked | 166879 | 0001166879 | 2000 | Raypak | CPFT - Horiz Cpr Fin Boiler | HWHT - Hot Water Heat | 1/31/2021
Work Ethic Camp | 2309 N Highway 83 | McCook | NE | 69001-2181 | Red Willow | NE00787 | Scrapped/Junked | 166927 | 0001166927 | 2000 | Raypak | CPFH - Copper Fin Water Heater | HWSD - Hot Water Dom/Potable | 1/31/2022
Work Ethic Camp | 2309 N Highway 83 | McCook | NE | 69001-2181 | Red Willow | NE00788 | Scrapped/Junked | 166930 | 0001166930 | 2000 | Raypak | CPFH - Copper Fin Water Heater | HWSD - Hot Water Dom/Potable | 1/31/2016
Work Ethic Camp | 2309 N Highway 83 | McCook | NE | 69001-2181 | Red Willow | NE00789 | Scrapped/Junked | 166929 | 0001166929 | 2000 | Raypak | CPFH - Copper Fin Water Heater | HWSD - Hot Water Dom/Potable | 1/31/2016
Work Ethic Camp | 2309 N Highway 83 | McCook | NE | 69001-2181 | Red Willow | NE02355 | Inactive | 16622 | 020362 | 2002 | LEGI | COOK - Fired Cooker | COOK - Cooker/Kettle | 11/30/2011
Work Ethic Camp | 2309 N Highway 83 | McCook | NE | 69001-2181 | Red Willow | NE26173 | Scrapped/Junked | 7188 | 15470247 | 2015 | Aerco | COBL - Coil Type Boiler | HWSD - Hot Water Dom/Potable | 1/31/2024
Work Ethic Camp | 2309 N Highway 83 | McCook | NE | 69001-2181 | Red Willow | NE26174 | Out of Service | 7178 | 15490090 | 2015 | Aerco | COBL - Coil Type Boiler | HWSD - Hot Water Dom/Potable | 1/31/2023
Work Ethic Camp | 2309 N Highway 83 | McCook | NE | 69001-2181 | Red Willow | NE28438 | Active | 86530 | G-20-0522 | 2020 | Aerco | COBL - Coil Type Boiler | HWHT - Hot Water Heat | 1/31/2026
Work Ethic Camp | 2309 N Highway 83 | McCook | NE | 69001-2181 | Red Willow | NE28439 | Active | 86531 | G-20-0523 | 2020 | Aerco | COBL - Coil Type Boiler | HWHT - Hot Water Heat | 1/31/2026
Work Ethic Camp | 2309 N Highway 83 | McCook | NE | 69001-2181 | Red Willow | NE29175 | Active | 468055 | 102919F1051366 | 2019 | Heat Transfer Products Inc. | COBL - Coil Type Boiler | HWSD - Hot Water Dom/Potable | 1/31/2026
Work Ethic Camp | 2309 N Highway 83 | McCook | NE | 69001-2181 | Red Willow | NE41101 | Active | 468057 | 102919F1051356 | 2019 | Heat Transfer Products Inc. | COBL - Coil Type Boiler | HWSD - Hot Water Dom/Potable | 1/31/2026
HASTINGS OIL RECYCLING | 231 CTY RD 3168 | HASTINGS | NE | 68901 | ADAMS | NE04031 | Scrapped/Junked | 2054 |  | 1961 | WILLIAMS & DAVIS BOILERS | FT - Firetube Boiler | PROC - Process Steam | 8/31/1986
HASTINGS OIL RECYCLING | 231 CTY RD 3168 | HASTINGS | NE | 68901 | ADAMS | NE04039 | Scrapped/Junked | 10032 |  | 1971 | YORK SHIPLEY | FT - Firetube Boiler | PROC - Process Steam | 8/31/1986
HASTINGS OIL RECYCLING | 231 CTY RD 3168 | HASTINGS | NE | 68901 | ADAMS | NE46616 | Inactive | 9727 | 9727 | 1986 | SUPERIOR BOILERWORKS | FTSM - FTS Marine Dry Back | PROC - Process Steam | 9/30/2006
Hall County Attorney | 231 S Locust St | Grand Island | NE | 68801-6040 | Hall | NE12449 | Scrapped/Junked | 115712 | H01-H05784 | 2001 | WTRP | COBL - Coil Type Boiler | HWHT - Hot Water Heat | 4/30/2018
Hall County Attorney | 231 S Locust St | Grand Island | NE | 68801-6040 | Hall | NE12450 | Scrapped/Junked | 115841 | S01-H0035 | 2001 | WTRP | COBL - Coil Type Boiler | HWHT - Hot Water Heat | 4/30/2018
Hall County Attorney | 231 S Locust St | Grand Island | NE | 68801-6040 | Hall | NE27344 | Active | 326394 | 101521921 | 2015 | CAMUS | WTSS - Watertube SS Steel | HWHT - Hot Water Heat | 4/30/2026
Hall County Attorney | 231 S Locust St | Grand Island | NE | 68801-6040 | Hall | NE27345 | Active | 326397 | 101521920 | 2015 | CAMUS | WTSS - Watertube SS Steel | HWHT - Hot Water Heat | 4/30/2026
Hall County Attorney | 231 S Locust St | Grand Island | NE | 68801-6040 | Hall | NE37661 | Scrapped/Junked |  | 210-1299 | 1986 | PEERLESS HEATER COMPANY |  | HWHT - Hot Water Heat | 11/30/2001
PRO TIRE & SERVICE | 231 W 2nd St | Chadron | NE | 69337-2336 | DAWES | NE04496 | Inactive |  | 6015 | 1967 | AMERICAN STANDARD |  | STHT - Steam-Heat | 2/28/2005
SCOTTSBLUFF JUNIOR HIGH | 2310 2ND AVE | SCOTTSBLUFF | NE | 69361 | SCOTTS BLUFF | NE05186 | Exempt 1999 LB-66 |  | 000000480400248 | 1990 | RUUD | AHWH - ANSI/Fired Water Htr | HWSD - Hot Water Dom/Potable | 6/30/2000
SCOTTSBLUFF JUNIOR HIGH | 2310 2ND AVE | SCOTTSBLUFF | NE | 69361 | SCOTTS BLUFF | NE34008 | Scrapped/Junked |  | 9612455 | 1992 | BRADFORD-WHITE | AHWH - ANSI/Fired Water Htr | HWSD - Hot Water Dom/Potable | 6/30/2002
Christ Lutheran Church-BMIC #439824 | 2310 Barada St | Falls City | NE | 68355-1545 | Richardson | NE00721 | Active | n/a | MSD-2461 | 1999 | HYDR | CI - Cast Iron | HWHT - Hot Water Heat | 12/31/2026
OUR LADY OF GUADALUPE | 2310 O St | Omaha | NE | 68107-2837 | Douglas | NE37627 | Inactive |  | 3R6 | 1950 | KEWANEE | FTFB - Firetube-Firebox Boiler | STHT - Steam-Heat | 8/31/2005
Fire Station 3 | 2310 S Webb Rd | Grand Island | NE | 68803-5650 | Hall | NE44106 | Active | 377642 | N22.VC60.338.09364 | 2022 | Lochinvar | FTSS - Firetube Stainless Steel | HWHT - Hot Water Heat | 2/28/2026
Upstream Farms | 2311 140th Ave | Albion | NE | 68620-5511 | Boone | NE42206 | Active | 155093 | 155093 | 2019 | Columbia | FTHT - Firetube Horizontal | PROC - Process Steam | 12/31/2023
West Stadium | 2311 College | Grand Island | NE | 68803 | Hall | NE41672 | Active | 7173 | 19-HE057541019 | 2019 | Riello | COBL - Coil Type Boiler | HWHT - Hot Water Heat | 1/31/2026
West Stadium | 2311 College | Grand Island | NE | 68803 | Hall | NE41673 | Active | 7171 | 19-HE057521019 | 2019 | Riello | COBL - Coil Type Boiler | HWHT - Hot Water Heat | 1/31/2027
West Stadium | 2311 College | Grand Island | NE | 68803 | Hall | NE41674 | Active | 7158 | 19-HE057591014 | 2019 | Riello | UNK - Unknown | HWHT - Hot Water Heat | 1/31/2027
West Stadium | 2311 College | Grand Island | NE | 68803 | Hall | NE41675 | Active | 7161 | 19-HE057421019 | 2019 | Riello | COBL - Coil Type Boiler | HWHT - Hot Water Heat | 1/31/2027
Pilgrim Lutheran Church-BMIC#428572 | 2311 Fairview Rd | Bellevue | NE | 68123-5318 | Sarpy | NE23841 | Scrapped/Junked | 92475 | 109792475 | 1997 | Pvi | FT - Firetube Boiler | HWHT - Hot Water Heat | 11/30/2017
Pilgrim Lutheran Church-BMIC#428572 | 2311 Fairview Rd | Bellevue | NE | 68123-5318 | Sarpy | NE23842 | Scrapped/Junked | 92451 | 109792451 | 1997 | Pvi | FT - Firetube Boiler | HWHT - Hot Water Heat | 11/30/2017
Pilgrim Lutheran Church-BMIC#428572 | 2311 Fairview Rd | Bellevue | NE | 68123-5318 | Sarpy | NE23843 | Exempt 1999 LB-66 |  | MK970686069978 | 1997 | AO SMITH | AHWH - ANSI/Fired Water Htr | HWSD - Hot Water Dom/Potable | 4/30/2000
Pilgrim Lutheran Church-BMIC#428572 | 2311 Fairview Rd | Bellevue | NE | 68123-5318 | Sarpy | NE26747 | Active | 989 | 16-HE010173816 | 2016 | Fontecal SpA | WTSS - Watertube SS Steel | HWHT - Hot Water Heat | 2/28/2026
Pilgrim Lutheran Church-BMIC#428572 | 2311 Fairview Rd | Bellevue | NE | 68123-5318 | Sarpy | NE26748 | Active | 991 | 16-HE010193816 | 2016 | Fontecal SpA | WTSS - Watertube SS Steel | HWHT - Hot Water Heat | 2/28/2026
Pilgrim Lutheran Church-BMIC#428572 | 2311 Fairview Rd | Bellevue | NE | 68123-5318 | Sarpy | NE26749 | Active | 990 | 16-HE010183816 | 2016 | Fontecal SpA | WTSS - Watertube SS Steel | HWHT - Hot Water Heat | 2/28/2026
Super Suds | 2311 Krenzien Dr | Norfolk | NE | 68701-4605 | Madison | NE24324 | Scrapped/Junked | N/A | CP3588105 | 1999 | Weil-Mcclain | CI - Cast Iron | HWHT - Hot Water Heat | 1/31/2016
Super Suds | 2311 Krenzien Dr | Norfolk | NE | 68701-4605 | Madison | NE24325 | Scrapped/Junked | N/A | CP3720993 | 1999 | Weil-Mcclain | CI - Cast Iron | HWFP - Floor Heat & Nonpotable | 1/31/2019
Super Suds | 2311 Krenzien Dr | Norfolk | NE | 68701-4605 | Madison | NE26228 | Active | N/A | A4145.31247890TY | 2015 | Weil-Mcclain | CI - Cast Iron | HWHT - Hot Water Heat | 1/31/2026
Super Suds | 2311 Krenzien Dr | Norfolk | NE | 68701-4605 | Madison | NE27938 | Inactive | N/A | CP7720319 | 2018 | Weil-McLain | CI - Cast Iron | HWHF - Hot Water Heat-Floor | 1/31/2023
Super Suds | 2311 Krenzien Dr | Norfolk | NE | 68701-4605 | Madison | NE43085 | Active | N/A | CP8095297 | 2023 | Weil-McLain | CI - Cast Iron | HWHF - Hot Water Heat-Floor | 1/31/2026
QWEST COMMUNICATIONS | 2311 O St | Omaha | NE | 68107-2838 | Douglas | NE11462 | Inactive |  | 102753 | 1945 | PACIFIC | FT - Firetube Boiler | HWHT - Hot Water Heat | 9/30/2008
Wort Apartments | 2313 Central Ave | Kearney | NE | 68847-5350 | Buffalo | NE11334 | Inactive | NA | 211A-3631-0388 | 1988 | Peerless | CI - Cast Iron | STHT - Steam-Heat | 1/31/2024
PREMIER CLEANERS | 2313 N Cotner Blvd | Lincoln | NE | 68507-2821 | LANCASTER | NE10021 | Inactive | 36053 |  | 1979 | FULTON BOILERWORKS | FT - Firetube Boiler | PROC - Process Steam | 4/30/2000
Store/Apartment Buildings | 2314 N St # 2320 | Omaha | NE | 68107-2833 | Douglas | NE24758 | Active | n/a | 211-129851097 | 1998 | Peerless | CI - Cast Iron | STHT - Steam-Heat | 3/31/2026
EDWARD & ANN DALE | 2314 O St | Omaha | NE | 68107-2837 | Douglas | NE04307 | Inactive |  | G9414 | 1950 | KEWANEE | FT - Firetube Boiler | STHT - Steam-Heat | 9/30/1997
APARTMENT BUILDING | 2316 9th St | Columbus | NE | 68601-5704 | PLATTE | NE33452 | Scrapped/Junked |  | 2600 | 1948 | PACIFIC | FT - Firetube Boiler | STHT - Steam-Heat | 7/31/2005
APARTMENT BUILDING | 2316 9th St | Columbus | NE | 68601-5704 | PLATTE | NE33453 | Scrapped/Junked |  | K9756 | 1959 | KEWANEE | FTFB - Firetube-Firebox Boiler | HWHT - Hot Water Heat | 7/31/2005
Castelar Elementary | 2316 S 18th St | Omaha | NE | 68108-3952 | Douglas | NE15036 | Active | 12704 | 56824 | 2001 | TRIA | FTVT - Firetube Vertical TB | HWHT - Hot Water Heat | 12/31/2026
WILSON ALTERNATIVE SCHOOL | 2316 S 18th St | Omaha | NE | 68108-3952 | Douglas | NE05034 | Scrapped/Junked |  | 0000500831 | 1970 | DAY & NIGHT | AHWH - ANSI/Fired Water Htr | HWSD - Hot Water Dom/Potable | 5/31/1999
WILSON ALTERNATIVE SCHOOL | 2316 S 18th St | Omaha | NE | 68108-3952 | Douglas | NE31038 | Scrapped/Junked |  | H995 | 1954 | KEWANEE | FTFB - Firetube-Firebox Boiler | STHT - Steam-Heat | 6/30/2003
WILSON ALTERNATIVE SCHOOL | 2316 S 18th St | Omaha | NE | 68108-3952 | Douglas | NE31039 | Scrapped/Junked |  | H992 | 1954 | KEWANEE | FTFB - Firetube-Firebox Boiler | STHT - Steam-Heat | 6/30/2003
Cornhusker Public Power | 23169 235th Ave | Columbus | NE | 68601-6318 | Platte | NE29087 | Active | 22527 | 22527 | 2020 | Lochinvar | ELBL - Electric Boiler | GLFH - Glycol Floor Heat System | 1/31/2027
Epworth Village | 2317 N Kruse Ave | Grand Island | NE | 68803-2038 | Hall | NE05901 | Scrapped/Junked |  | 2SX14870 | 1965 | BRYN | CI - Cast Iron | STHT - Steam-Heat | 5/31/2004
Washtopia Laundry | 2317 Vinton St | Omaha | NE | 68108-1849 | Douglas | NE01475 | Scrapped/Junked | 70400 | L963909 | 1996 | Hamilton Eng | WT - Water Tube Boiler | HWSP - Hot Water Non Potable Supply | 7/31/2019
Big Rig Repair | 23188 Highway 6 | Gretna | NE | 68028-6348 | Sarpy | NE23890 | Scrapped/Junked | 146028 | I02H001-46028 | 2002 | Lochinvar | CPFT - Horiz Cpr Fin Boiler | HWHF - Hot Water Heat-Floor | 3/31/2015
Big Rig Repair | 23188 Highway 6 | Gretna | NE | 68028-6348 | Sarpy | NE24973 | Scrapped/Junked | 278068 | J13H10278068 | 2013 | Lochinvar/Gianonni | WTSS - Watertube SS Steel | HWHF - Hot Water Heat-Floor | 11/30/2022
Big Rig Repair | 23188 Highway 6 | Gretna | NE | 68028-6348 | Sarpy | NE42050 | Active | 461455 | D1.19.0800684 | 2019 | Apex | WTSS - Watertube SS Steel | HWHF - Hot Water Heat-Floor | 12/31/2026
West View Medical Bldg | 2319 N Lincoln Ave | York | NE | 68467-1001 | York | NE04174 | Scrapped/Junked | 4180 | 3 | 1991 | AO SMITH | WT - Water Tube Boiler | HWSD - Hot Water Dom/Potable | 10/31/2006
West View Medical Bldg | 2319 N Lincoln Ave | York | NE | 68467-1001 | York | NE04642 | Inactive |  | 1285 | 1985 | PEERLESS HEATER COMPANY |  | HWHT - Hot Water Heat | 10/31/2004
West View Medical Bldg | 2319 N Lincoln Ave | York | NE | 68467-1001 | York | NE04643 | Inactive |  |  | 1956 | WEIL MCLAIN |  | HWHT - Hot Water Heat | 10/31/2004
West View Medical Bldg | 2319 N Lincoln Ave | York | NE | 68467-1001 | York | NE04644 | Inactive |  | 70662 | 1976 | RUUD | CHWH - ASME/Fired Water Heater | HWSD - Hot Water Dom/Potable | 10/31/2004
West View Medical Bldg | 2319 N Lincoln Ave | York | NE | 68467-1001 | York | NE04645 | Inactive |  | 2320 | 1967 | KEWANEE | FT - Firetube Boiler | HWHT - Hot Water Heat | 10/31/2004
West View Medical Bldg | 2319 N Lincoln Ave | York | NE | 68467-1001 | York | NE04646 | Out of Service | 27814 | P-5218 | 1976 | Kewanee | FTFB - Firetube-Firebox Boiler | HWHT - Hot Water Heat | 6/30/2022
West View Medical Bldg | 2319 N Lincoln Ave | York | NE | 68467-1001 | York | NE20181 | Exempt 1999 LB-66 |  | 0990D08731 | 1990 | RHEEM MANUFACTURING CO | AHWH - ANSI/Fired Water Htr | HWSD - Hot Water Dom/Potable | 10/31/1999
West View Medical Bldg | 2319 N Lincoln Ave | York | NE | 68467-1001 | York | NE41525 | Active | 15403 | 21-HE140110121 | 2021 | Riello | WT - Water Tube Boiler | HWHT - Hot Water Heat | 6/30/2026
West View Medical Bldg | 2319 N Lincoln Ave | York | NE | 68467-1001 | York | NE41526 | Active | 15443 | 21-HE140510121 | 2021 | Riello | WT - Water Tube Boiler | HWHT - Hot Water Heat | 6/30/2026
West View Medical Bldg | 2319 N Lincoln Ave | York | NE | 68467-1001 | York | NE41527 | Active | 15400 | 21-HE190080121 | 2021 | Riello | WT - Water Tube Boiler | HWHT - Hot Water Heat | 6/30/2026
West View Medical Bldg | 2319 N Lincoln Ave | York | NE | 68467-1001 | York | NE41528 | Active | 15410 | 21-HE140180121 | 2021 | Riello | WT - Water Tube Boiler | HWHT - Hot Water Heat | 6/30/2026
West View Medical Bldg | 2319 N Lincoln Ave | York | NE | 68467-1001 | York | NE41529 | Active | 15408 | 21-HE140160121 | 2021 | Riello | WT - Water Tube Boiler | HWHT - Hot Water Heat | 6/30/2026
West View Medical Bldg | 2319 N Lincoln Ave | York | NE | 68467-1001 | York | NE41530 | Active | 15401 | 21-HE140090121 | 2021 | Riello | WT - Water Tube Boiler | HWHT - Hot Water Heat | 6/30/2026
Omaha Apostolic Church | 2319 Ogden St | Omaha | NE | 68110-1058 | Douglas | NE16897 | Inactive | n/a | 211A-4833-0889 | 1989 | Peerless | CI - Cast Iron | STHT - Steam-Heat | 12/31/2021
Community Correctional Center | 2320 Avenue J E | Omaha | NE | 68110-2766 | Douglas | NE09828 | Scrapped/Junked | 65119 | LL011289114110 | 2001 | AOSM | CHWH - ASME/Fired Water Heater | HWSD - Hot Water Dom/Potable | 6/30/2009
Community Correctional Center | 2320 Avenue J E | Omaha | NE | 68110-2766 | Douglas | NE13901 | Scrapped/Junked | 2004 | 100807783 | 2008 | CAMUS HYDRONICS LIMITED | CPFH - Copper Fin Water Heater | HWDP - Hotwater Heat & Dom Supply | 6/30/2024
Community Correctional Center | 2320 Avenue J E | Omaha | NE | 68110-2766 | Douglas | NE13902 | Scrapped/Junked | 2003 | 100807782 | 2008 | CAMUS HYDRONICS LIMITED | COBL - Coil Type Boiler | HWDP - Hotwater Heat & Dom Supply | 6/30/2018
Community Correctional Center | 2320 Avenue J E | Omaha | NE | 68110-2766 | Douglas | NE27443 | Scrapped/Junked | 8944 | 111725823 | 2017 | CAMUS HYDRONICS LIMITED | CPFT - Horiz Cpr Fin Boiler | HWSD - Hot Water Dom/Potable | 6/30/2026
Community Correctional Center | 2320 Avenue J E | Omaha | NE | 68110-2766 | Douglas | NE40094 | Scrapped/Junked | 42299 | LM970699404970 | 1997 | AOSM | CHWH - ASME/Fired Water Heater | HWSD - Hot Water Dom/Potable | 6/30/2009
Community Correctional Center | 2320 Avenue J E | Omaha | NE | 68110-2766 | Douglas | NE43598 | Active | 330358 | C25330358 | 2025 | Laars | CHWH - ASME/Fired Water Heater | HWSD - Hot Water Dom/Potable | 6/30/2027
Community Correctional Center | 2320 Avenue J E | Omaha | NE | 68110-2766 | Douglas | NE43599 | Active | 323645 | C24323645 | 2025 | Laars | CHWH - ASME/Fired Water Heater | HWSD - Hot Water Dom/Potable | 6/30/2025
Whitehall Campus | 2320 N 57th St | Lincoln | NE | 68507-2301 | Lancaster | NE30119 | Inactive | 9601 |  | 1948 | NATIONAL RADIATOR | FT - Firetube Boiler | STHT - Steam-Heat | 8/31/1995
Whitehall Campus | 2320 N 57th St | Lincoln | NE | 68507-2301 | Lancaster | NE30760 | Active | N/A | 7FDA87510795 | 1995 | Peerless | CI - Cast Iron | HWHT - Hot Water Heat | 3/31/2026
Whitehall Campus | 2320 N 57th St | Lincoln | NE | 68507-2301 | Lancaster | NE30973 | Scrapped/Junked |  | AH84-00154830 | 1984 | AO SMITH | AHWH - ANSI/Fired Water Htr | HWSD - Hot Water Dom/Potable | 12/31/2001
Whitehall Campus | 2320 N 57th St | Lincoln | NE | 68507-2301 | Lancaster | NE40067 | Inactive | 146260 |  | 1998 | RAYPAK INC, CALIFORNIA | CPFT - Horiz Cpr Fin Boiler | HWSD - Hot Water Dom/Potable | 12/31/1999
Capital Humane Society | 2320 Park Blvd | Lincoln | NE | 68502-3327 | Lancaster | NE17211 | Scrapped/Junked |  | N1102 | 1965 | KEWANEE | FT - Firetube Boiler | HWHT - Hot Water Heat | 9/30/1999
Capital Humane Society | 2320 Park Blvd | Lincoln | NE | 68502-3327 | Lancaster | NE24392 | Scrapped/Junked | 10080 | 99E-7552 | 1999 | Aldrich | FTVT - Firetube Vertical TB | HWHT - Hot Water Heat | 2/28/2022
Capital Humane Society | 2320 Park Blvd | Lincoln | NE | 68502-3327 | Lancaster | NE41810 | Active | 206097 | 20.PG120.05.0628 | 2020 | Lochinvar | FTVT - Firetube Vertical TB | HWHT - Hot Water Heat | 7/31/2026
Capital Humane Society | 2320 Park Blvd | Lincoln | NE | 68502-3327 | Lancaster | NE41811 | Active | 344205 | 18.PG120.05.0647 | 2018 | Lochinvar | FTVT - Firetube Vertical TB | HWHT - Hot Water Heat | 7/31/2026
Capital Humane Society | 2320 Park Blvd | Lincoln | NE | 68502-3327 | Lancaster | NE41812 | Active | 207134 | 20.PG120.05.0659 | 2020 | Lochinvar | FTVT - Firetube Vertical TB | HWHT - Hot Water Heat | 7/31/2026
7245 Ruby Tuesday | 2320 S Jeffers St | North Platte | NE | 69101-9696 | Lincoln | NE00002 | Inactive | 115055 | E07M005690 | 2007 | A O Smith | CHWH - ASME/Fired Water Heater | HWSD - Hot Water Dom/Potable | 4/22/2009
7245 Ruby Tuesday | 2320 S Jeffers St | North Platte | NE | 69101-9696 | Lincoln | NE14662 | Scrapped/Junked | 115055 | E07M005690 | 2007 | A O Smith | CHWH - ASME/Fired Water Heater | HWSD - Hot Water Dom/Potable | 7/31/2018
7245 Ruby Tuesday | 2320 S Jeffers St | North Platte | NE | 69101-9696 | Lincoln | NE27304 | Active | 22710 | 1712105448529 | 2017 | A O Smith | CHWH - ASME/Fired Water Heater | HWSD - Hot Water Dom/Potable | 10/31/2026
Benchmark Bio Labs | 2321 30 Rd | Brainard | NE | 68626-3103 | Butler | NE06368 | Scrapped/Junked | 27866 | 37866 | 2006 | ELEC | ELBL - Electric Boiler | 0020 - Supp to Sterlizer/Autoclave | 8/31/2010
Benchmark Bio Labs | 2321 30 Rd | Brainard | NE | 68626-3103 | Butler | NE10837 | Scrapped/Junked | 26559 | 36559 | 2002 | ELEC | ELBL - Electric Boiler | 0020 - Supp to Sterlizer/Autoclave | 8/31/2010
Superwash of Beatrice | 2321 N 6th St | Beatrice | NE | 68310-1215 | Gage | NE40169 | Scrapped/Junked | 122415 | 9503122415 | 1995 | Raytherm/Raypak | CPFT - Horiz Cpr Fin Boiler | HWSP - Hot Water Non Potable Supply | 8/31/2012
Superwash of Beatrice | 2321 N 6th St | Beatrice | NE | 68310-1215 | Gage | NE40170 | Active | 123191 | 9504123191 | 1995 | Raytherm/Raypak | CPFT - Horiz Cpr Fin Boiler | HWFS - HW Heat - Floor & Sidewalk | 8/31/2026
Omaha Correctional Center | 2323 Avenue J | Omaha | NE | 68110-2765 | Douglas | NE14152 | Scrapped/Junked | 2009 | 100807781 | 2008 | CAMUS HYDRONICS LIMITED | CPFT - Horiz Cpr Fin Boiler | HWSP - Hot Water Non Potable Supply | 6/30/2014
Omaha Correctional Center | 2323 Avenue J | Omaha | NE | 68110-2765 | Douglas | NE24647 | Scrapped/Junked | 260634 | B14H00260634 | 2014 | Lochinvar | CPFH - Copper Fin Water Heater | HWSD - Hot Water Dom/Potable | 6/30/2021
Omaha Correctional Center | 2323 Avenue J | Omaha | NE | 68110-2765 | Douglas | NE25732 | Active | 13259 | 111420243 | 2014 | CAMUS | CPFH - Copper Fin Water Heater | HWSD - Hot Water Dom/Potable | 6/30/2026
Omaha Correctional Center | 2323 Avenue J | Omaha | NE | 68110-2765 | Douglas | NE30102 | Scrapped/Junked | 36015 | 9814 | 1982 | Kewanee | FTFB - Firetube-Firebox Boiler | HWHT - Hot Water Heat | 6/30/2022
Omaha Correctional Center | 2323 Avenue J | Omaha | NE | 68110-2765 | Douglas | NE30103 | Scrapped/Junked | 36014 | R4473 | 1982 | Kewanee | FTFB - Firetube-Firebox Boiler | HWHT - Hot Water Heat | 6/30/2022
Omaha Correctional Center | 2323 Avenue J | Omaha | NE | 68110-2765 | Douglas | NE30149 | Scrapped/Junked | 41650 | 811801 | 1989 | Kewanee | FTFB - Firetube-Firebox Boiler | HWHT - Hot Water Heat | 6/30/2022
Omaha Correctional Center | 2323 Avenue J | Omaha | NE | 68110-2765 | Douglas | NE30180 | Scrapped/Junked | 117296 | 8991319 | 1989 | Teledyne Laars | CPFT - Horiz Cpr Fin Boiler | HWSP - Hot Water Non Potable Supply | 6/30/2015
Omaha Correctional Center | 2323 Avenue J | Omaha | NE | 68110-2765 | Douglas | NE30183 | Scrapped/Junked | 5631 | LD89-005631-880 | 1989 | AO SMITH | CHWH - ASME/Fired Water Heater | HWSD - Hot Water Dom/Potable | 6/30/2002
Omaha Correctional Center | 2323 Avenue J | Omaha | NE | 68110-2765 | Douglas | NE30317 | Scrapped/Junked | 14327 | 1911801 | 1990 | Teledyne Laars | CPFT - Horiz Cpr Fin Boiler | HWSP - Hot Water Non Potable Supply | 6/30/2014
Omaha Correctional Center | 2323 Avenue J | Omaha | NE | 68110-2765 | Douglas | NE30418 | Scrapped/Junked |  | J914375SRN | 1991 | Loch | CPFT - Horiz Cpr Fin Boiler | HWSP - Hot Water Non Potable Supply | 6/30/2009
Omaha Correctional Center | 2323 Avenue J | Omaha | NE | 68110-2765 | Douglas | NE41448 | Active | 308498 | C21308498 | 2021 | Laars | CPFT - Horiz Cpr Fin Boiler | HWSD - Hot Water Dom/Potable | 6/30/2026
Omaha Correctional Center | 2323 Avenue J | Omaha | NE | 68110-2765 | Douglas | NE42816 | Active | 21110 | 22F-9018 | 2022 | Aldrich | FTVT - Firetube Vertical TB | BSPW - Bldg Supply/Power Generate | 6/30/2026
Omaha Correctional Center | 2323 Avenue J | Omaha | NE | 68110-2765 | Douglas | NE42817 | Active | 21112 | 22F-9020 | 2022 | Aldrich | FTVT - Firetube Vertical TB | BSPW - Bldg Supply/Power Generate | 6/30/2026
Omaha Correctional Center | 2323 Avenue J | Omaha | NE | 68110-2765 | Douglas | NE42818 | Active | 21109 | 22F-9017 | 2022 | Aldrich | FTVT - Firetube Vertical TB | BSPW - Bldg Supply/Power Generate | 6/30/2026
Omaha Correctional Center | 2323 Avenue J | Omaha | NE | 68110-2765 | Douglas | NE42819 | Active | 21107 | 22F-9015 | 2022 | Aldrich | FTVT - Firetube Vertical TB | BSPW - Bldg Supply/Power Generate | 6/30/2026
Waves Auto Bath | 2323 E 23rd St | Fremont | NE | 68025 | Dodge | NE02538 | Scrapped/Junked | 33779 | 0883103081 | 1983 | Raypak | WT - Water Tube Boiler | HWHF - Hot Water Heat-Floor | 4/30/2019
Waves Auto Bath | 2323 E 23rd St | Fremont | NE | 68025 | Dodge | NE12378 | Scrapped/Junked | 207467 | 0304207467 | 2003 | Raypak | WT - Water Tube Boiler | HWSP - Hot Water Non Potable Supply | 4/30/2019
Waves Auto Bath | 2323 E 23rd St | Fremont | NE | 68025 | Dodge | NE40339 | Scrapped/Junked | 33168 |  | 1983 | RAYPAK INC, CALIFORNIA | WT - Water Tube Boiler | HWSP - Hot Water Non Potable Supply | 2/28/2002
Tommy's Car Wash | 2323 E 23rd St | Fremont | NE | 68025 | Dodge | NE28292 | Active | 344466 | 18.PG120.27.0997 | 2018 | Trinity | FTVT - Firetube Vertical TB | HWFG - Hotwater Heat Floor-Glycl | 12/31/2026
Spin City Laundry North | 2323 N Webb Rd | Grand Island | NE | 68803-1743 | Hall | NE22845 | Scrapped/Junked | 128818 | 128818 | 2011 | RHEEM | CHWH - ASME/Fired Water Heater | HWSD - Hot Water Dom/Potable | 9/30/2018
Spin City Laundry North | 2323 N Webb Rd | Grand Island | NE | 68803-1743 | Hall | NE40859 | Scrapped/Junked | 82668 | CQ0699URNG0699G01819 | 1999 | RHEE | CHWH - ASME/Fired Water Heater | HWSD - Hot Water Dom/Potable | 9/30/2012
Avalon Suites | 2323 S 144th St | Omaha | NE | 68144-2200 | Douglas | NE06499 | Scrapped/Junked | 99115 | H05M010593 | 2005 | AOSF | CHWH - ASME/Fired Water Heater | HWSD - Hot Water Dom/Potable | 11/30/2022
Avalon Suites | 2323 S 144th St | Omaha | NE | 68144-2200 | Douglas | NE06500 | Scrapped/Junked | 99116 | H05M010592 | 2005 | AOSF | CHWH - ASME/Fired Water Heater | HWSD - Hot Water Dom/Potable | 11/30/2022
Broadmoor63 | 2323 S 63rd Cir | Omaha | NE | 68106-2989 | Douglas | NE28898 | Active | 490383 | 1906490383 | 2019 | Raypak | CPPH - Ansi Cpr Fin Pool Heater | OPHT - Outdoor Pool Heater | 8/31/2025
Roper Elementary School | 2323 S Coddington Ave | Lincoln | NE | 68522-1849 | Lancaster | NE05377 | Active | 8144 | 94E4614 | 1994 | Les Inc/Aldrich Co | FTVT - Firetube Vertical TB | GLYC - Glycol Bldg Heat Sys | 11/30/2026
Roper Elementary School | 2323 S Coddington Ave | Lincoln | NE | 68522-1849 | Lancaster | NE05378 | Active | 8145 | 94E4615 | 1994 | Les Inc/Aldrich Co | FTVT - Firetube Vertical TB | GLYC - Glycol Bldg Heat Sys | 11/30/2026
Roper Elementary School | 2323 S Coddington Ave | Lincoln | NE | 68522-1849 | Lancaster | NE05379 | Active | 8147 | 94E4617 | 1994 | Les Inc/Aldrich Co | FTVT - Firetube Vertical TB | GLYC - Glycol Bldg Heat Sys | 11/30/2026
Roper Elementary School | 2323 S Coddington Ave | Lincoln | NE | 68522-1849 | Lancaster | NE05380 | Active | 8146 | 94E4616 | 1994 | Les Inc/Aldrich Co | FTVT - Firetube Vertical TB | GLYC - Glycol Bldg Heat Sys | 11/30/2026
Roper Elementary School | 2323 S Coddington Ave | Lincoln | NE | 68522-1849 | Lancaster | NE05381 | Scrapped/Junked | 27392 | 0385861 | 1994 | AO SMITH | CHWH - ASME/Fired Water Heater | HWSD - Hot Water Dom/Potable | 2/28/2008
Roper Elementary School | 2323 S Coddington Ave | Lincoln | NE | 68522-1849 | Lancaster | NE05382 | Exempt 1999 LB-66 |  | 0000377047 | 1994 | AO SMITH | AHWH - ANSI/Fired Water Htr | HWSD - Hot Water Dom/Potable | 6/30/2000
TJP 24 HOUR CAR WASH | 2324 N 60th Ave | Omaha | NE | 68104-4010 | Douglas | NE17335 | Scrapped/Junked |  |  | 1990 | TELEDYNE LAARS | CPFT - Horiz Cpr Fin Boiler | HWSP - Hot Water Non Potable Supply | 2/28/2005
TJP 24 HOUR CAR WASH | 2324 N 60th Ave | Omaha | NE | 68104-4010 | Douglas | NE17336 | Scrapped/Junked |  | 2 | 1990 | TELEDYNE LAARS | CPFT - Horiz Cpr Fin Boiler | HWSP - Hot Water Non Potable Supply | 2/28/2005
BUCKY'S CAR WASH | 2324 N 60th Ave | Omaha | NE | 68104-4010 | Douglas | NE06158 | Scrapped/Junked | 22785 | E04CDO100 | 2004 | LAARS HEATING SYSTEMS CO | CPFT - Horiz Cpr Fin Boiler | HWSP - Hot Water Non Potable Supply | 6/30/2006
BUCKY'S CAR WASH | 2324 N 60th Ave | Omaha | NE | 68104-4010 | Douglas | NE06159 | Scrapped/Junked | 124437 | 910100370 | 1991 | LAARS HEATING SYSTEMS CO | CPFT - Horiz Cpr Fin Boiler | HWHF - Hot Water Heat-Floor | 6/30/2006
Oppliger Feedyard Inc | 23244 W Hwy 23 | Dickens | NE | 69132-3240 | Lincoln | NE03889 | Inactive | 40939 | 94536 | 1988 | KEWANEE | FT - Firetube Boiler | PROC - Process Steam | 5/31/2024
Oppliger Feedyard Inc | 23244 W Hwy 23 | Dickens | NE | 69132-3240 | Lincoln | NE08992 | Scrapped/Junked | 15024 | 15024 | 2002 | Superior Boiler Works | FTSM - FTS Marine Dry Back | PROC - Process Steam | 8/31/2022
Oppliger Feedyard Inc | 23244 W Hwy 23 | Dickens | NE | 69132-3240 | Lincoln | NE41639 | Active | 10573 | 10612-01 | 2006 | Johnston Boiler Co. | FTWB - FTS Marine Wet Back | PROC - Process Steam | 1/31/2027
Heritage Estates | 2325 Lodge Dr | Gering | NE | 69341-6825 | Scotts Bluff | NE05990 | Scrapped/Junked | 66462 | 66462 | 2006 | Ajax | COBL - Coil Type Boiler | HWSD - Hot Water Dom/Potable | 10/31/2024
Heritage Estates | 2325 Lodge Dr | Gering | NE | 69341-6825 | Scotts Bluff | NE05991 | Active | 66461 | 66461 | 2006 | Ajax | COBL - Coil Type Boiler | HWSD - Hot Water Dom/Potable | 10/31/2026
Heritage Estates | 2325 Lodge Dr | Gering | NE | 69341-6825 | Scotts Bluff | NE43325 | Active | 572612 | N1.22.42.00165 | 2022 | Lochinvar | FTSS - Firetube Stainless Steel | HWHT - Hot Water Heat | 10/31/2026
APARTMENT BUILDING | 2325 S 14th St | Lincoln | NE | 68502-3658 | LANCASTER | NE06079 | Exempt |  | 50A2374 | 1962 | PEERLESS HEATER COMPANY |  | HWDP - Hotwater Heat & Dom Supply | 3/31/2006
St Matthew's Episcopal Church | 2325 S 24th St | Lincoln | NE | 68502-4005 | LANCASTER | NE15356 | Active | 10040365 | H07H10040365 | 2007 | Giannoni/Lochinvar | WTSS - Watertube SS Steel | HWHT - Hot Water Heat | 3/31/2026
St Matthew's Episcopal Church | 2325 S 24th St | Lincoln | NE | 68502-4005 | LANCASTER | NE15357 | Active | 54677 | B08H10054677 | 2007 | GIANNONI/LOCHINVAR | WTSS - Watertube SS Steel | HWHT - Hot Water Heat | 3/31/2026
St Matthew's Episcopal Church | 2325 S 24th St | Lincoln | NE | 68502-4005 | LANCASTER | NE39138 | Scrapped/Junked |  | 12-44 | 1965 | NATR | CI - Cast Iron | HWHT - Hot Water Heat | 4/30/2009
St Patricks School | 2326 S 14th St | Omaha | NE | 68108-1034 | Douglas | NE24772 | Out of Service | n/a | 211-129891097 | 1997 | Peerless | CI - Cast Iron | STHT - Steam-Heat | 4/30/2015
St Patricks School | 2326 S 14th St | Omaha | NE | 68108-1034 | Douglas | NE32699 | Out of Service | n/a | L4841 | 1960 | Kewanee | FTFB - Firetube-Firebox Boiler | HWHT - Hot Water Heat | 4/30/2015
Super Saver | 233 N 48th St | Lincoln | NE | 68504-3598 | Lancaster | NE24558 | Active | 260513 | 5109185-201310 | 2013 | Peerless | WT - Water Tube Boiler | HWHT - Hot Water Heat | 1/31/2026
Kensington Hastings | 233 N Hastings Ave | Hastings | NE | 68901-5168 | Adams | NE04421 | Active | n/a | 211A-3562-0188 | 1988 | Peerless | CI - Cast Iron | STHT - Steam-Heat | 4/30/2025
Kensington Hastings | 233 N Hastings Ave | Hastings | NE | 68901-5168 | Adams | NE04422 | Scrapped/Junked | n/a | 211A-4007-0988 | 1988 | Peerless | CI - Cast Iron | STHT - Steam-Heat | 4/30/2017
Kensington Hastings | 233 N Hastings Ave | Hastings | NE | 68901-5168 | Adams | NE04423 | Out of Service | 30891 | P9218 | 1978 | KEWA | FT - Firetube Boiler | STHT - Steam-Heat | 4/30/2004
Kensington Hastings | 233 N Hastings Ave | Hastings | NE | 68901-5168 | Adams | NE26768 | Active | N/A | 708885-201409 | 2016 | Peerless | CI - Cast Iron | STHT - Steam-Heat | 4/30/2025
City of Lincoln, Nebraska Information Services Bld | 233 S 10th St | Lincoln | NE | 68508-2250 | Lancaster | NE12576 | Inactive | 123240 | 0807M000467 | 2008 | A O Smith | CHWH - ASME/Fired Water Heater | HWSD - Hot Water Dom/Potable | 9/30/2022
City of Lincoln, Nebraska Information Services Bld | 233 S 10th St | Lincoln | NE | 68508-2250 | Lancaster | NE23268 | Inactive | 25542 | 66045 | 1988 | Bryan | ELBL - Electric Boiler | HWHT - Hot Water Heat | 9/30/2022
City of Lincoln, Nebraska Information Services Bld | 233 S 10th St | Lincoln | NE | 68508-2250 | Lancaster | NE23269 | Scrapped/Junked | 38642 | LC0637364 | 1997 | A. O. Smith | CHWH - ASME/Fired Water Heater | HWSD - Hot Water Dom/Potable | 9/30/2008
US Bank - Lincoln Main | 233 S 13th St | Lincoln | NE | 68508-2017 | Lancaster | NE02516 | Out of Service | 88839 | G04M0007267/88839 | 2004 | A. O. Smith | CHWH - ASME/Fired Water Heater | HWSD - Hot Water Dom/Potable | 3/31/2012
US Bank - Lincoln Main | 233 S 13th St | Lincoln | NE | 68508-2017 | Lancaster | NE15221 | Scrapped/Junked | 0 | 0-697 | 1984 | Kewanee | FTSM - FTS Marine Dry Back | STHT - Steam-Heat | 3/31/2022
US Bank - Lincoln Main | 233 S 13th St | Lincoln | NE | 68508-2017 | Lancaster | NE15222 | Scrapped/Junked | 6805 | N9934 | 1965 | Kewanee | FT - Firetube Boiler | STHT - Steam-Heat | 3/31/2023
US Bank - Lincoln Main | 233 S 13th St | Lincoln | NE | 68508-2017 | Lancaster | NE23803 | Scrapped/Junked | 67022 | 52778 | 1998 | Ajax Boiler Inc | COBL - Coil Type Boiler | HWSD - Hot Water Dom/Potable | 3/31/2023
US Bank - Lincoln Main | 233 S 13th St | Lincoln | NE | 68508-2017 | Lancaster | NE23852 | Scrapped/Junked | 63015 | B99436609 | 1999 | State Ind. | CHWH - ASME/Fired Water Heater | HWSD - Hot Water Dom/Potable | 5/31/2005
US Bank - Lincoln Main | 233 S 13th St | Lincoln | NE | 68508-2017 | Lancaster | NE37476 | Scrapped/Junked |  | NB88011712 | 1984 | A. O. Smith | AHWH - ANSI/Fired Water Htr | HWSD - Hot Water Dom/Potable | 8/31/1998
US Bank - Lincoln Main | 233 S 13th St | Lincoln | NE | 68508-2017 | Lancaster | NE37477 | Scrapped/Junked |  | MF890935797 | 1984 | A. O. Smith | AHWH - ANSI/Fired Water Htr | HWSD - Hot Water Dom/Potable | 8/31/1999
US Bank - Lincoln Main | 233 S 13th St | Lincoln | NE | 68508-2017 | Lancaster | NE42051 | Active | 17953 | 21-HE164821721 | 2021 | Riello | WT - Water Tube Boiler | HWHT - Hot Water Heat | 9/30/2026
US Bank - Lincoln Main | 233 S 13th St | Lincoln | NE | 68508-2017 | Lancaster | NE42052 | Active | 17952 | 21-HE164811721 | 2021 | Riello | WT - Water Tube Boiler | HWHT - Hot Water Heat | 9/30/2026
US Bank - Lincoln Main | 233 S 13th St | Lincoln | NE | 68508-2017 | Lancaster | NE42053 | Active | 17945 | 21-HE16414 | 2021 | Riello | WT - Water Tube Boiler | HWHT - Hot Water Heat | 9/30/2026
US Bank - Lincoln Main | 233 S 13th St | Lincoln | NE | 68508-2017 | Lancaster | NE42054 | Active | 18529 | 21-HE170582121 | 2021 | Riello | WT - Water Tube Boiler | HWHT - Hot Water Heat | 9/30/2026
US Bank - Lincoln Main | 233 S 13th St | Lincoln | NE | 68508-2017 | Lancaster | NE42055 | Active | 18481 | 21-HE170102121 | 2021 | Riello | WT - Water Tube Boiler | HWHT - Hot Water Heat | 9/30/2026
US Bank - Lincoln Main | 233 S 13th St | Lincoln | NE | 68508-2017 | Lancaster | NE42056 | Active | 18469 | 21-HE169982121 | 2021 | Riello | WT - Water Tube Boiler | HWHT - Hot Water Heat | 9/30/2026
US Bank - Lincoln Main | 233 S 13th St | Lincoln | NE | 68508-2017 | Lancaster | NE42057 | Active | 19819 | 21-HE18341 | 2021 | Riello | WT - Water Tube Boiler | HWHT - Hot Water Heat | 9/30/2026
US Bank - Lincoln Main | 233 S 13th St | Lincoln | NE | 68508-2017 | Lancaster | NE42058 | Active | 19822 | 21-HE183443421 | 2021 | Riello | WT - Water Tube Boiler | HWHT - Hot Water Heat | 9/30/2026
US Bank - Lincoln Main | 233 S 13th St | Lincoln | NE | 68508-2017 | Lancaster | NE42059 | Active | 19820 | 21-HE1183423421 | 2021 | Riello | WT - Water Tube Boiler | HWHT - Hot Water Heat | 9/30/2026
US Bank - Lincoln Main | 233 S 13th St | Lincoln | NE | 68508-2017 | Lancaster | NE42060 | Active | 15904 | 21-HE145090421 | 2021 | Riello | WT - Water Tube Boiler | HWHT - Hot Water Heat | 9/30/2026
US Bank - Lincoln Main | 233 S 13th St | Lincoln | NE | 68508-2017 | Lancaster | NE42061 | Active | 15974 | 21-HE145790421 | 2021 | Riello | WT - Water Tube Boiler | HWHT - Hot Water Heat | 9/30/2026
US Bank - Lincoln Main | 233 S 13th St | Lincoln | NE | 68508-2017 | Lancaster | NE42062 | Active | 16108 | 21-HE147130421 | 2021 | Riello | WT - Water Tube Boiler | HWHT - Hot Water Heat | 9/30/2026
US Bank - Lincoln Main | 233 S 13th St | Lincoln | NE | 68508-2017 | Lancaster | NE43682 | Active | 308164 | 308164 | 2023 | A. O. Smith | CHWH - ASME/Fired Water Heater | HWSD - Hot Water Dom/Potable | 9/30/2026
US Bank - Lincoln Main | 233 S 13th St | Lincoln | NE | 68508-2017 | Lancaster | NE43683 | Active | 307157 | 307157 | 2023 | A. O. Smith | CHWH - ASME/Fired Water Heater | HWSD - Hot Water Dom/Potable | 9/30/2026
US BANK TOWER | 233 S 13th St | Lincoln | NE | 68508-2017 | LANCASTER | NE02091 | Inactive |  | K03319986 | 2003 | STATE INDUSTRIES | AHWH - ANSI/Fired Water Htr | HWSD - Hot Water Dom/Potable | 1/1/1900
KN ENERGY | 233 S 4th St | Albion | NE | 68620-1217 | BOONE | NE23710 | Scrapped/Junked |  |  | 1975 | KEWANEE | FT - Firetube Boiler | HWHT - Hot Water Heat | 6/30/2003
Seward Library | 233 S 5th St | Seward | NE | 68434-2519 | Seward | NE10819 | Active | 92392 | 5-PB | 2003 | Fulton | FTUT - Firetube U-Tube Vert | HWHT - Hot Water Heat | 2/28/2027
Wash Well Laundry | 2332 23rd St | Columbus | NE | 68601-3304 | Platte | NE30832 | Scrapped/Junked |  | A90923349 | 1990 | STAT | AHWH - ANSI/Fired Water Htr | HWSD - Hot Water Dom/Potable | 12/31/2007
Car Wash | 2333 N Cotner Blvd | Lincoln | NE | 68507-2821 | Lancaster | NE40219 | Scrapped/Junked | 29192 | 8290626 | 1982 | Teledyne | CPFT - Horiz Cpr Fin Boiler | HWSP - Hot Water Non Potable Supply | 4/30/2020
Car Wash | 2333 N Cotner Blvd | Lincoln | NE | 68507-2821 | Lancaster | NE40220 | Scrapped/Junked | 21719 | 8001349 | 1980 | Teledyne | CPFT - Horiz Cpr Fin Boiler | HWHF - Hot Water Heat-Floor | 4/30/2020
SIMMONS APARTMENTS | 2333 S 14th St | Lincoln | NE | 68502-3659 | LANCASTER | NE09536 | Inactive |  | 50A2376 | 1962 | PEERLESS HEATER COMPANY |  | HWHT - Hot Water Heat | 1/31/2003
VICKI CUMBOW FLOWER SHOP | 234 N Main St | Valentine | NE | 69201-1818 | CHERRY | NE16420 | Inactive |  |  | 1924 | ARCO |  | STHT - Steam-Heat | 8/31/1997
Apartment Building - Henricksen | 2341 S 14th St | Lincoln | NE | 68502-3660 | Lancaster | NE09728 | Scrapped/Junked | n/a | 50A-2375 | 1962 | Peerless | CI - Cast Iron | HWDP - Hotwater Heat & Dom Supply | 3/31/2012
Apartment Building - Henricksen | 2341 S 14th St | Lincoln | NE | 68502-3660 | Lancaster | NE22558 | Active | 187503 | E11-H10-187503 | 2011 | Lochinvar | WTSS - Watertube SS Steel | HWHT - Hot Water Heat | 4/30/2026
Campbell's Nursery & | 2342 S 40th St | Lincoln | NE | 68506-2409 | Lancaster | NE10000 | Inactive | n/a | 350200706 | 2002 | Dunkirk | CI - Cast Iron | HWHT - Hot Water Heat | 11/30/2013
Campbell's Nursery & | 2342 S 40th St | Lincoln | NE | 68506-2409 | Lancaster | NE15545 | Out of Service | n/a | 80518 | 1955 | USRA | CI - Cast Iron | HWHT - Hot Water Heat | 11/30/2011
Campbell's Nursery & | 2342 S 40th St | Lincoln | NE | 68506-2409 | Lancaster | NE15644 | Out of Service | 29744 | J920896 | 1992 | Lochinvar | CPFT - Horiz Cpr Fin Boiler | HWHT - Hot Water Heat | 11/30/2016
Campbell's Nursery & | 2342 S 40th St | Lincoln | NE | 68506-2409 | Lancaster | NE15645 | Scrapped/Junked | 35609 |  | 1993 | TELEDYNE LAARS | CPFT - Horiz Cpr Fin Boiler | HWHT - Hot Water Heat | 11/30/2002
HIPKE CLEANERS | 235 E 6th St | Fremont | NE | 68025-5031 | DODGE | NE09021 | Inactive | 179 |  | 1946 | MURRAY | FT - Firetube Boiler | PROC - Process Steam | 9/30/1989
CHRISTENSEN CONCRETE | 235 E Roberts St | Grand Island | NE | 68803-2161 | HALL | NE34116 | Inactive | 2061 |  | 1967 | SUPERIOR BOILERWORKS | FT - Firetube Boiler | PROC - Process Steam | 2/28/2004
Roger Pirnie | 235 N 18th Ave | Broken Bow | NE | 68822-1640 | Custer | NE30288 | Inactive |  | 0000007061 | 1920 | Unknown | HOBB - Hobby/Antique Boiler | 0024 - Antique Steam Tractor | 12/31/1996
Roger Pirnie | 235 N 18th Ave | Broken Bow | NE | 68822-1640 | Custer | NE30309 | Inactive | N/A | 1145 | 1953 | CLIF | HOBB - Hobby/Antique Boiler | 0024 - Antique Steam Tractor | 9/30/2024
Latitude Student Living | 235 S 11th St | Lincoln | NE | 68508 | Lancaster | NE25481 | Active | 6333 | 071419599 | 2014 | CAMUS | WTSS - Watertube SS Steel | HWHT - Hot Water Heat | 10/31/2026
Latitude Student Living | 235 S 11th St | Lincoln | NE | 68508 | Lancaster | NE25482 | Active | 6334 | 071419600 | 2014 | CAMUS | WTSS - Watertube SS Steel | HWHT - Hot Water Heat | 10/31/2026
Latitude Student Living | 235 S 11th St | Lincoln | NE | 68508 | Lancaster | NE25483 | Active | 6335 | 071419601 | 2014 | CAMUS | WTSS - Watertube SS Steel | HWHT - Hot Water Heat | 10/31/2026
Latitude Student Living | 235 S 11th St | Lincoln | NE | 68508 | Lancaster | NE25484 | Active | 196639 | 1437M000520 | 2014 | AO SMITH | CHWH - ASME/Fired Water Heater | HWSD - Hot Water Dom/Potable | 10/31/2026
Latitude Student Living | 235 S 11th St | Lincoln | NE | 68508 | Lancaster | NE25485 | Active | 196764 | 1437M000273 | 2014 | AO SMITH | CHWH - ASME/Fired Water Heater | HWSD - Hot Water Dom/Potable | 10/31/2026
Latitude Student Living | 235 S 11th St | Lincoln | NE | 68508 | Lancaster | NE25486 | Active | 196884 | 1438M000781 | 2014 | AO SMITH | CHWH - ASME/Fired Water Heater | HWSD - Hot Water Dom/Potable | 10/31/2026
Latitude Student Living | 235 S 11th St | Lincoln | NE | 68508 | Lancaster | NE25487 | Active | 196885 | 1438M000786 | 2014 | AO SMITH | CHWH - ASME/Fired Water Heater | HWSD - Hot Water Dom/Potable | 10/31/2026
Latitude Student Living | 235 S 11th St | Lincoln | NE | 68508 | Lancaster | NE26555 | Out of Service | 34610 | 19W116 | 2019 | PENTAIR | WT - Water Tube Boiler | SPAJ - Spa/Jacuzzi Heater | 10/31/2022
Latitude Student Living | 235 S 11th St | Lincoln | NE | 68508 | Lancaster | NE26556 | Scrapped/Junked | 21486 | 15W0133 | 2015 | PENTAIR | WT - Water Tube Boiler | SPAJ - Spa/Jacuzzi Heater | 10/31/2024
Nature's Variety | 235 SW 32nd St | Lincoln | NE | 68522-1032 | Lancaster | NE08176 | Scrapped/Junked | 147220 | 147220 | 2006 | Columbia | ELBL - Electric Boiler | GLFH - Glycol Floor Heat System | 11/30/2024
Nature's Variety | 235 SW 32nd St | Lincoln | NE | 68522-1032 | Lancaster | NE17933 | Inactive | 14043 | V273-15021 | 2007 | Hurst | FTNT - FT Vertical Tubeless | PROC - Process Steam | 6/30/2012
Nature's Variety | 235 SW 32nd St | Lincoln | NE | 68522-1032 | Lancaster | NE17934 | Inactive | 3210 | 2937-C | 1999 | Fulton | COBL - Coil Type Boiler | 0022 - Oil Heater/HeatXfr | 6/30/2011
Nature's Variety | 235 SW 32nd St | Lincoln | NE | 68522-1032 | Lancaster | NE27010 | Out of Service | 67019 | I13H30067019 | 2012 | Lochinvar/PMU | WTSS - Watertube SS Steel | GLFH - Glycol Floor Heat System | 11/30/2023
Nature's Variety | 235 SW 32nd St | Lincoln | NE | 68522-1032 | Lancaster | NE27662 | Active | 18677 | 18677 | 2018 | Superior Boiler Works | FTWB - FTS Marine Wet Back | PROC - Process Steam | 11/30/2025
Nature's Variety | 235 SW 32nd St | Lincoln | NE | 68522-1032 | Lancaster | NE42430 | Active | 22853 | T9225-1-2 | 2023 | Cleaver Brooks | FTWB - FTS Marine Wet Back | PROC - Process Steam | 11/30/2025
Nature's Variety | 235 SW 32nd St | Lincoln | NE | 68522-1032 | Lancaster | NE42431 | Active | 4103 | 8306 | 2023 | Cain | ECON - Boiler Economizer | HPEC - High Pressure Economizer | 11/30/2025
Nature's Variety | 235 SW 32nd St | Lincoln | NE | 68522-1032 | Lancaster | NE42432 | Active | 22867 | T9225-1-3 | 2023 | Cleaver Brooks | FTWB - FTS Marine Wet Back | PROC - Process Steam | 11/30/2025
Nature's Variety | 235 SW 32nd St | Lincoln | NE | 68522-1032 | Lancaster | NE42433 | Active | 4104 | 8307 | 2023 | Cain | ECON - Boiler Economizer | HPEC - High Pressure Economizer | 11/30/2025
Nature's Variety | 235 SW 32nd St | Lincoln | NE | 68522-1032 | Lancaster | NE42434 | Active | 22854 | T9225-1-1 | 2023 | Cleaver Brooks | FTWB - FTS Marine Wet Back | PROC - Process Steam | 11/30/2025
Nature's Variety | 235 SW 32nd St | Lincoln | NE | 68522-1032 | Lancaster | NE42435 | Active | 4102 | 8305 | 2023 | Cain | ECON - Boiler Economizer | HPEC - High Pressure Economizer | 11/30/2025
Nature's Variety | 235 SW 32nd St | Lincoln | NE | 68522-1032 | Lancaster | NE43130 | Active | 802 | 120429 | 2024 | Les Inc/Aldrich Co | FTHT - Firetube Horizontal | PROC - Process Steam | 11/30/2025
Nature's Variety | 235 SW 32nd St | Lincoln | NE | 68522-1032 | Lancaster | NE43199 | Active | 304928 | 304928 | 2023 | AO SMITH | CHWH - ASME/Fired Water Heater | HWSD - Hot Water Dom/Potable | 11/30/2025
Nature's Variety | 235 SW 32nd St | Lincoln | NE | 68522-1032 | Lancaster | NE43361 | Active | 159 | 55723 | 2024 | Hiperbaric | UFPV - Unfired Pressure Vessel | PROV - Process Vessel | 10/31/2027
Northfield Apartments | 2350 Five Rocks Rd | Gering | NE | 69341-6401 | Scotts Bluff | NE06449 | Scrapped/Junked | 99168 | 99168 | 2003 | RHEEM MANUFACTURING CO | CHWH - ASME/Fired Water Heater | HWSD - Hot Water Dom/Potable | 5/31/2007
Northfield Apartments | 2350 Five Rocks Rd | Gering | NE | 69341-6401 | Scotts Bluff | NE07403 | Active | 109358 | URNG0606G01126 | 2006 | Ruud-Rheem | CHWH - ASME/Fired Water Heater | HWSD - Hot Water Dom/Potable | 5/31/2026
Northfield Apartments | 2350 Five Rocks Rd | Gering | NE | 69341-6401 | Scotts Bluff | NE07709 | Scrapped/Junked | 99168 | URNG031880104 | 2006 | Ruud-Rheem | CHWH - ASME/Fired Water Heater | HWSD - Hot Water Dom/Potable | 5/31/2015
Northfield Apartments | 2350 Five Rocks Rd | Gering | NE | 69341-6401 | Scotts Bluff | NE09010 | Scrapped/Junked |  | 8040287 | 1987 | AO SMITH | AHWH - ANSI/Fired Water Htr | HWSD - Hot Water Dom/Potable | 5/31/1996
Northfield Apartments | 2350 Five Rocks Rd | Gering | NE | 69341-6401 | Scotts Bluff | NE19065 | Inactive | 121715 | 121715 | 2009 | Ruud-Rheem | CHWH - ASME/Fired Water Heater | HWSD - Hot Water Dom/Potable | 5/31/2024
Northfield Apartments | 2350 Five Rocks Rd | Gering | NE | 69341-6401 | Scotts Bluff | NE21011 | Scrapped/Junked | 74169 | RN0197G04302 | 1997 | RUUD | CHWH - ASME/Fired Water Heater | HWSD - Hot Water Dom/Potable | 5/31/2007
Northfield Apartments | 2350 Five Rocks Rd | Gering | NE | 69341-6401 | Scotts Bluff | NE21012 | Exempt 1999 LB-66 |  | 125645 | 1988 | AO SMITH | AHWH - ANSI/Fired Water Htr | HWSD - Hot Water Dom/Potable | 5/31/2000
Northfield Apartments | 2350 Five Rocks Rd | Gering | NE | 69341-6401 | Scotts Bluff | NE21013 | Exempt 1999 LB-66 |  | 608023 | 1997 | AO SMITH | AHWH - ANSI/Fired Water Htr | HWSD - Hot Water Dom/Potable | 5/31/2000
Northfield Apartments | 2350 Five Rocks Rd | Gering | NE | 69341-6401 | Scotts Bluff | NE21019 | Scrapped/Junked | 74000 |  | 1997 | RUUD | CHWH - ASME/Fired Water Heater | HWSD - Hot Water Dom/Potable | 5/31/2005
Northfield Apartments | 2350 Five Rocks Rd | Gering | NE | 69341-6401 | Scotts Bluff | NE21022 | Scrapped/Junked | 77735 | URNG0298G04671 | 1998 | Ruud-Rheem | CHWH - ASME/Fired Water Heater | HWSD - Hot Water Dom/Potable | 5/31/2010
Northfield Apartments | 2350 Five Rocks Rd | Gering | NE | 69341-6401 | Scotts Bluff | NE25852 | Active | 139064 | 139064 | 2006 | Ruud-Rheem | CHWH - ASME/Fired Water Heater | HWSD - Hot Water Dom/Potable | 5/31/2026
West Elementary School | 2350 Osage St | Sidney | NE | 69162-1875 | Cheyenne | NE11369 | Active | 2530 | AGJC-9209 | 2003 | Allied | WT - Water Tube Boiler | HWHT - Hot Water Heat | 10/31/2026
West Elementary School | 2350 Osage St | Sidney | NE | 69162-1875 | Cheyenne | NE11370 | Active | 2531 | AGJC-9208 | 2003 | Allied | WT - Water Tube Boiler | HWHT - Hot Water Heat | 10/31/2026
West Elementary School | 2350 Osage St | Sidney | NE | 69162-1875 | Cheyenne | NE31691 | Scrapped/Junked |  | M5217 | 1963 | Kewannee | FTSM - FTS Marine Dry Back | HWHT - Hot Water Heat | 6/30/2004
Mid America Feed Yard | 2350 Road 6950 | Ohiowa | NE | 68416-3062 | Fillmore | NE23364 | Active | 14181 | 14181 | 1999 | SUPR | FT - Firetube Boiler | PROC - Process Steam | 6/30/2026
Columbus Car Wash | 2354 39th Ave | Columbus | NE | 68601-2220 | Platte | NE01643 | Scrapped/Junked | 217955 | 0402217955 | 2004 | Raypak | CPFH - Copper Fin Water Heater | HWSP - Hot Water Non Potable Supply | 12/31/2024
Columbus Car Wash | 2354 39th Ave | Columbus | NE | 68601-2220 | Platte | NE40018 | Active | 65628 | 0488102128 | 1988 | Raypak | CPFT - Horiz Cpr Fin Boiler | HWHT - Hot Water Heat | 12/31/2026
Columbus Car Wash | 2354 39th Ave | Columbus | NE | 68601-2220 | Platte | NE40019 | Scrapped/Junked | 65661 | 488102161 | 1988 | RayPak Inc, California | CPFT - Horiz Cpr Fin Boiler | HWSP - Hot Water Non Potable Supply | 12/31/2004
Sidney Outdoor Aquatic Center | 2355 Fort Sidney Rd | Sidney | NE | 69162 | Cheyenne | NE26192 | Active | 288649 | 1603102482030 | 2016 | Lochinvar | WT - Water Tube Boiler | OPHT - Outdoor Pool Heater | 6/30/2026
Sidney Outdoor Aquatic Center | 2355 Fort Sidney Rd | Sidney | NE | 69162 | Cheyenne | NE26193 | Active | 288650 | 1603102482031 | 2016 | Lochinvar | WT - Water Tube Boiler | OPHT - Outdoor Pool Heater | 6/30/2026
Plattsmouth Ready Mixed | 2356 Industrial Rd | Plattsmouth | NE | 68048-2629 | Cass | NE05798 | Exempt | 0 | H271261193 | 1993 | Hotsy | COBL - Coil Type Boiler | HWHT - Hot Water Heat | 2/28/2021
Las Canas | 236 S Main St | West Point | NE | 68788-1835 | Cuming | NE04953 | Active | N/A | 4309-404-1 | 1971 | Penn Range Boiler | CI - Cast Iron | HWHT - Hot Water Heat | 10/31/2026
Las Canas | 236 S Main St | West Point | NE | 68788-1835 | Cuming | NE19261 | Exempt 1999 LB-66 |  | 0693G00890 | 1993 | RUUD | AHWH - ANSI/Fired Water Htr | HWSD - Hot Water Dom/Potable | 4/30/2000
West Point Community Theatre | 237 N Main St | West Point | NE | 68788-1417 | Cuming | NE18410 | Scrapped/Junked | n/a | 7FDA75630791 | 1991 | Peerless | CI - Cast Iron | HWHT - Hot Water Heat | 3/31/2013
West Point Community Theatre | 237 N Main St | West Point | NE | 68788-1417 | Cuming | NE21965 | Exempt 1999 LB-66 |  | MB97-0626838964 | 1997 | AO SMITH | AHWH - ANSI/Fired Water Htr | HWSD - Hot Water Dom/Potable | 3/31/2000
West Point Community Theatre | 237 N Main St | West Point | NE | 68788-1417 | Cuming | NE24508 | Active | 221596 | D1.12.15.00151 | 2012 | Burnham | WTSS - Watertube SS Steel | HWHT - Hot Water Heat | 3/31/2026
West Point Community Theatre | 237 N Main St | West Point | NE | 68788-1417 | Cuming | NE24509 | Active | 240788 | D1.12.39.00211 | 2012 | Burnham | WTSS - Watertube SS Steel | HWHT - Hot Water Heat | 3/31/2026
The Rock Church | 237 S 3rd St | Seward | NE | 68434-2544 | Seward | NE24085 | Active | 0115 | 120031 | 2013 | LES/IA MFG | FTFB - Firetube-Firebox Boiler | STHT - Steam-Heat | 1/31/2026
The Rock Church | 237 S 3rd St | Seward | NE | 68434-2544 | Seward | NE33797 | Scrapped/Junked | na | L3867 | 1960 | Kewanee | FTFB - Firetube-Firebox Boiler | STHT - Steam-Heat | 8/31/2013
The Rock Church | 237 S 3rd St | Seward | NE | 68434-2544 | Seward | NE33798 | Scrapped/Junked | n/a | L3869 | 1960 | Kewanee | FTFB - Firetube-Firebox Boiler | STHT - Steam-Heat | 8/31/2013
Columbus Dry Cleaners | 2374 32nd Ave | Columbus | NE | 68601-2466 | Platte | NE04208 | Scrapped/Junked | 20789 |  | 1985 | BRYAN STEAM LLC | WT - Water Tube Boiler | PROC - Process Steam | 12/31/2001
Columbus Dry Cleaners | 2374 32nd Ave | Columbus | NE | 68601-2466 | Platte | NE08978 | Scrapped/Junked | 9173 | V86-150-451 | 2001 | Hurst | FTNT - FT Vertical Tubeless | PROC - Process Steam | 3/31/2019
Westco Coop | 2377 Highway 385 | Alliance | NE | 69301-6098 | Box Butte | NE42844 | Active | 6868 | ACAA-1255 | 2011 | Allied | FTHT - Firetube Horizontal | PROH - Fired Process Heater | 10/31/2026
United Methodist Church | 238 Elm St | Crawford | NE | 69339-1004 | Dawes | NE18186 | Active | NA | 4740 | 1971 | Bryant Boiler | CI - Cast Iron | STHT - Steam-Heat | 2/28/2027
Kinder Morgan - NGPL Station 196 | 2382 E Rd | Syracuse | NE | 68446-7720 | Otoe | NE05275 | Active | 37206 | L44361 | 1968 | Cleaver Brooks | FTSM - FTS Marine Dry Back | GLYC - Glycol Bldg Heat Sys | 10/31/2026
VALENTINE POST OFFICE | 239 N Hall St | Valentine | NE | 69201-1855 | CHERRY | NE30389 | Scrapped/Junked |  | M242042 | 1972 | KEWANEE | FT - Firetube Boiler | HWHT - Hot Water Heat | 9/30/1994
Kleffner, Henrietta | 239 W Marengo St # 243 | Albion | NE | 68620-1234 | Boone | NE39160 | Inactive |  | 1 | 1931 | Weil-Mcclain | CI - Cast Iron | STHT - Steam-Heat | 2/28/2006
Romeo's | 2395 N 90th St | Omaha | NE | 68134-6004 | Douglas | NE26101 | Scrapped/Junked | 206947 | 206947 | 2015 | AO SMITH | CHWH - ASME/Fired Water Heater | HWSD - Hot Water Dom/Potable | 10/31/2025
Howard Elementary | 240 N Howard St | Fremont | NE | 68025-4662 | Dodge | NE24426 | Scrapped/Junked | 9932 | 98E-7361 | 1998 | Aldrich | FTFB - Firetube-Firebox Boiler | STHT - Steam-Heat | 2/28/2025
Howard Elementary | 240 N Howard St | Fremont | NE | 68025-4662 | Dodge | NE33507 | Inactive |  | 2466 | 1971 | KEWANEE | FT - Firetube Boiler | STHT - Steam-Heat | 8/31/1998
Central American Foods | 240 S 7th St | Hebron | NE | 68370-1915 | Thayer | NE16270 | Inactive |  | L-38077 | 1965 | CLEA | FTSM - FTS Marine Dry Back | PROC - Process Steam | 9/30/2009
Central American Foods | 240 S 7th St | Hebron | NE | 68370-1915 | Thayer | NE22302 | Inactive | 13331 | 13331 | 1997 | SUPR | FTSM - FTS Marine Dry Back | PROC - Process Steam | 12/31/2008
Central American Foods | 240 S 7th St | Hebron | NE | 68370-1915 | Thayer | NE26288 | Inactive | 62040 | 62040 | 1991 | Fulton | FTNT - FT Vertical Tubeless | PROC - Process Steam | 5/31/2016
Former Harrison Public School | 240 W 3rd St | Harrison | NE | 69346 | Sioux | NE24667 | Active | n/a | CP6134970 | 2014 | Weil-McLain | CI - Cast Iron | HWHT - Hot Water Heat | 3/31/2026
Former Harrison Public School | 240 W 3rd St | Harrison | NE | 69346 | Sioux | NE26163 | Active | N/A | 3 | 2015 | Weil-McLain | CI - Cast Iron | HWHT - Hot Water Heat | 3/31/2026
Former Harrison Public School | 240 W 3rd St | Harrison | NE | 69346 | Sioux | NE30038 | Active | n/a | CP973932 | 1987 | Weil-Mcclain | CI - Cast Iron | HWSD - Hot Water Dom/Potable | 3/31/2026
Former Harrison Public School | 240 W 3rd St | Harrison | NE | 69346 | Sioux | NE30039 | Scrapped/Junked | n/a | CP973922 | 1987 | Weil-Mcclain | CI - Cast Iron | HWHT - Hot Water Heat | 3/31/2014
Former Harrison Public School | 240 W 3rd St | Harrison | NE | 69346 | Sioux | NE30040 | Scrapped/Junked | n/a | CP1215289 | 1987 | Weil-Mcclain | CI - Cast Iron | HWHT - Hot Water Heat | 3/31/2016
QUALITY CLEANERS | 2400 Central Ave | Kearney | NE | 68847-4503 | BUFFALO | NE01370 | Scrapped/Junked | 229 | A349 | 1978 | THERMO-STEAM BOILER CO | WT - Water Tube Boiler | PROC - Process Steam | 7/31/1999
Sioux City Foundry | 2400 G Street | South Sioux City | NE | 68776 | Dakota | NE06209 | Active | 56360 | 56360 | 2005 | Parker Ind | WT - Water Tube Boiler | HWSP - Hot Water Non Potable Supply | 5/31/2026
Sioux City Foundry | 2400 G Street | South Sioux City | NE | 68776 | Dakota | NE06210 | Out of Service | 149276 | 980514 | 1998 | Raypak | CPFT - Horiz Cpr Fin Boiler | HWHT - Hot Water Heat | 5/31/2024
UNL Hibner Stadium & Field and Sid & Hazel Dillon | 2400 N 14th St | Lincoln | NE | 68521-2314 | Lancaster | NE25293 | Active | 54234 | 117976A | 2014 | PVI Industries | FTVT - Firetube Vertical TB | HWSD - Hot Water Dom/Potable | 3/31/2026
UNL Hibner Stadium & Field and Sid & Hazel Dillon | 2400 N 14th St | Lincoln | NE | 68521-2314 | Lancaster | NE25294 | Active | 54233 | 117977A | 2014 | PVI Industries | FTVT - Firetube Vertical TB | HWSD - Hot Water Dom/Potable | 3/31/2026
UNL Hibner Stadium & Field and Sid & Hazel Dillon | 2400 N 14th St | Lincoln | NE | 68521-2314 | Lancaster | NE25295 | Active | 266903 | N15266903 | 2015 | Laars | VTWT - Vert Watertube | GLYC - Glycol Bldg Heat Sys | 3/31/2026
UNL Hibner Stadium & Field and Sid & Hazel Dillon | 2400 N 14th St | Lincoln | NE | 68521-2314 | Lancaster | NE25296 | Active | 260973 | N14260973 | 2015 | Laars | VTWT - Vert Watertube | GLYC - Glycol Bldg Heat Sys | 3/31/2026
UNL Hibner Stadium & Field and Sid & Hazel Dillon | 2400 N 14th St | Lincoln | NE | 68521-2314 | Lancaster | NE25297 | Active | 260972 | N14260972 | 2015 | Laars | VTWT - Vert Watertube | GLYC - Glycol Bldg Heat Sys | 3/31/2026
Penterman Armory | 2400 NW 24th St | Lincoln | NE | 68524-1892 | Lancaster | NE18656 | Active | n/a | M512-10-5125A | 2010 | Patterson Kelley | CALU - Cast Aluminum | GLYC - Glycol Bldg Heat Sys | 4/30/2026
Penterman Armory | 2400 NW 24th St | Lincoln | NE | 68524-1892 | Lancaster | NE18657 | Active | n/a | M512-10-5626A | 2010 | Patterson Kelley | CALU - Cast Aluminum | HWHT - Hot Water Heat | 4/30/2026
Penterman Armory | 2400 NW 24th St | Lincoln | NE | 68524-1892 | Lancaster | NE18658 | Inactive | none | VFCM-15150-14367 | 2010 | Tekmar | WTSS - Watertube SS Steel | HWHT - Hot Water Heat | 4/30/2010
Penterman Armory | 2400 NW 24th St | Lincoln | NE | 68524-1892 | Lancaster | NE19244 | Active | 43564 | 10G187189 | 2010 | Tekmar | WTSS - Watertube SS Steel | HWHT - Hot Water Heat | 4/30/2026
Penterman Armory | 2400 NW 24th St | Lincoln | NE | 68524-1892 | Lancaster | NE30633 | Active | 45281 | 98573 | 1993 | Kewanee | FTFB - Firetube-Firebox Boiler | HWHT - Hot Water Heat | 4/30/2026
Penterman Armory | 2400 NW 24th St | Lincoln | NE | 68524-1892 | Lancaster | NE30634 | Out of Service | 45280 | 98509 | 1993 | Kewanee | FTFB - Firetube-Firebox Boiler | HWHT - Hot Water Heat | 4/30/2010
Penterman Armory | 2400 NW 24th St | Lincoln | NE | 68524-1892 | Lancaster | NE30635 | Scrapped/Junked | 79231 | 69379231 | 1993 | PVI INDUSTRIES | CHWH - ASME/Fired Water Heater | HWSD - Hot Water Dom/Potable | 6/30/2005
Penterman Armory | 2400 NW 24th St | Lincoln | NE | 68524-1892 | Lancaster | NE30636 | Scrapped/Junked | 79232 | 693 P250ATP | 1993 | PVI INDUSTRIES | CHWH - ASME/Fired Water Heater | HWSD - Hot Water Dom/Potable | 6/30/2005
Penterman Armory | 2400 NW 24th St | Lincoln | NE | 68524-1892 | Lancaster | NE30638 | Scrapped/Junked | 79233 | 69379233 | 1993 | PVI INDUSTRIES | WTHW - Watertube Wtr Heater | HWSD - Hot Water Dom/Potable | 6/30/2003
APARTMENT BUILDING | 2400 Q St | Lincoln | NE | 68503-3650 | LANCASTER | NE05970 | Inactive |  |  | 1950 | Unknown |  | STHT - Steam-Heat | 1/1/1900
City of Lincoln, Nebraska Gere Library | 2400 S 56th St | Lincoln | NE | 68506-3501 | Lancaster | NE05718 | Scrapped/Junked | 32609 | D933951 | 1994 | Lochinvar | WT - Water Tube Boiler | HWHT - Hot Water Heat | 9/30/2019
City of Lincoln, Nebraska Gere Library | 2400 S 56th St | Lincoln | NE | 68506-3501 | Lancaster | NE05719 | Scrapped/Junked | 319473 | 0 | 2018 | Lochinvar | WT - Water Tube Boiler | HWHT - Hot Water Heat | 9/30/2019
City of Lincoln, Nebraska Gere Library | 2400 S 56th St | Lincoln | NE | 68506-3501 | Lancaster | NE05720 | Scrapped/Junked | 32611 | D933953 | 1994 | Lochinvar | WT - Water Tube Boiler | HWHT - Hot Water Heat | 9/30/2019
City of Lincoln, Nebraska Gere Library | 2400 S 56th St | Lincoln | NE | 68506-3501 | Lancaster | NE28514 | Active | 258675 | 114730829 | 2019 | Lochinvar | FTVT - Firetube Vertical TB | HWHT - Hot Water Heat | 12/31/2026
City of Lincoln, Nebraska Gere Library | 2400 S 56th St | Lincoln | NE | 68506-3501 | Lancaster | NE28515 | Active | 258654 | 114730832 | 2019 | Lochinvar | FTVT - Firetube Vertical TB | HWHT - Hot Water Heat | 12/31/2026
City of Lincoln, Nebraska Gere Library | 2400 S 56th St | Lincoln | NE | 68506-3501 | Lancaster | NE28516 | Active | 270577 | 114730831 | 2019 | Lochinvar | FTVT - Firetube Vertical TB | HWHT - Hot Water Heat | 12/31/2026
City of Lincoln, Nebraska Waste Water Treatment | 2400 Theresa St | Lincoln | NE | 68521-1438 | Lancaster | NE09795 | Inactive | 11876 | 02E-9791 | 2002 | Les-Aldrich | FT - Firetube Boiler | HWHT - Hot Water Heat | 12/31/2024
City of Lincoln, Nebraska Waste Water Treatment | 2400 Theresa St | Lincoln | NE | 68521-1438 | Lancaster | NE16639 | Scrapped/Junked | 89478 | L89478 | 1991 | Cleaver & Brooks | FT - Firetube Boiler | HWHT - Hot Water Heat | 12/31/2019
City of Lincoln, Nebraska Waste Water Treatment | 2400 Theresa St | Lincoln | NE | 68521-1438 | Lancaster | NE22171 | Active | 211205 | A12H10211205 | 2011 | Lochinvar | WTSS - Watertube SS Steel | HHHP - Hotwater Heat & Heat Pump | 12/31/2026
City of Lincoln, Nebraska Waste Water Treatment | 2400 Theresa St | Lincoln | NE | 68521-1438 | Lancaster | NE23266 | Out of Service | 8236 | 95-24817 | 1995 | Aldrich | FT - Firetube Boiler | HWHT - Hot Water Heat | 12/31/2017
City of Lincoln, Nebraska Waste Water Treatment | 2400 Theresa St | Lincoln | NE | 68521-1438 | Lancaster | NE23663 | Inactive | 5574 | 5574 | 2003 | Heat Transfer Products Inc. | WTSS - Watertube SS Steel | HWHS - Hotwater Heat Sidewalks | 12/31/2015
City of Lincoln, Nebraska Waste Water Treatment | 2400 Theresa St | Lincoln | NE | 68521-1438 | Lancaster | NE27020 | Active | 394891 | 051724716 | 2017 | CAMUS | WTSS - Watertube SS Steel | HWHT - Hot Water Heat | 12/31/2026
City of Lincoln, Nebraska Waste Water Treatment | 2400 Theresa St | Lincoln | NE | 68521-1438 | Lancaster | NE27416 | Out of Service | 24894 | 6817 | 1986 | Kewanee | FTWB - FTS Marine Wet Back | PROW - Process Hot Water | 6/30/2020
City of Lincoln, Nebraska Waste Water Treatment | 2400 Theresa St | Lincoln | NE | 68521-1438 | Lancaster | NE28726 | Active | 18645 | 016046-1-2 | 2019 | Cleaver Brooks | WT - Water Tube Boiler | PROW - Process Hot Water | 12/31/2026
City of Lincoln, Nebraska Waste Water Treatment | 2400 Theresa St | Lincoln | NE | 68521-1438 | Lancaster | NE28727 | Active | 18642 | 016046-1-1 | 2019 | Cleaver Brooks | WT - Water Tube Boiler | PROW - Process Hot Water | 12/31/2026
Lincoln Waste Water Systems | 2400 Theresa St | Lincoln | NE | 68521-1438 | LANCASTER | NE23267 | Scrapped/Junked | 28062 | 8-05727MT | 1972 | CLEAVER BROOKS | WT - Water Tube Boiler | HWHT - Hot Water Heat | 9/30/2002
Lincoln Waste Water Systems | 2400 Theresa St | Lincoln | NE | 68521-1438 | LANCASTER | NE43332 | Active | 426624 | 24426624 | 2024 | Lochinvar | FTHT - Firetube Horizontal | HWHT - Hot Water Heat | 4/30/2026
Lincoln Waste Water Systems | 2400 Theresa St | Lincoln | NE | 68521-1438 | LANCASTER | NE43333 | Active | 425275 | 24425275 | 2024 | Lochinvar | FTHT - Firetube Horizontal | HWHT - Hot Water Heat | 4/30/2026
Airline Terminal Building | 2400 W Adams St | Lincoln | NE | 68524-1884 | Lancaster | NE20692 | Exempt 1999 LB-66 |  |  | 1998 | AO SMITH | AHWH - ANSI/Fired Water Htr | HWSD - Hot Water Dom/Potable | 2/29/2000
Airline Terminal Building | 2400 W Adams St | Lincoln | NE | 68524-1884 | Lancaster | NE23362 | Exempt 1999 LB-66 |  | 569605 | 1999 | STATE INDUSTRIES | AHWH - ANSI/Fired Water Htr | HWSD - Hot Water Dom/Potable | 2/29/2000
Airline Terminal Building | 2400 W Adams St | Lincoln | NE | 68524-1884 | Lancaster | NE24946 | Active | 59505 | 100114 | 2014 | Bryan | WTSS - Watertube SS Steel | HWHT - Hot Water Heat | 3/31/2026
Airline Terminal Building | 2400 W Adams St | Lincoln | NE | 68524-1884 | Lancaster | NE24947 | Active | 59506 | 100115 | 2014 | Bryan | WTSS - Watertube SS Steel | HWHT - Hot Water Heat | 3/31/2026
Airline Terminal Building | 2400 W Adams St | Lincoln | NE | 68524-1884 | Lancaster | NE24948 | Active | 19256 | 14F-7164 | 2014 | Aldrich | FTFB - Firetube-Firebox Boiler | HWHT - Hot Water Heat | 3/31/2026
Airline Terminal Building | 2400 W Adams St | Lincoln | NE | 68524-1884 | Lancaster | NE37224 | Inactive |  | 1238-08885 | 1985 | PEERLESS HEATER COMPANY |  | STHT - Steam-Heat | 3/31/1990
Airline Terminal Building | 2400 W Adams St | Lincoln | NE | 68524-1884 | Lancaster | NE37370 | Scrapped/Junked | n/a | 7963-1 | 1973 | Kewanee | FTFB - Firetube-Firebox Boiler | HWHT - Hot Water Heat | 4/30/2014
Airline Terminal Building | 2400 W Adams St | Lincoln | NE | 68524-1884 | Lancaster | NE37371 | Scrapped/Junked | n/a | 7963-2 | 1973 | Kewanee | FTFB - Firetube-Firebox Boiler | HWHT - Hot Water Heat | 4/30/2014
Airline Terminal Building | 2400 W Adams St | Lincoln | NE | 68524-1884 | Lancaster | NE42101 | Active | 14025 | 20-HE126134620 | 2020 | Riello | WT - Water Tube Boiler | HWHT - Hot Water Heat | 3/31/2026
Airline Terminal Building | 2400 W Adams St | Lincoln | NE | 68524-1884 | Lancaster | NE42102 | Active | 14084 | 20-HE126644620 | 2020 | Riello | WT - Water Tube Boiler | HWHT - Hot Water Heat | 3/31/2026
Airline Terminal Building | 2400 W Adams St | Lincoln | NE | 68524-1884 | Lancaster | NE42103 | Active | 14029 | 20-HE126174620 | 2020 | Riello | WT - Water Tube Boiler | HWHT - Hot Water Heat | 3/31/2026
GENERAL AVIATION BLDG | 2400 W Adams St | Lincoln | NE | 68524-1884 | LANCASTER | NE37373 | Scrapped/Junked | 4270 |  | 1982 | RITE ENGINEERING | WT - Water Tube Boiler | HWHT - Hot Water Heat | 2/29/2000
MUSEUM OF NEBRASKA ART | 2401 Central Ave | Kearney | NE | 68847-4501 | Buffalo | NE01222 | Inactive | 21357 |  | 1963 | Kewannee |  |  | 8/31/2002
MUSEUM OF NEBRASKA ART | 2401 Central Ave | Kearney | NE | 68847-4501 | Buffalo | NE01223 | Inactive | 21356 | 21356 | 1963 | Kewannee |  |  | 8/31/2002
MUSEUM OF NEBRASKA ART | 2401 Central Ave | Kearney | NE | 68847-4501 | Buffalo | NE15872 | Scrapped/Junked | 7169 | 92-3169 | 1992 | Aldr | FTVT - Firetube Vertical TB | HUMI - Humidifier/Humidity Contr | 8/31/2010
MUSEUM OF NEBRASKA ART | 2401 Central Ave | Kearney | NE | 68847-4501 | Buffalo | NE25102 | Scrapped/Junked | 72135 | 0796601094 | 1998 | Ruud-Rheem |  |  | 8/31/2007
MUSEUM OF NEBRASKA ART | 2401 Central Ave | Kearney | NE | 68847-4501 | Buffalo | NE30351 | Scrapped/Junked |  | O-700 | 1970 | Kewannee |  |  | 8/31/2009
MUSEUM OF NEBRASKA ART | 2401 Central Ave | Kearney | NE | 68847-4501 | Buffalo | NE30352 | Scrapped/Junked |  | O-699 | 1970 | Kewannee |  |  | 8/31/2009
Museum Of Nebraska Art | 2401 Central Ave | Kearney | NE | 68847-4501 | Buffalo | NE15870 | Active | 7148 | 92-3123 | 1992 | ALDR | FTVT - Firetube Vertical TB | HWHT - Hot Water Heat | 11/30/2026
Museum Of Nebraska Art | 2401 Central Ave | Kearney | NE | 68847-4501 | Buffalo | NE15871 | Active | 7149 | 92-3124 | 1992 | ALDR | FTVT - Firetube Vertical TB | HWHT - Hot Water Heat | 11/30/2026
Museum Of Nebraska Art | 2401 Central Ave | Kearney | NE | 68847-4501 | Buffalo | NE19855 | Inactive | 18288 | 11F-6196 | 2011 | Aldrich | FTFB - Firetube-Firebox Boiler | STHT - Steam-Heat | 10/31/2021
Museum Of Nebraska Art | 2401 Central Ave | Kearney | NE | 68847-4501 | Buffalo | NE42939 | Active | 554899 | N1.22.13.00090 | 2022 | Lochinvar | WTSS - Watertube SS Steel | GLYC - Glycol Bldg Heat Sys | 11/30/2026
POWERS BUILDING | 2401 Farnam St | Omaha | NE | 68131-3600 | Douglas | NE12779 | Inactive |  | 210-8818 | 1966 | PEERLESS HEATER COMPANY |  | STHT - Steam-Heat | 1/31/2003
Seward Middle School | 2401 Karol Kay Blvd | Seward | NE | 68434-2004 | Seward | NE21093 | Scrapped/Junked | 133098 | 101133098 | 2011 | PVI Industries | FTVT - Firetube Vertical TB | HWSD - Hot Water Dom/Potable | 2/28/2018
Seward Middle School | 2401 Karol Kay Blvd | Seward | NE | 68434-2004 | Seward | NE21094 | Scrapped/Junked | 133100 | 101133100 | 2011 | PVI Industries | FTVT - Firetube Vertical TB | HWSD - Hot Water Dom/Potable | 2/28/2018
Seward Middle School | 2401 Karol Kay Blvd | Seward | NE | 68434-2004 | Seward | NE21095 | Scrapped/Junked | 133099 | 101133099 | 2011 | PVI Industries | FTVT - Firetube Vertical TB | HWSD - Hot Water Dom/Potable | 2/28/2018
Seward Middle School | 2401 Karol Kay Blvd | Seward | NE | 68434-2004 | Seward | NE21096 | Active | 18446 | 11F-6354 | 2011 | Les Inc/Aldrich Co | FTVT - Firetube Vertical TB | GLYC - Glycol Bldg Heat Sys | 2/28/2026
Seward Middle School | 2401 Karol Kay Blvd | Seward | NE | 68434-2004 | Seward | NE21097 | Active | 18445 | 11F-6353 | 2011 | Les Inc/Aldrich Co | FTVT - Firetube Vertical TB | GLYC - Glycol Bldg Heat Sys | 2/28/2026
Seward Middle School | 2401 Karol Kay Blvd | Seward | NE | 68434-2004 | Seward | NE21098 | Active | 18444 | 11F-6352 | 2011 | Les Inc/Aldrich Co | FTVT - Firetube Vertical TB | GLYC - Glycol Bldg Heat Sys | 2/28/2026
Seward Middle School | 2401 Karol Kay Blvd | Seward | NE | 68434-2004 | Seward | NE27224 | Active | 74618 | F004022 | 2017 | PVI Industries | CHWH - ASME/Fired Water Heater | HWSD - Hot Water Dom/Potable | 2/28/2026
Seward Middle School | 2401 Karol Kay Blvd | Seward | NE | 68434-2004 | Seward | NE27225 | Active | 71155 | F004027 | 2017 | PVI Industries | CHWH - ASME/Fired Water Heater | HWSD - Hot Water Dom/Potable | 2/28/2026
Vacant Building | 2401 N 13th St | Norfolk | NE | 68701-2271 | Madison | NE00735 | Inactive | 1792 | 6054 | 1995 | Kelton | COBL - Coil Type Boiler | HWSP - Hot Water Non Potable Supply | 12/31/2018
Delta Zeta Sorority | 2401 N 51st St | Lincoln | NE | 68504-2909 | Lancaster | NE24149 | Scrapped/Junked | 126694 | 126694 | 2008 | State Industries | CHWH - ASME/Fired Water Heater | HWSD - Hot Water Dom/Potable | 9/30/2025
Delta Zeta Sorority | 2401 N 51st St | Lincoln | NE | 68504-2909 | Lancaster | NE40446 | Scrapped/Junked | n/a | RUN0293D07101 | 1993 | Ruud-Rheem | AHWH - ANSI/Fired Water Htr | HWSD - Hot Water Dom/Potable | 9/30/2013
Delta Zeta Sorority | 2401 N 51st St | Lincoln | NE | 68504-2909 | Lancaster | NE43670 | Active | 318840 | 318840 | 2024 | A O Smith | AHWH - ANSI/Fired Water Htr | HWSD - Hot Water Dom/Potable | 8/31/2027
Castelar Apartments | 2401 S 13th St | Omaha | NE | 68108-1519 | Douglas | NE23146 | Active | n/a | 211-12986-1097 | 1997 | Peerless | CI - Cast Iron | STHT - Steam-Heat | 1/31/2025
CHI-Alegent Creighton Health | 2401 S 73rd St | Omaha | NE | 68124-2307 | Douglas | NE21359 | Scrapped/Junked | 28763 | G-96-557 | 1996 | Aerco International | CHWH - ASME/Fired Water Heater | HWSD - Hot Water Dom/Potable | 6/30/2019
CHI-Alegent Creighton Health | 2401 S 73rd St | Omaha | NE | 68124-2307 | Douglas | NE21360 | Active | 28791 | G-96-585 | 1996 | Aerco International | FTCH - Firetube Coil Htxchn | HWHT - Hot Water Heat | 6/30/2026
CHI-Alegent Creighton Health | 2401 S 73rd St | Omaha | NE | 68124-2307 | Douglas | NE21361 | Active | 28794 | G-96-582 | 1996 | Aerco International | FTCH - Firetube Coil Htxchn | HWHT - Hot Water Heat | 6/30/2026
CHI-Alegent Creighton Health | 2401 S 73rd St | Omaha | NE | 68124-2307 | Douglas | NE21362 | Active | 28793 | G-96-584 | 1996 | Aerco International | FTCH - Firetube Coil Htxchn | HWHT - Hot Water Heat | 6/30/2026
CHI-Alegent Creighton Health | 2401 S 73rd St | Omaha | NE | 68124-2307 | Douglas | NE21363 | Active | 28792 | G-96-583 | 1996 | Aerco International | FTCH - Firetube Coil Htxchn | HWHT - Hot Water Heat | 6/30/2026
CHI-Alegent Creighton Health | 2401 S 73rd St | Omaha | NE | 68124-2307 | Douglas | NE21364 | Active | 28790 | G-96-581 | 1996 | Aerco International | FTCH - Firetube Coil Htxchn | HWHT - Hot Water Heat | 6/30/2026
CHI-Alegent Creighton Health | 2401 S 73rd St | Omaha | NE | 68124-2307 | Douglas | NE43578 | Active | 79891 | 17WHTX.1130.288 | 2018 | PVI Industries | CHWH - ASME/Fired Water Heater | HWSD - Hot Water Dom/Potable | 6/30/2025
Residential Home | 2402 N 102nd St | Omaha | NE | 68134-5530 | Douglas | NE08105 | Exempt | n/a | 85-57221187 | 1987 | Peerless | CI - Cast Iron | HWHT - Hot Water Heat | 4/30/2022
MILKO TOOL & DIE INC | 2405 N 11th St | Omaha | NE | 68110-2566 | Douglas | NE03814 | Inactive |  |  | 1953 | PACIFIC | FT - Firetube Boiler | STHT - Steam-Heat | 9/30/1998
Montclair Elementary | 2405 S 138th St | Omaha | NE | 68144-2449 | Douglas | NE05837 | Exempt 1999 LB-66 |  |  | 1971 | HATCO | ELWH - Electric Water Heater | 0029 - Booster Htr For Dishwasher | 8/31/2001
Montclair Elementary | 2405 S 138th St | Omaha | NE | 68144-2449 | Douglas | NE17362 | Scrapped/Junked | 128765 | na | 1992 | TELE | CPFT - Horiz Cpr Fin Boiler | HWSD - Hot Water Dom/Potable | 8/31/2011
Montclair Elementary | 2405 S 138th St | Omaha | NE | 68144-2449 | Douglas | NE32434 | Scrapped/Junked | 5312 | 0371171BL | 1971 | MKTF | ELBL - Electric Boiler | 0021 - Steam Supp Cooker/Kettle | 8/31/2011
Eastern NE Community Action Partnership | 2406 Fowler Ave | Omaha | NE | 68111-2013 | Douglas | NE17829 | Active | na | 4094-0785 | 1986 | Peerless | CI - Cast Iron | HWHT - Hot Water Heat | 11/30/2026
Midlands Bible Baptist | 2407 Chandler Rd E | Bellevue | NE | 68005-4103 | Sarpy | NE14551 | Active | n/a | 719036 | 1968 | Fitzgibbons | FTFB - Firetube-Firebox Boiler | HWHT - Hot Water Heat | 5/31/2026
Albers Feedlot | 2408 6th Rd | Wisner | NE | 68791-3501 | Cuming | NE26019 | Active | 17910 | 17910 | 2015 | Superior Boiler Works | FTHT - Firetube Horizontal | PROC - Process Steam | 9/30/2026
GOODWILL STORE | 2409 13th St | Columbus | NE | 68601-5005 | PLATTE | NE16247 | Inactive |  | 6C | 1920 | ADVANCE-RUMLEY |  | STHT - Steam-Heat | 2/28/1998
Bldg was demolished | 241 N Chestnut St | Spalding | NE | 68665-6001 | Greeley | NE05469 | Exempt 1999 LB-66 | 80401 |  | 1976 | AO SMITH | AHWH - ANSI/Fired Water Htr | HWSD - Hot Water Dom/Potable | 8/31/1999
Bldg was demolished | 241 N Chestnut St | Spalding | NE | 68665-6001 | Greeley | NE07810 | Scrapped/Junked | 45497 | LG98-0752656970 | 1998 | AO SMITH | CHWH - ASME/Fired Water Heater | HWSD - Hot Water Dom/Potable | 1/31/2014
Bldg was demolished | 241 N Chestnut St | Spalding | NE | 68665-6001 | Greeley | NE15136 | Scrapped/Junked |  | 667-70237 | 1978 | RUUD | CHWH - ASME/Fired Water Heater | HWSD - Hot Water Dom/Potable | 8/31/1999
Bldg was demolished | 241 N Chestnut St | Spalding | NE | 68665-6001 | Greeley | NE15137 | Scrapped/Junked | n/a | 3X | 1951 | Kewanee | FT - Firetube Boiler | STHT - Steam-Heat | 1/31/2014
Bldg was demolished | 241 N Chestnut St | Spalding | NE | 68665-6001 | Greeley | NE15138 | Scrapped/Junked | n/a | 210-2048 | 1966 | Peerless | CI - Cast Iron | HWHT - Hot Water Heat | 1/31/2014
Kramer Education Building | 2410 16th St | Columbus | NE | 68601-4518 | Platte | NE11922 | Scrapped/Junked |  | 0985403734 | 1987 | RHEE | AHWH - ANSI/Fired Water Htr | HWSD - Hot Water Dom/Potable | 7/31/2009
Kramer Education Building | 2410 16th St | Columbus | NE | 68601-4518 | Platte | NE11923 | Scrapped/Junked |  | 0985403736 | 1987 | RHEE | AHWH - ANSI/Fired Water Htr | HWSD - Hot Water Dom/Potable | 7/31/2009
Kramer Education Building | 2410 16th St | Columbus | NE | 68601-4518 | Platte | NE16803 | Scrapped/Junked | 13818 | AJH-50.1742 | 1990 | WEBJ | COBL - Coil Type Boiler | HWSD - Hot Water Dom/Potable | 1/31/2019
Kramer Education Building | 2410 16th St | Columbus | NE | 68601-4518 | Platte | NE17035 | Inactive | 116350 | 116350 | 2008 | RHEEM | FTVT - Firetube Vertical TB | HWSD - Hot Water Dom/Potable | 1/31/2022
Kramer Education Building | 2410 16th St | Columbus | NE | 68601-4518 | Platte | NE17036 | Inactive | 118619 | URNG0209600757 | 2008 | RHEEM | FTVT - Firetube Vertical TB | HWSD - Hot Water Dom/Potable | 1/31/2022
Kramer Education Building | 2410 16th St | Columbus | NE | 68601-4518 | Platte | NE32685 | Scrapped/Junked | n/a | 1534 | 1969 | Kewanee | FTFB - Firetube-Firebox Boiler | STHT - Steam-Heat | 1/31/2020
Kramer Education Building | 2410 16th St | Columbus | NE | 68601-4518 | Platte | NE32686 | Scrapped/Junked | n/a | 1537 | 1969 | Kewanee | FTFB - Firetube-Firebox Boiler | STHT - Steam-Heat | 1/31/2020
Emmerson Elementary | 2410 20th St | Columbus | NE | 68601-3311 | Platte | NE00698 | Active | 10969 | 00E-8723 | 2000 | ALES | FTVT - Firetube Vertical TB | HWHT - Hot Water Heat | 1/31/2026
Emmerson Elementary | 2410 20th St | Columbus | NE | 68601-3311 | Platte | NE00699 | Active | 10967 | 00E-8721 | 2000 | ALES | FTVT - Firetube Vertical TB | HWHT - Hot Water Heat | 1/31/2026
Emmerson Elementary | 2410 20th St | Columbus | NE | 68601-3311 | Platte | NE33458 | Inactive |  | 107861 | 1940 | PACIFIC | FT - Firetube Boiler | STHT - Steam-Heat | 7/31/2001
ORD HOUSING AUTHORITY | 2410 K St | Ord | NE | 68862-1209 | VALLEY | NE40492 | Exempt |  | 6BN-J5G-29FG | 1963 | AMERICAN STANDARD |  | HWHT - Hot Water Heat | 6/30/1999
ORD HOUSING AUTHORITY | 2410 K St | Ord | NE | 68862-1209 | VALLEY | NE40493 | Exempt |  | 6BN-J5G-29FG | 1963 | AMERICAN STANDARD |  | HWHT - Hot Water Heat | 6/30/1999
ORD HOUSING AUTHORITY | 2410 K St | Ord | NE | 68862-1209 | VALLEY | NE40494 | Exempt |  | 6BN-J5G-29FG | 1963 | AMERICAN STANDARD |  | HWHT - Hot Water Heat | 6/30/1999
ORD HOUSING AUTHORITY | 2410 K St | Ord | NE | 68862-1209 | VALLEY | NE40495 | Exempt |  | 6BN-J5G-29FG | 1963 | AMERICAN STANDARD |  | HWHT - Hot Water Heat | 6/30/1999
ORD HOUSING AUTHORITY | 2410 K St | Ord | NE | 68862-1209 | VALLEY | NE40496 | Scrapped/Junked |  | 60-48410 | 1973 | PEERLESS HEATER COMPANY |  | HWHT - Hot Water Heat | 6/30/2006
ORD HOUSING AUTHORITY | 2410 K St | Ord | NE | 68862-1209 | VALLEY | NE40497 | Scrapped/Junked |  | 60-48409 | 1973 | PEERLESS HEATER COMPANY |  | HWHT - Hot Water Heat | 6/30/2006
ORD HOUSING AUTHORITY | 2410 K St | Ord | NE | 68862-1209 | VALLEY | NE40498 | Exempt |  | 6BNJ5-G210FG | 1963 | AMERICAN STANDARD |  | HWHT - Hot Water Heat | 6/30/1999
ORD HOUSING AUTHORITY | 2410 K St | Ord | NE | 68862-1209 | VALLEY | NE40499 | Exempt |  | 6BNJ5-G210FG | 1963 | AMERICAN STANDARD |  | HWHT - Hot Water Heat | 6/30/1999
ORD HOUSING AUTHORITY | 2410 K St | Ord | NE | 68862-1209 | VALLEY | NE40578 | Exempt |  | 6BN-J5G-29 | 1963 | AMERICAN STANDARD |  | HWHT - Hot Water Heat | 6/30/1999
ORD HOUSING AUTHORITY | 2410 K St | Ord | NE | 68862-1209 | VALLEY | NE50000 | Exempt |  | 6BNJ5-G210FG | 1963 | AMERICAN STANDARD |  | HWHT - Hot Water Heat | 6/30/1999
Fairfield Inn & Suites | 2410 N Yager Rd | Fremont | NE | 68025-7824 | Dodge | NE26508 | Active | 215057 | 215057 | 2016 | A O Smith | CHWH - ASME/Fired Water Heater | HWSD - Hot Water Dom/Potable | 8/31/2026
Fairfield Inn & Suites | 2410 N Yager Rd | Fremont | NE | 68025-7824 | Dodge | NE26509 | Active | 214850 | 214850 | 2016 | A O Smith | CHWH - ASME/Fired Water Heater | HWSD - Hot Water Dom/Potable | 8/31/2026
Fairfield Inn & Suites | 2410 N Yager Rd | Fremont | NE | 68025-7824 | Dodge | NE26510 | Active | 214653 | 214653 | 2016 | A O Smith | CHWH - ASME/Fired Water Heater | HWSD - Hot Water Dom/Potable | 8/31/2026
Fairfield Inn & Suites | 2410 N Yager Rd | Fremont | NE | 68025-7824 | Dodge | NE26518 | Active | 413553 | 1512413553 | 2015 | Raypak | CPPH - Ansi Cpr Fin Pool Heater | IPHT - Indoor Pool Heater | 8/31/2026
Economy Lodge & Suites | 2410 NW 12th St | Lincoln | NE | 68521-3528 | Lancaster | NE12389 | Inactive | 6105 | 87421381 | 1974 | Pvi | ELBL - Electric Boiler | HWSD - Hot Water Dom/Potable | 11/30/2009
Economy Lodge & Suites | 2410 NW 12th St | Lincoln | NE | 68521-3528 | Lancaster | NE23812 | Inactive | 18758 | 1916232 | 1997 | Teledyne Laars | CPFT - Horiz Cpr Fin Boiler | HWSD - Hot Water Dom/Potable | 11/30/2010
NE DEPT OF MILITARY | 2410 NW 24th St | Lincoln | NE | 68524-1892 | LANCASTER | NE30665 | Scrapped/Junked | 23401 | 62198-4 | 1995 | BURNHAM COMM/INDUST | FTFB - Firetube-Firebox Boiler | STHT - Steam-Heat | 4/30/2008
ASPEN SUEDE&LEATHER WORK | 2411 Farnam St | Omaha | NE | 68131-3600 | Douglas | NE16285 | Inactive | 41854 |  | 1990 | PM LATTNER MFR COMPANY | FT - Firetube Boiler | PROC - Process Steam | 4/30/1995
Jesus H Villezcas | 2411 I St | Omaha | NE | 68107-1759 | Douglas | NE02277 | Scrapped/Junked |  |  | 1951 | KEWA | FTFB - Firetube-Firebox Boiler | STHT - Steam-Heat | 10/31/2008
NE Air National Guard B652 | 2411 W Butler Ave | Lincoln | NE | 68524 | Lancaster | NE00267 | Scrapped/Junked | 51449 | 51449 | 2000 | PARK | WT - Water Tube Boiler | HWHT - Hot Water Heat | 1/31/2014
NE Air National Guard B652 | 2411 W Butler Ave | Lincoln | NE | 68524 | Lancaster | NE00268 | Scrapped/Junked | 51450 | S#51450 | 2000 | PARK | WT - Water Tube Boiler | HWHT - Hot Water Heat | 1/31/2014
NE Air National Guard B652 | 2411 W Butler Ave | Lincoln | NE | 68524 | Lancaster | NE25278 | Active | 68487 | G14-1484 | 2014 | Aerco | FTVT - Firetube Vertical TB | HWHT - Hot Water Heat | 1/31/2026
NE Air National Guard B652 | 2411 W Butler Ave | Lincoln | NE | 68524 | Lancaster | NE25279 | Active | 68490 | G14-1487 | 2014 | Aerco | FTVT - Firetube Vertical TB | HWHT - Hot Water Heat | 1/31/2026
COLUMBUS I & II | 2412 13th St | Columbus | NE | 68601-5006 | PLATTE | NE03484 | Inactive |  |  | 1960 | PEERLESS HEATER COMPANY |  | STHT - Steam-Heat | 2/28/1994
CHI Academic Medical Center | 2412 Cuming St | Omaha | NE | 68131-1600 | Douglas | NE26629 | Inactive | 195387 | 1552102370633 | 2015 | AIC Tuchom/Lochinvar | FTVT - Firetube Vertical TB | HWHT - Hot Water Heat | 12/31/2020
CHI Academic Medical Center | 2412 Cuming St | Omaha | NE | 68131-1600 | Douglas | NE26630 | Active | 198223 | 1602102439829 | 2015 | AIC Tuchom/Lochinvar | FTVT - Firetube Vertical TB | HWHT - Hot Water Heat | 12/31/2026
CHI Academic Medical Center | 2412 Cuming St | Omaha | NE | 68131-1600 | Douglas | NE26631 | Active | 197480 | 1602102439830 | 2015 | AIC Tuchom/Lochinvar | FTVT - Firetube Vertical TB | HWHT - Hot Water Heat | 12/31/2026
CHI Academic Medical Center | 2412 Cuming St | Omaha | NE | 68131-1600 | Douglas | NE26632 | Active | 68316 | 119381A | 2015 | AIC Gdynia/PVI Industries | CHWH - ASME/Fired Water Heater | HWSD - Hot Water Dom/Potable | 12/31/2026
CHI Academic Medical Center | 2412 Cuming St | Omaha | NE | 68131-1600 | Douglas | NE26633 | Active | 68339 | 119378A | 2015 | AIC Gdynia/PVI Industries | CHWH - ASME/Fired Water Heater | HWSD - Hot Water Dom/Potable | 12/31/2026
AUTO-CHLOR SYSTEM LIMITED | 2413 S 156th Cir | Omaha | NE | 68130-2512 | Douglas | NE21808 | Scrapped/Junked |  | MM880018983 | 1988 | AO SMITH | CHWH - ASME/Fired Water Heater | HWSP - Hot Water Non Potable Supply | 10/31/2003
GRACE UNITED METHODIST | 2414 E St | Omaha | NE | 68107-1762 | Douglas | NE37024 | Inactive |  | G609 | 1965 | AMERICAN STANDARD |  | STHT - Steam-Heat | 1/31/1997
West Hampton Park/Bldg #15 | 2414 N 194th Ct | Omaha | NE | 68022-2603 | Douglas | NE06517 | Active | 00167047 | H04H001167047 | 2004 | Lochinvar | CPFH - Copper Fin Water Heater | HWSD - Hot Water Dom/Potable | 6/30/2026
Outback Steakhouse #2811 | 2414 S 132nd St | Omaha | NE | 68144-2531 | Douglas | NE20728 | Active | 153224 | 153224 | 2010 | AO SMITH | CHWH - ASME/Fired Water Heater | HWSD - Hot Water Dom/Potable | 7/31/2026
Hergert Milling Inc | 2415 10th St | Gering | NE | 69341-2236 | Scotts Bluff | NE13484 | Inactive | 5093 |  | 1963 | York International | FT - Firetube Boiler | PROC - Process Steam | 6/30/2006
Barto Trucking Railyard | 2415 4th Ave | South Sioux City | NE | 68776 | Dakota | NE43461 | Active | 6398 | 24-6398 | 2024 | SIOUX | FTHT - Firetube Horizontal | 0038 - Portable LPS Boiler | 3/31/2026
Holiday Inn Express | 2415 N Lincoln Ave | Fremont | NE | 68025-2460 | Dodge | NE15087 | Scrapped/Junked | 73532 | M02231132/B02-96 | 2001 | State Industries | CHWH - ASME/Fired Water Heater | HWSD - Hot Water Dom/Potable | 2/28/2015
Masonic Home | 2415 N Main St | Fremont | NE | 68025-2314 | Dodge | NE26939 | Active | 169599 | J0H00169599 | 2004 | Lochinvar | CPFT - Horiz Cpr Fin Boiler | HWHT - Hot Water Heat | 12/31/2026
Masonic Home | 2415 N Main St | Fremont | NE | 68025-2314 | Dodge | NE26940 | Active | 169383 | I0H00169383 | 2004 | Lochinvar | CPFT - Horiz Cpr Fin Boiler | HWHT - Hot Water Heat | 12/31/2026
NE Air National Guard B636 | 2415 W Furnas Ave | Lincoln | NE | 68524-1888 | Lancaster | NE06099 | Scrapped/Junked | 115100 | 0305115100 | 2005 | Pvi | FTHT - Firetube Horizontal | HWHT - Hot Water Heat | 1/31/2014
NE Air National Guard B636 | 2415 W Furnas Ave | Lincoln | NE | 68524-1888 | Lancaster | NE09356 | Active | 48234 | G07-1354 | 2007 | Aerco International | FTVT - Firetube Vertical TB | HWHT - Hot Water Heat | 1/31/2026
NE Air National Guard B636 | 2415 W Furnas Ave | Lincoln | NE | 68524-1888 | Lancaster | NE09357 | Active | 48179 | G-071303 | 2007 | Aerco International | FTVT - Firetube Vertical TB | HWHT - Hot Water Heat | 1/31/2026
NE Air National Guard B636 | 2415 W Furnas Ave | Lincoln | NE | 68524-1888 | Lancaster | NE12161 | Scrapped/Junked | 111505 | 111505 | 2003 | PVI INDUSTRIES | FTVT - Firetube Vertical TB | HWDP - Hotwater Heat & Dom Supply | 1/31/2007
NE Air National Guard B636 | 2415 W Furnas Ave | Lincoln | NE | 68524-1888 | Lancaster | NE30574 | Scrapped/Junked | 34467 | 74997 | 1993 | BRYA | WT - Water Tube Boiler | HWHT - Hot Water Heat | 1/31/2010
NE Air National Guard B636 | 2415 W Furnas Ave | Lincoln | NE | 68524-1888 | Lancaster | NE30576 | Scrapped/Junked | 22843 | LK930022843880 | 1993 | AOSM | CHWH - ASME/Fired Water Heater | HWSD - Hot Water Dom/Potable | 1/31/2012
NE Air National Guard B636 | 2415 W Furnas Ave | Lincoln | NE | 68524-1888 | Lancaster | NE30577 | Scrapped/Junked | 22841 | LK930022841880 | 1993 | AOSM | CHWH - ASME/Fired Water Heater | HWSD - Hot Water Dom/Potable | 1/31/2013
NE Air National Guard B636 | 2415 W Furnas Ave | Lincoln | NE | 68524-1888 | Lancaster | NE30578 | Scrapped/Junked | 112265 | 9312112265 | 1993 | RAYP | CPFT - Horiz Cpr Fin Boiler | HWHT - Hot Water Heat | 1/31/2013
NE Air National Guard B636 | 2415 W Furnas Ave | Lincoln | NE | 68524-1888 | Lancaster | NE30622 | Scrapped/Junked | 7981 | 94-E4293 | 1994 | ALDR | FTVT - Firetube Vertical TB | GLYC - Glycol Bldg Heat Sys | 1/31/2009
NE Air National Guard B636 | 2415 W Furnas Ave | Lincoln | NE | 68524-1888 | Lancaster | NE30623 | Scrapped/Junked | 116757 | 9408116757 | 1994 | RAYP | CPFT - Horiz Cpr Fin Boiler | HWHT - Hot Water Heat | 1/31/2013
NE Air National Guard B636 | 2415 W Furnas Ave | Lincoln | NE | 68524-1888 | Lancaster | NE30624 | Scrapped/Junked | 116758 | 9408116758 | 1994 | RAYP | CPFT - Horiz Cpr Fin Boiler | HWHT - Hot Water Heat | 1/31/2013
NE Air National Guard B636 | 2415 W Furnas Ave | Lincoln | NE | 68524-1888 | Lancaster | NE30625 | Scrapped/Junked | 8020 | 94-E4333 | 1994 | ALDRICH/LES | FTVT - Firetube Vertical TB | HWHT - Hot Water Heat | 1/31/2008
NE Air National Guard B636 | 2415 W Furnas Ave | Lincoln | NE | 68524-1888 | Lancaster | NE30626 | Scrapped/Junked | 8019 | 94-E4332 | 1994 | ALDRICH | FTVT - Firetube Vertical TB | HWHT - Hot Water Heat | 1/31/2008
NE Air National Guard B636 | 2415 W Furnas Ave | Lincoln | NE | 68524-1888 | Lancaster | NE30627 | Scrapped/Junked | 8021 | 94-E4334 | 1994 | ALDRICH | FTVT - Firetube Vertical TB | HWHT - Hot Water Heat | 6/30/2006
NE Air National Guard B636 | 2415 W Furnas Ave | Lincoln | NE | 68524-1888 | Lancaster | NE30648 | Scrapped/Junked | 8169 | 94-E4671 | 1994 | Aldrich | FTVT - Firetube Vertical TB | HWHT - Hot Water Heat | 1/31/2014
NE Air National Guard B636 | 2415 W Furnas Ave | Lincoln | NE | 68524-1888 | Lancaster | NE30649 | Scrapped/Junked | 8170 | 94-E4627 | 1995 | Aldrich | FTVT - Firetube Vertical TB | HWHT - Hot Water Heat | 1/31/2014
NE Air National Guard B636 | 2415 W Furnas Ave | Lincoln | NE | 68524-1888 | Lancaster | NE30661 | Scrapped/Junked | 23392 | 23392 | 1995 | BURN | FTFB - Firetube-Firebox Boiler | STHT - Steam-Heat | 1/31/2014
NE Air National Guard B636 | 2415 W Furnas Ave | Lincoln | NE | 68524-1888 | Lancaster | NE30662 | Scrapped/Junked | 23394 | S# 23394 | 1995 | BURN | FTFB - Firetube-Firebox Boiler | STHT - Steam-Heat | 1/31/2013
NE Air National Guard B636 | 2415 W Furnas Ave | Lincoln | NE | 68524-1888 | Lancaster | NE30663 | Scrapped/Junked | 23391 | S#23391 | 1995 | BURN | FTFB - Firetube-Firebox Boiler | STHT - Steam-Heat | 1/31/2014
NE Air National Guard B636 | 2415 W Furnas Ave | Lincoln | NE | 68524-1888 | Lancaster | NE30712 | Exempt 1999 LB-66 |  | MG94-0355062920 | 1994 | AO SMITH | AHWH - ANSI/Fired Water Htr | HWSD - Hot Water Dom/Potable | 6/30/2000
NE Air National Guard B636 | 2415 W Furnas Ave | Lincoln | NE | 68524-1888 | Lancaster | NE30800 | Scrapped/Junked | 88351 | 079688351 | 1996 | Pvi | FTVT - Firetube Vertical TB | HWHT - Hot Water Heat | 1/31/2014
NE Air National Guard B636 | 2415 W Furnas Ave | Lincoln | NE | 68524-1888 | Lancaster | NE30801 | Scrapped/Junked | 88350 | 079688350 | 1996 | Pvi Industries | FT - Firetube Boiler | HWHT - Hot Water Heat | 6/30/2005
NE Air National Guard B636 | 2415 W Furnas Ave | Lincoln | NE | 68524-1888 | Lancaster | NE30830 | Exempt 1999 LB-66 |  | MM87-0111395830 | 1987 | A. O. Smith | AHWH - ANSI/Fired Water Htr | HWSD - Hot Water Dom/Potable | 4/30/2000
NE Air National Guard B636 | 2415 W Furnas Ave | Lincoln | NE | 68524-1888 | Lancaster | NE30901 | Scrapped/Junked | 133771 | 9609133771 | 1996 | RAYPAK INC, CALIFORNIA | WT - Water Tube Boiler | HWSD - Hot Water Dom/Potable | 4/30/1999
NE Air National Guard B636 | 2415 W Furnas Ave | Lincoln | NE | 68524-1888 | Lancaster | NE40108 | Scrapped/Junked | 93055 | 119793055 | 1997 | PVI INDUSTRIES | FT - Firetube Boiler | HWHT - Hot Water Heat | 6/30/2004
NE Air National Guard B636 | 2415 W Furnas Ave | Lincoln | NE | 68524-1888 | Lancaster | NE40109 | Scrapped/Junked | 93056 | 119793056 | 1997 | PVI INDUSTRIES | FTVT - Firetube Vertical TB | HWDP - Hotwater Heat & Dom Supply | 1/31/2007
NE Air National Guard B636 | 2415 W Furnas Ave | Lincoln | NE | 68524-1888 | Lancaster | NE40683 | Scrapped/Junked |  | RN0385600010 | 1985 | RHEEM MANUFACTURING CO | AHWH - ANSI/Fired Water Htr | HWSD - Hot Water Dom/Potable | 6/30/2002
West Hampton Park/Bldg #19 | 2416 N 193rd Ct | Omaha | NE | 68022-1567 | Douglas | NE27702 | Active | 233855 | 11233855 | 2011 | Lochinvar | CPFH - Copper Fin Water Heater | HWSD - Hot Water Dom/Potable | 6/30/2026
Fremont Tire | 2419 Cornhusker Dr | South Sioux City | NE | 68776-3909 | Dakota | NE19972 | Scrapped/Junked | 119504 | 8992828 | 1989 | Teledyne & Laars | CPFT - Horiz Cpr Fin Boiler | HWHT - Hot Water Heat | 4/30/2023
Fremont Tire | 2419 Cornhusker Dr | South Sioux City | NE | 68776-3909 | Dakota | NE19972NE199 | Scrapped/Junked |  | 8992828 |  | Teledyne | WT - Water Tube Boiler |  | 10/1/2002
Fremont Tire | 2419 Cornhusker Dr | South Sioux City | NE | 68776-3909 | Dakota | NE42174 | Active | 21508 21505 | A2400 | 2021 | Valmex | WT - Water Tube Boiler | HWHF - Hot Water Heat-Floor | 3/31/2026
Chester Manor Apartments | 2419 F St | Omaha | NE | 68107-1773 | Douglas | NE12795 | Scrapped/Junked |  | 30359 | 1972 | BRYANT |  | STHT - Steam-Heat | 1/31/2001
Chester Manor Apartments | 2419 F St | Omaha | NE | 68107-1773 | Douglas | NE25510 | Active | n/a | 211139940399 | 1999 | Peerless | CI - Cast Iron | STHT - Steam-Heat | 3/31/2022
Cordia Thermal, LLC | 2420 Burt St | Omaha | NE | 68131 | Douglas | NE04533 | Inactive | 11266 |  | 1962 | BROTHERS | WT - Water Tube Boiler | STHT - Steam-Heat | 3/31/1992
Cordia Thermal, LLC | 2420 Burt St | Omaha | NE | 68131 | Douglas | NE13226 | Scrapped/Junked |  | 2D-1440 | 1967 | BROTHERS | WT - Water Tube Boiler | STHT - Steam-Heat | 4/30/1999
Cordia Thermal, LLC | 2420 Burt St | Omaha | NE | 68131 | Douglas | NE13228 | Scrapped/Junked | 4056 | 10456 | 1973 | Murray | WT - Water Tube Boiler | BSUP - Bldg Heat & Process | 4/30/2021
Cordia Thermal, LLC | 2420 Burt St | Omaha | NE | 68131 | Douglas | NE13232 | Active | 1637 | 2D-1676 | 1974 | Nebraska Boiler | WT - Water Tube Boiler | BSUP - Bldg Heat & Process | 4/30/2026
Cordia Thermal, LLC | 2420 Burt St | Omaha | NE | 68131 | Douglas | NE13266 | Inactive | 1440 | 1-2D-1440 | 1967 | Brothers Inc | WT - Water Tube Boiler | BSUP - Bldg Heat & Process | 4/30/2018
Cordia Thermal, LLC | 2420 Burt St | Omaha | NE | 68131 | Douglas | NE14630 | Active | 93783 | 23580 | 2008 | Vapor Corp | ELBL - Electric Boiler | STMG - Steam Generator | 4/30/2026
IGLESIA AGUA VIVA | 2420 H St | Omaha | NE | 68107-1711 | Douglas | NE12774 | Scrapped/Junked |  | 3-5-10 | 1946 | CRANE |  | STHT - Steam-Heat | 11/30/2003
Super Suds Of Auburn | 2420 J St | Auburn | NE | 68305 | Nemaha | NE06889 | Scrapped/Junked | 179238 | H05H00179238 | 2005 | Lochinvar | CPFT - Horiz Cpr Fin Boiler | HWSP - Hot Water Non Potable Supply | 12/31/2018
Super Suds Of Auburn | 2420 J St | Auburn | NE | 68305 | Nemaha | NE40773 | Active | 79452 | H971033 | 1997 | Lochinvar | CPFT - Horiz Cpr Fin Boiler | HWHF - Hot Water Heat-Floor | 12/31/2025
NE Air National Guard B651 | 2420 W Butler Ave | Lincoln | NE | 68524-1888 | Lancaster | NE17988 | Scrapped/Junked | 53910 | G09-1174 | 2009 | Aerco | FTVT - Firetube Vertical TB | HWHT - Hot Water Heat | 1/31/2019
NE Air National Guard B651 | 2420 W Butler Ave | Lincoln | NE | 68524-1888 | Lancaster | NE17989 | Active | 53912 | G09-1176 | 2009 | Aerco | FTVT - Firetube Vertical TB | HWHT - Hot Water Heat | 1/31/2026
NE Air National Guard B651 | 2420 W Butler Ave | Lincoln | NE | 68524-1888 | Lancaster | NE17990 | Active | 53911 | G09-1175 | 2009 | Aerco | FTVT - Firetube Vertical TB | HWHT - Hot Water Heat | 1/31/2026
NE Air National Guard B651 | 2420 W Butler Ave | Lincoln | NE | 68524-1888 | Lancaster | NE17991 | Active | 53913 | G09-1177 | 2009 | Aerco | FTVT - Firetube Vertical TB | HWHT - Hot Water Heat | 1/31/2026
NE Air National Guard B651 | 2420 W Butler Ave | Lincoln | NE | 68524-1888 | Lancaster | NE27904 | Active | 82497 | G-18-2483 | 2018 | Aerco | FTVT - Firetube Vertical TB | HWHT - Hot Water Heat | 1/31/2026
LACKAWANNA - NE DIVISION | 2420 Z St | Omaha | NE | 68107-4430 | Douglas | NE04325 | Inactive |  | P2470 | 1974 | KEWANEE | FT - Firetube Boiler | PROC - Process Steam | 7/31/1996
LACKAWANNA - NE DIVISION | 2420 Z St | Omaha | NE | 68107-4430 | Douglas | NE04343 | Inactive | 36873 |  | 1983 | KEWANEE | FT - Firetube Boiler | STHT - Steam-Heat | 7/31/2001
LACKAWANNA - NE DIVISION | 2420 Z St | Omaha | NE | 68107-4430 | Douglas | NE04625 | Inactive |  | 23962 | 1982 | AO SMITH | AHWH - ANSI/Fired Water Htr | HWSD - Hot Water Dom/Potable | 7/31/2000
RONS FURNITURE | 2422 13th St | Columbus | NE | 68601-5006 | PLATTE | NE04186 | Inactive | 39339 | 2604 | 1960 | TITUSVILLE | FTSM - FTS Marine Dry Back | STHT - Steam-Heat | 6/30/2007
Capri Motel | 2424 Avenue I | Scottsbluff | NE | 69361-1572 | Scotts Bluff | NE13917 | Out of Service | 81206 | URNG0229G02940 | 1999 | RHEEM | CHWH - ASME/Fired Water Heater | HWDP - Hotwater Heat & Dom Supply | 4/30/2014
Capri Motel | 2424 Avenue I | Scottsbluff | NE | 69361-1572 | Scotts Bluff | NE17404 | Scrapped/Junked | n/a | 568458 | 1992 | Slant Fin | CI - Cast Iron | HWHT - Hot Water Heat | 4/30/2023
Capri Motel | 2424 Avenue I | Scottsbluff | NE | 69361-1572 | Scotts Bluff | NE17405 | Inactive |  | 568461 | 1992 | SLANT FIN |  | HWHT - Hot Water Heat | 10/31/2003
Capri Motel | 2424 Avenue I | Scottsbluff | NE | 69361-1572 | Scotts Bluff | NE25435 | Scrapped/Junked |  | S35135 | 1984 | SLANT FIN |  | HWHT - Hot Water Heat | 4/30/2006
Capri Motel | 2424 Avenue I | Scottsbluff | NE | 69361-1572 | Scotts Bluff | NE25436 | Scrapped/Junked |  | G-407 | 1977 | AMST | CI - Cast Iron | HWHT - Hot Water Heat | 4/30/2007
Capri Motel | 2424 Avenue I | Scottsbluff | NE | 69361-1572 | Scotts Bluff | NE25437 | Inactive |  | 377-130 | 1994 | VALLIANT |  | HWHT - Hot Water Heat | 10/31/2004
American Boiler Company | 2424 Deer Park Blvd | Omaha | NE | 68105-3700 | Douglas | NE14251 | Inactive | 13070 | L-37459 | 1965 | CLEA | FTSM - FTS Marine Dry Back | 0030 - Portable HPS Boiler | 5/31/2009
JONES BARREL COMPANY | 2424 N 11th St | Omaha | NE | 68110-2526 | Douglas | NE21874 | Scrapped/Junked | 9515 | 97-E6780 | 1997 | ALDRICH/LES | FTFB - Firetube-Firebox Boiler | HWSP - Hot Water Non Potable Supply | 1/31/2007
PEGLER HOME HEALTH CARE | 2425 O St | Lincoln | NE | 68510-1126 | LANCASTER | NE20689 | Inactive |  | 211-3167 | 1967 | PEERLESS HEATER COMPANY |  | STHT - Steam-Heat | 12/31/2001
UNO Baxter Arena | 2425 S 67th St | Omaha | NE | 68106 | Douglas | NE26008 | Active | 138475 | 1014138475 | 2014 | RIVERSIDE HYDRONICS | FTVT - Firetube Vertical TB | HWHT - Hot Water Heat | 9/30/2026
UNO Baxter Arena | 2425 S 67th St | Omaha | NE | 68106 | Douglas | NE26009 | Active | 138473 | 1014138473 | 2014 | RIVERSIDE HYDRONICS | FTVT - Firetube Vertical TB | HWHT - Hot Water Heat | 9/30/2026
UNO Baxter Arena | 2425 S 67th St | Omaha | NE | 68106 | Douglas | NE26010 | Out of Service | 138476 | 1014138476 | 2014 | RIVERSIDE HYDRONICS | FTVT - Firetube Vertical TB | HWHT - Hot Water Heat | 9/30/2024
UNO Baxter Arena | 2425 S 67th St | Omaha | NE | 68106 | Douglas | NE26011 | Scrapped/Junked | 138474 | 1014138474 | 2014 | RIVERSIDE HYDRONICS | FTVT - Firetube Vertical TB | HWHT - Hot Water Heat | 9/30/2024
UNO Baxter Arena | 2425 S 67th St | Omaha | NE | 68106 | Douglas | NE26012 | Active | 139281 | 0115139281 | 2015 | PVI Industries | FTVT - Firetube Vertical TB | HWSD - Hot Water Dom/Potable | 9/30/2026
UNO Baxter Arena | 2425 S 67th St | Omaha | NE | 68106 | Douglas | NE26013 | Active | 139282 | 0115139282 | 2015 | PVI Industries | FTVT - Firetube Vertical TB | HWSD - Hot Water Dom/Potable | 9/30/2026
UNO Baxter Arena | 2425 S 67th St | Omaha | NE | 68106 | Douglas | NE43534 | Active | 425652 | 24425652 | 2024 | Lochinvar | FTVT - Firetube Vertical TB | HWHT - Hot Water Heat | 9/30/2026
UNO Baxter Arena | 2425 S 67th St | Omaha | NE | 68106 | Douglas | NE43535 | Active | 426308 | 24426308 | 2024 | Lochinvar | FTVT - Firetube Vertical TB | HWHT - Hot Water Heat | 9/30/2026
Americas Best Value Inn | 2426 S Lincoln Ave | York | NE | 68467-9478 | York | NE23383 | Out of Service | n/a | G96PD2263 | 1996 | Teledyne & Laars | CPFH - Copper Fin Water Heater | OPHT - Outdoor Pool Heater | 6/30/2021
JOE S SCHUDA ESTATE | 243 2nd Ave | Saint Libory | NE | 68872-2829 | HOWARD | NE01275 | Inactive |  | K3511N1275 | 1917 | CASE | FT - Firetube Boiler | 0024 - Antique Steam Tractor | 12/31/1999
Burlington Northern Shop | 2430 Avenue I | Scottsbluff | NE | 69361-1572 | Scotts Bluff | NE27823 | Scrapped/Junked | N/A | 17423949 | 1997 | Burnham | CI - Cast Iron | HWHF - Hot Water Heat-Floor | 1/31/2024
Burlington Northern Shop | 2430 Avenue I | Scottsbluff | NE | 69361-1572 | Scotts Bluff | NE42846 | Active | 262127 | 21.VC60.338.7946 | 2021 | Lochinvar | WTSS - Watertube SS Steel | HWFP - Floor Heat & Nonpotable | 10/31/2026
Holiday Inn Express | 2431 Farnam St | Omaha | NE | 68131-3611 | Douglas | NE28004 | Active | 241178 | 1821110514668 | 2018 | AO SMITH | CHWH - ASME/Fired Water Heater | HWSP - Hot Water Non Potable Supply | 1/31/2027
Holiday Inn Express | 2431 Farnam St | Omaha | NE | 68131-3611 | Douglas | NE28005 | Active | 238307 | 1810109509627 | 2018 | AO SMITH | COND - Condenser | HWSP - Hot Water Non Potable Supply | 1/31/2027
Holiday Inn Express | 2431 Farnam St | Omaha | NE | 68131-3611 | Douglas | NE28006 | Active | 241194 | 1821110514664 | 2018 | AO SMITH | COND - Condenser | HWSP - Hot Water Non Potable Supply | 1/31/2027
JFHQ Army National Guard | 2433 NW 24th St | Lincoln | NE | 68524-1801 | Lancaster | NE26281 | Out of Service | 18191 | 10 F-6099 | 2010 | Aldrich | FTVT - Firetube Vertical TB | HWHT - Hot Water Heat | 4/30/2025
JFHQ Army National Guard | 2433 NW 24th St | Lincoln | NE | 68524-1801 | Lancaster | NE26282 | Out of Service | 18199 | 10F-6107 | 2010 | Aldrich | FTVT - Firetube Vertical TB | HWHT - Hot Water Heat | 4/30/2025
GOLDEN CORRAL | 2435 N Diers Ave | Grand Island | NE | 68803-1240 | HALL | NE00312 | Scrapped/Junked | 79515 |  | 1997 | TELEDYNE LAARS | CPFT - Horiz Cpr Fin Boiler | HWSD - Hot Water Dom/Potable | 10/31/2004
NE Dept of Military | 2435 NW 24TH ST | LINCOLN | NE | 68524-1801 | LANCASTER | NE30664 | Inactive | 23393 | 62959-1 | 1995 | BURNHAM COMM/INDUST | FTFB - Firetube-Firebox Boiler | STHT - Steam-Heat | 6/30/2004
ST PAUL LUTHERAN SCHOOL | 244 E WALNUT ST | WEST POINT | NE | 68788 | CUMING | NE33267 | Inactive |  |  | 1958 | PENNCO |  | STHT - Steam-Heat | 4/30/2003
EAGLE THEATRE | 244 Main St | Chadron | NE | 69337-2356 | DAWES | NE34241 | Inactive |  | 12-400 | 1968 | CRANE |  | STHT - Steam-Heat | 2/28/2006
NE Dept of Military | 2440 NW 24th St | Lincoln | NE | 68524-1892 | LANCASTER | NE30666 | Scrapped/Junked | 23400 | 62714-7 | 1995 | BURNHAM COMM/INDUST | FTFB - Firetube-Firebox Boiler | STHT - Steam-Heat | 4/30/2008
Cheever Apartments | 2441 N 44th St | Lincoln | NE | 68504-3618 | Lancaster | NE23889 | Scrapped/Junked | 160284 | 1129M000026 | 2011 | AO SMITH | CHWH - ASME/Fired Water Heater | HWSD - Hot Water Dom/Potable | 9/30/2021
Cheever Apartments | 2441 N 44th St | Lincoln | NE | 68504-3618 | Lancaster | NE29199 | Active | 256689 | 256689 | 2019 | AO SMITH | CHWH - ASME/Fired Water Heater | HWSD - Hot Water Dom/Potable | 3/31/2027
NE Air National Guard B635 | 2445 Furnas Ave | Lincoln | NE | 68524 | Lancaster | NE25276 | Active | 68151 | G14-1108 | 2014 | Aerco | FTVT - Firetube Vertical TB | HWHT - Hot Water Heat | 1/31/2026
NE Air National Guard B635 | 2445 Furnas Ave | Lincoln | NE | 68524 | Lancaster | NE25277 | Active | 67941 | G14-0972 | 2014 | Aerco | FTVT - Firetube Vertical TB | HWHT - Hot Water Heat | 1/31/2026
NEBCO Inc | 245 Fallbrook Blvd | Lincoln | NE | 68521 | Lancaster | NE28967 | Active | 346478 | 19346478 | 2019 | Lochinvar | FTVT - Firetube Vertical TB | HWHT - Hot Water Heat | 10/31/2026
NEBCO Inc | 245 Fallbrook Blvd | Lincoln | NE | 68521 | Lancaster | NE28968 | Active | 346477 | 19346477 | 2019 | Lochinvar | FTVT - Firetube Vertical TB | HWHT - Hot Water Heat | 10/31/2026
NEBCO Inc | 245 Fallbrook Blvd | Lincoln | NE | 68521 | Lancaster | NE28969 | Active | 346179 | 19346179 | 2019 | Lochinvar | FTVT - Firetube Vertical TB | HWHT - Hot Water Heat | 10/31/2026
Crowell Memorial Home | 245 S 22nd St | Blair | NE | 68008-1811 | Washington | NE00301 | Scrapped/Junked | 64253 | 64253 | 1999 | Weben-Jarco | COBL - Coil Type Boiler | HWHT - Hot Water Heat | 3/31/2013
Crowell Memorial Home | 245 S 22nd St | Blair | NE | 68008-1811 | Washington | NE00302 | Scrapped/Junked | 52926 | KM990893142 | 1999 | A. O. Smith | CHWH - ASME/Fired Water Heater | HWSD - Hot Water Dom/Potable | 3/31/2013
Crowell Memorial Home | 245 S 22nd St | Blair | NE | 68008-1811 | Washington | NE06917 | Scrapped/Junked | 74338 | 99088 | 2005 | A O Smith | FTNT - FT Vertical Tubeless | HWSD - Hot Water Dom/Potable | 5/22/2008
Crowell Memorial Home | 245 S 22nd St | Blair | NE | 68008-1811 | Washington | NE07232 | Scrapped/Junked | 107563 |  | 2006 | A. O Smith | FTNT - FT Vertical Tubeless | HWDP - Hotwater Heat & Dom Supply | 5/14/2010
Crowell Memorial Home | 245 S 22nd St | Blair | NE | 68008-1811 | Washington | NE09715 | Scrapped/Junked | 58215 | 58215 | 2000 | A. O. Smith | CHWH - ASME/Fired Water Heater | HWSD - Hot Water Dom/Potable | 3/31/2010
Crowell Memorial Home | 245 S 22nd St | Blair | NE | 68008-1811 | Washington | NE09716 | Scrapped/Junked | 63877 | 63871 | 2001 | AO SMITH | CHWH - ASME/Fired Water Heater | HWSD - Hot Water Dom/Potable | 5/31/2004
Crowell Memorial Home | 245 S 22nd St | Blair | NE | 68008-1811 | Washington | NE10246 | Scrapped/Junked | NB 108918 | 108918 | 2006 | A O Smith | FTVT - Firetube Vertical TB | HWSD - Hot Water Dom/Potable | 3/31/2017
Crowell Memorial Home | 245 S 22nd St | Blair | NE | 68008-1811 | Washington | NE10643 | Scrapped/Junked | 74341 | 74341/M02-2138 | 2003 | AO SMITH | CHWH - ASME/Fired Water Heater | HWSD - Hot Water Dom/Potable | 5/31/2006
Crowell Memorial Home | 245 S 22nd St | Blair | NE | 68008-1811 | Washington | NE17354 | Scrapped/Junked |  | 3SF | 1991 | AO SMITH | AHWH - ANSI/Fired Water Htr | HWSD - Hot Water Dom/Potable | 5/31/2000
Crowell Memorial Home | 245 S 22nd St | Blair | NE | 68008-1811 | Washington | NE17355 | Inactive |  | N5855 | 1968 | KEWANEE | FTFB - Firetube-Firebox Boiler | HWHT - Hot Water Heat | 5/31/2004
Crowell Memorial Home | 245 S 22nd St | Blair | NE | 68008-1811 | Washington | NE17555 | Scrapped/Junked | 143998 | 143998 | 2010 | American | FTVT - Firetube Vertical TB | HWSD - Hot Water Dom/Potable | 3/31/2021
Crowell Memorial Home | 245 S 22nd St | Blair | NE | 68008-1811 | Washington | NE17556 | Scrapped/Junked | 143996 | 143996 | 2010 | American | FTVT - Firetube Vertical TB | HWSD - Hot Water Dom/Potable | 3/31/2020
Crowell Memorial Home | 245 S 22nd St | Blair | NE | 68008-1811 | Washington | NE18079 | Active | 7857 | 94E 4095 | 1994 | Aldrich | FTVT - Firetube Vertical TB | HWHT - Hot Water Heat | 3/31/2026
Crowell Memorial Home | 245 S 22nd St | Blair | NE | 68008-1811 | Washington | NE18080 | Active | 7856 | 94E 4094 | 1994 | Aldrich | FTVT - Firetube Vertical TB | HWHT - Hot Water Heat | 3/31/2026
Crowell Memorial Home | 245 S 22nd St | Blair | NE | 68008-1811 | Washington | NE18081 | Active | 7855 | 94E 4093 | 1994 | Aldrich | FTVT - Firetube Vertical TB | HWHT - Hot Water Heat | 3/31/2026
Crowell Memorial Home | 245 S 22nd St | Blair | NE | 68008-1811 | Washington | NE18334 | Scrapped/Junked |  | LA95039933 | 1995 | A. O. Smith | AHWH - ANSI/Fired Water Htr | HWSD - Hot Water Dom/Potable | 5/31/2002
Crowell Memorial Home | 245 S 22nd St | Blair | NE | 68008-1811 | Washington | NE21957 | Scrapped/Junked | 36436 |  | 1996 | AO SMITH | CHWH - ASME/Fired Water Heater | HWSD - Hot Water Dom/Potable | 5/31/2000
Crowell Memorial Home | 245 S 22nd St | Blair | NE | 68008-1811 | Washington | NE22873 | Scrapped/Junked | 134720 | 0812134720 | 2012 | PVI Industries | FTVT - Firetube Vertical TB | HWSD - Hot Water Dom/Potable | 3/31/2019
Crowell Memorial Home | 245 S 22nd St | Blair | NE | 68008-1811 | Washington | NE22874 | Active | 214956 | 65339470 | 2012 | Burnham | WTSS - Watertube SS Steel | HWHT - Hot Water Heat | 3/31/2026
Crowell Memorial Home | 245 S 22nd St | Blair | NE | 68008-1811 | Washington | NE22875 | Active | 214841 | 65342899 | 2012 | Burnham | WTSS - Watertube SS Steel | HWHT - Hot Water Heat | 3/31/2026
Crowell Memorial Home | 245 S 22nd St | Blair | NE | 68008-1811 | Washington | NE24768 | Scrapped/Junked | 43988 |  | 1998 | AO SMITH | CHWH - ASME/Fired Water Heater | HWSD - Hot Water Dom/Potable | 5/31/2000
Crowell Memorial Home | 245 S 22nd St | Blair | NE | 68008-1811 | Washington | NE25630 | Scrapped/Junked | 48178 |  | 1999 | A. O. Smith | CHWH - ASME/Fired Water Heater | HWSD - Hot Water Dom/Potable | 5/31/2007
Crowell Memorial Home | 245 S 22nd St | Blair | NE | 68008-1811 | Washington | NE25631 | Scrapped/Junked | 51350 | LH990862805 | 1999 | AO SMITH | CHWH - ASME/Fired Water Heater | HWSD - Hot Water Dom/Potable | 5/31/2002
Crowell Memorial Home | 245 S 22nd St | Blair | NE | 68008-1811 | Washington | NE26951 | Active | 225581 | 225581 | 2017 | AO SMITH | CHWH - ASME/Fired Water Heater | HWSD - Hot Water Dom/Potable | 3/31/2026
Crowell Memorial Home | 245 S 22nd St | Blair | NE | 68008-1811 | Washington | NE28346 | Active | 232858 | 232858 | 2017 | AO SMITH | CHWH - ASME/Fired Water Heater | HWSD - Hot Water Dom/Potable | 3/30/2026
Crowell Memorial Home | 245 S 22nd St | Blair | NE | 68008-1811 | Washington | NE29100 | Active | 202230 | 202230 | 2015 | AO SMITH | CHWH - ASME/Fired Water Heater | HWSD - Hot Water Dom/Potable | 3/31/2026
Barto Trucking | 2450 9th Ave | South Sioux City | NE | 68776-2604 | Dakota | NE21465 | Active | 10942 | 25168 | 1996 | Rite Eng | WT - Water Tube Boiler | HWSP - Hot Water Non Potable Supply | 3/31/2026
Barto Trucking | 2450 9th Ave | South Sioux City | NE | 68776-2604 | Dakota | NE25717 | Active | 20186 | S400-150-89 | 2014 | Hurst | FTHT - Firetube Horizontal | TWST - Steam for Truck Wash | 3/31/2026
Kellogg Hotel/Apartments | 2450 Harney St | Omaha | NE | 68131-3618 | Douglas | NE02270 | Scrapped/Junked | NA | 211-5-S1 | 1985 | Peerless | CI - Cast Iron | STHT - Steam-Heat | 11/30/2021
Laundry Station | 2450 N 33rd St | Omaha | NE | 68111-3602 | Douglas | NE25549 | Scrapped/Junked | 94920 | L982285 | 1998 | Hamilton Eng/Lochinvar | WT - Water Tube Boiler | HWSP - Hot Water Non Potable Supply | 4/30/2003
Tamarin Ridge Apartments | 2450 Tamarin Ridge Rd | Lincoln | NE | 68512-4810 | Lancaster | NE22143 | Inactive | 324294 | 1105324294 | 2011 | Raypak | CPFH - Copper Fin Water Heater | OPHT - Outdoor Pool Heater | 5/31/2024
Alsco | 2455 Odessa Rd | Odessa | NE | 68861-3000 | Buffalo | NE13692 | Out of Service | 2069 | 3870 | 1967 | Superior Boiler Works | FTSM - FTS Marine Dry Back | PROC - Process Steam | 4/30/2011
Meadowlark Gallery | 246 Central Ave | Grant | NE | 69140-3016 | Perkins | NE04908 | Scrapped/Junked |  | DA050 | 1965 | KOHLER |  | HWHT - Hot Water Heat | 10/31/2000
Meadowlark Gallery | 246 Central Ave | Grant | NE | 69140-3016 | Perkins | NE24283 | Active | n/a | 3699V04099 | 1999 | Dunkirk | CI - Cast Iron | HWHT - Hot Water Heat | 4/30/2026
Veterans Memorial Bldg | 246 S 15th St | Ord | NE | 68862-1706 | Valley | NE15647 | Scrapped/Junked | NA | 1 | 1965 | Bryan | CI - Cast Iron | HWHT - Hot Water Heat | 3/31/2012
Sacred Heart Church | 2461 17 Road | Dodge | NE | 68633 | Dodge | NE41046 | Out of Service | 0 | 0 | 1920 | Kewanee | FTFB - Firetube-Firebox Boiler | STHT - Steam-Heat | 6/30/2021
Harney Court Apartments | 2464 Harney St | Omaha | NE | 68131-3642 | Douglas | NE12787 | Scrapped/Junked |  | 210114-13 | 1975 | PEERLESS HEATER COMPANY |  | STHT - Steam-Heat | 1/31/2004
Harney Court Apartments | 2464 Harney St | Omaha | NE | 68131-3642 | Douglas | NE15034 | Active | na | 420913-2003-01 | 2003 | Peerless | CI - Cast Iron | STHT - Steam-Heat | 3/31/2026
Harney Court Apartments | 2464 Harney St | Omaha | NE | 68131-3642 | Douglas | NE20691 | Inactive | 142738 | 9709192738 | 1997 | Raypak | CPFT - Horiz Cpr Fin Boiler | HWSD - Hot Water Dom/Potable | 3/31/2019
2466 S 16 St Building | 2466 S 16th St | Omaha | NE | 68108-1401 | Douglas | NE18379 | Scrapped/Junked | N/A | 1887V00365 | 1990 | Dunkirk | CI - Cast Iron | HWHT - Hot Water Heat | 12/31/2021
Niobrara High School | 247 N HWY 12 | Niobrara | NE | 68760-7070 | Knox | NE02178 | Scrapped/Junked |  | 0000000831 | 1985 | AOSM | AHWH - ANSI/Fired Water Htr | HWSD - Hot Water Dom/Potable | 7/31/2010
Niobrara High School | 247 N HWY 12 | Niobrara | NE | 68760-7070 | Knox | NE02199 | Scrapped/Junked | 7844 | 8907769 | 1989 | Burnham | FT - Firetube Boiler | STHT - Steam-Heat | 1/31/2015
Niobrara High School | 247 N HWY 12 | Niobrara | NE | 68760-7070 | Knox | NE19526 | Active | 124383 | 124383 | 2010 | RHEEM | FTVT - Firetube Vertical TB | HWSD - Hot Water Dom/Potable | 11/30/2026
Niobrara High School | 247 N HWY 12 | Niobrara | NE | 68760-7070 | Knox | NE25664 | Active | 263308 | F14H00263308 | 2014 | Lochinvar | FTFB - Firetube-Firebox Boiler | HWHT - Hot Water Heat | 11/30/2026
Niobrara High School | 247 N HWY 12 | Niobrara | NE | 68760-7070 | Knox | NE25665 | Active | 263307 | F14H00263307 | 2014 | Lochinvar | FTFB - Firetube-Firebox Boiler | HWHT - Hot Water Heat | 11/30/2026
Niobrara High School | 247 N HWY 12 | Niobrara | NE | 68760-7070 | Knox | NE25666 | Active | 283919 | E14H20283919 | 2014 | Lochinvar | WTSS - Watertube SS Steel | HWSD - Hot Water Dom/Potable | 11/30/2026
Niobrara High School | 247 N HWY 12 | Niobrara | NE | 68760-7070 | Knox | NE27317 | Active | 300428 | E14H20300428 | 2014 | Lochinvar | WTSS - Watertube SS Steel | HWSD - Hot Water Dom/Potable | 11/30/2026
Niobrara High School | 247 N HWY 12 | Niobrara | NE | 68760-7070 | Knox | NE32464 | Scrapped/Junked | N/A | 9999 | 1968 | Kewanee | FTFB - Firetube-Firebox Boiler | HWHT - Hot Water Heat | 1/31/2015
Niobrara High School | 247 N HWY 12 | Niobrara | NE | 68760-7070 | Knox | NE33583 | Scrapped/Junked | N/A | N/A | 1963 | Kewanee | FTFB - Firetube-Firebox Boiler | STHT - Steam-Heat | 1/31/2015
Quality Cleaner | 247 W Military Ave | Fremont | NE | 68025-4941 | Dodge | NE03439 | Scrapped/Junked | 40810 |  | 1989 | PM LATTNER MFR COMPANY | FT - Firetube Boiler | PROC - Process Steam | 5/31/1999
Quality Cleaner | 247 W Military Ave | Fremont | NE | 68025-4941 | Dodge | NE24784 | Scrapped/Junked | 46693 | 82516 | 1996 | LATT | FTNT - FT Vertical Tubeless | PROC - Process Steam | 3/31/2010
Quality Cleaner | 247 W Military Ave | Fremont | NE | 68025-4941 | Dodge | NE25958 | Scrapped/Junked | 54874 | 93207 | 2009 | Lattner | FTNT - FT Vertical Tubeless | PROC - Process Steam | 6/30/2022
Vinton St Car Wash | 2474 Deer Park Blvd | Omaha | NE | 68105-3700 | Douglas | NE21945 | Active | N/A | RD4349 | 1988 | Hydrotherm | CI - Cast Iron | HWHF - Hot Water Heat-Floor | 3/31/2026
Parker Hannifin Corporation | 2490 County Road 58 | Alliance | NE | 69301-6076 | Box Butte | NE01234 | Inactive | 28499 |  | 1976 | Unknown | FTSM - FTS Marine Dry Back | PROC - Process Steam | 5/31/2009
Parker Hannifin Corporation | 2490 County Road 58 | Alliance | NE | 69301-6076 | Box Butte | NE11442 | Active | 28499 | P-6766 | 1976 | Kewanee | FTSM - FTS Marine Dry Back | PROC - Process Steam | 5/31/2026
Parker Hannifin Corporation | 2490 County Road 58 | Alliance | NE | 69301-6076 | Box Butte | NE18254 | Active | 46504 | 11202 | 1994 | Kewanee | FTSM - FTS Marine Dry Back | PROC - Process Steam | 5/31/2026
Calkins Law Office | 25 John St | Alma | NE | 68920-2153 | Harlan | NE42976 | Active | N/A | 797721-202104 | 2024 | Peerless | CI - Cast Iron | STHT - Steam-Heat | 11/30/2026
CF Industries | 250 Industrial Park Dr | Blair | NE | 68008-2668 | Washington | NE21467 | Active | 16713 | 100031 | 2010 | GEA FES Inc. | HTNK - Horizontal UFPV | 0033 - Oil Seperator | 3/31/2026
CF Industries | 250 Industrial Park Dr | Blair | NE | 68008-2668 | Washington | NE37766 | Scrapped/Junked |  | G-406 | 1969 | American Standard | CI - Cast Iron |  | 10/31/2002
Sterling Public School | 250 Main St | Sterling | NE | 68443-6009 | Johnson | NE06524 | Inactive | 65272 | 65272 | 2005 | Ajax | WT - Water Tube Boiler | HWHT - Hot Water Heat | 9/30/2011
Sterling Public School | 250 Main St | Sterling | NE | 68443-6009 | Johnson | NE20958 | Active | 182465 | 061113134 | 2011 | CAMUS | WTSS - Watertube SS Steel | HWHT - Hot Water Heat | 3/31/2026
Sterling Public School | 250 Main St | Sterling | NE | 68443-6009 | Johnson | NE25217 | Active | 297934 | G14297934 | 2014 | Laars | WTSS - Watertube SS Steel | GLYC - Glycol Bldg Heat Sys | 3/31/2026
Sterling Public School | 250 Main St | Sterling | NE | 68443-6009 | Johnson | NE25218 | Active | 297928 | G14297928 | 2014 | Laars | WTSS - Watertube SS Steel | GLYC - Glycol Bldg Heat Sys | 3/31/2026
Sterling Public School | 250 Main St | Sterling | NE | 68443-6009 | Johnson | NE32449 | Scrapped/Junked | 30566 | P8918 | 1978 | Kewanee | FTFB - Firetube-Firebox Boiler | HWHT - Hot Water Heat | 3/31/2015
Sterling Public School | 250 Main St | Sterling | NE | 68443-6009 | Johnson | NE32997 | Scrapped/Junked | 38681 | 660271 | 1985 | KEWANEE | FTFB - Firetube-Firebox Boiler | STHT - Steam-Heat | 9/30/2005
Parkhaus Towers | 250 N 13th St Ofc 819 | Lincoln | NE | 68508-1531 | Lancaster | NE28487 | Active | 181280 | D11H10181280 | 2011 | Lochinvar | WTSS - Watertube SS Steel | HWHT - Hot Water Heat | 11/30/2026
Parkhaus Towers | 250 N 13th St Ofc 819 | Lincoln | NE | 68508-1531 | Lancaster | NE28488 | Active | 181297 | D11H10181297 | 2011 | Lochinvar | WTSS - Watertube SS Steel | HWHT - Hot Water Heat | 11/30/2026
Casey's General Store | 250 N 168th Cir | Omaha | NE | 68118-4080 | Douglas | NE12043 | Inactive | 956 | P-3682 | 2003 | axeman-anderson | COBL - Coil Type Boiler | HWFP - Floor Heat & Nonpotable | 2/28/2020
Casey's General Store | 250 N 168th Cir | Omaha | NE | 68118-4080 | Douglas | NE12044 | Scrapped/Junked | 968 | P-3694 | 2003 | axeman-anderson | COBL - Coil Type Boiler | HWFP - Floor Heat & Nonpotable | 2/28/2021
Casey's General Store | 250 N 168th Cir | Omaha | NE | 68118-4080 | Douglas | NE12045 | Scrapped/Junked | 960 | P-3696 | 2003 | axeman-anderson | COBL - Coil Type Boiler | HWFP - Floor Heat & Nonpotable | 2/28/2018
Casey's General Store | 250 N 168th Cir | Omaha | NE | 68118-4080 | Douglas | NE12046 | Inactive | 969 | P-3695 | 2003 | axeman-anderson | COBL - Coil Type Boiler | HWFP - Floor Heat & Nonpotable | 2/28/2024
Casey's General Store | 250 N 168th Cir | Omaha | NE | 68118-4080 | Douglas | NE12047 | Scrapped/Junked | 970 | P-3696 | 2003 | axeman-anderson | COBL - Coil Type Boiler | HWFP - Floor Heat & Nonpotable | 2/28/2026
Casey's General Store | 250 N 168th Cir | Omaha | NE | 68118-4080 | Douglas | NE12048 | Scrapped/Junked | 957 | P-3683 | 2003 | axeman-anderson | COBL - Coil Type Boiler | HWFP - Floor Heat & Nonpotable | 2/28/2026
Casey's General Store | 250 N 168th Cir | Omaha | NE | 68118-4080 | Douglas | NE12049 | Scrapped/Junked | 916 | P-3637 | 2003 | axeman-anderson | COBL - Coil Type Boiler | HWFP - Floor Heat & Nonpotable | 2/28/2026
Casey's General Store | 250 N 168th Cir | Omaha | NE | 68118-4080 | Douglas | NE12050 | Scrapped/Junked | 903 | P-3624 | 2003 | axeman-anderson | COBL - Coil Type Boiler | HWFP - Floor Heat & Nonpotable | 2/28/2026
Casey's General Store | 250 N 168th Cir | Omaha | NE | 68118-4080 | Douglas | NE43915 | Active | 645044 | N1.25.27.00053 | 2025 | Sermeta | WTSS - Watertube SS Steel | HWFP - Floor Heat & Nonpotable | 1/31/2026
Casey's General Store | 250 N 168th Cir | Omaha | NE | 68118-4080 | Douglas | NE43916 | Active | 641630 | N1.25.21.00253 | 2025 | Sermeta | WTSS - Watertube SS Steel | HWFP - Floor Heat & Nonpotable | 1/31/2026
Casey's General Store | 250 N 168th Cir | Omaha | NE | 68118-4080 | Douglas | NE43917 | Active | 643954 | N1.25.25.00154 | 2025 | Sermeta | WTSS - Watertube SS Steel | HWFP - Floor Heat & Nonpotable | 1/31/2026
Casey's General Store | 250 N 168th Cir | Omaha | NE | 68118-4080 | Douglas | NE43918 | Active | 643955 | N1.25.25.00155 | 2025 | Sermeta | WTSS - Watertube SS Steel | HWFP - Floor Heat & Nonpotable | 1/31/2026
LEAVER MARKET 266 | 250 N 2nd St | Arlington | NE | 68002-3162 | WASHINGTON | NE20186 | Scrapped/Junked |  | 14-W-9 | 1979 | MUELLER |  | HWHT - Hot Water Heat | 10/31/1997
Trinity Early Childhood Center-BMIC#420572-2 | 250 N C St | Fremont | NE | 68025-5606 | Dodge | NE25248 | Active | n/a | 14H00194 | 2014 | Aerco | CALU - Cast Aluminum | HWHT - Hot Water Heat | 12/31/2025
Trinity Early Childhood Center-BMIC#420572-2 | 250 N C St | Fremont | NE | 68025-5606 | Dodge | NE30324 | Scrapped/Junked |  | N361 | 1965 | Kewannee | FTFB - Firetube-Firebox Boiler | HWHT - Hot Water Heat | 6/30/2004
Trinity Early Childhood Center-BMIC#420572-2 | 250 N C St | Fremont | NE | 68025-5606 | Dodge | NE33226 | Scrapped/Junked | NA | K5685 | 1958 | Kewanee | FTFB - Firetube-Firebox Boiler | HWHT - Hot Water Heat | 12/31/2014
City Of West Point Pool | 250 W Bridge St | West Point | NE | 68788-1430 | Cuming | NE12206 | Scrapped/Junked | 199646 | C08199646 | 2008 | Teledyne & Laars | CPFT - Horiz Cpr Fin Boiler | OPHT - Outdoor Pool Heater | 6/30/2023
City Of West Point Pool | 250 W Bridge St | West Point | NE | 68788-1430 | Cuming | NE40508 | Scrapped/Junked | 62106 | 8591271 | 1985 | TELEDYNE LAARS | CPFT - Horiz Cpr Fin Boiler | OPHT - Outdoor Pool Heater | 6/30/2008
OHA/Highland Tower Apts | 2500 B St | Omaha | NE | 68105-4044 | Douglas | NE16700 | Scrapped/Junked | 25489 | HK9837042 | 1991 | Loch | CHWH - ASME/Fired Water Heater | HWSD - Hot Water Dom/Potable | 3/31/2010
OHA/Highland Tower Apts | 2500 B St | Omaha | NE | 68105-4044 | Douglas | NE16701 | Scrapped/Junked | 25498 | 9837039 | 1991 | Loch | CHWH - ASME/Fired Water Heater | HWSD - Hot Water Dom/Potable | 3/31/2010
OHA/Highland Tower Apts | 2500 B St | Omaha | NE | 68105-4044 | Douglas | NE16702 | Scrapped/Junked | 25848 | 9837027 | 1991 | Loch | CHWH - ASME/Fired Water Heater | HWSD - Hot Water Dom/Potable | 3/31/2009
OHA/Highland Tower Apts | 2500 B St | Omaha | NE | 68105-4044 | Douglas | NE17239 | Active | n/a | 0000007908 | 1992 | Peerless | CI - Cast Iron | HWHT - Hot Water Heat | 3/31/2026
OHA/Highland Tower Apts | 2500 B St | Omaha | NE | 68105-4044 | Douglas | NE17240 | Active | n/a | 0000007909 | 1992 | Peerless | CI - Cast Iron | HWHT - Hot Water Heat | 3/31/2026
OHA/Highland Tower Apts | 2500 B St | Omaha | NE | 68105-4044 | Douglas | NE43532 | Active | 147302 | 162302 | 2024 | Bradford White | CHWH - ASME/Fired Water Heater | HWSD - Hot Water Dom/Potable | 3/31/2025
OHA/Highland Tower Apts | 2500 B St | Omaha | NE | 68105-4044 | Douglas | NE43533 | Active | 145744 | 160744 | 2023 | Bradford White | CHWH - ASME/Fired Water Heater | HWSD - Hot Water Dom/Potable | 3/31/2025
Bellevue Medical Center | 2500 Bellevue Medical Center Dr | Bellevue | NE | 68123-1591 | Sarpy | NE15375 | Active | 16515 | 16515 | 2008 | Superior Boiler Works | FTWB - FTS Marine Wet Back | STHT - Steam-Heat | 11/30/2025
Bellevue Medical Center | 2500 Bellevue Medical Center Dr | Bellevue | NE | 68123-1591 | Sarpy | NE15376 | Scrapped/Junked | 6949 | 20087168-3 | 2008 | Fintube Tech. | ECON - Boiler Economizer | ECON - Boiler Economizer | 11/30/2018
Bellevue Medical Center | 2500 Bellevue Medical Center Dr | Bellevue | NE | 68123-1591 | Sarpy | NE15377 | Active | 16516 | 16516 | 2008 | Superior Boiler Works | FTWB - FTS Marine Wet Back | STHT - Steam-Heat | 11/30/2026
Bellevue Medical Center | 2500 Bellevue Medical Center Dr | Bellevue | NE | 68123-1591 | Sarpy | NE15378 | Inactive | 6947 | 20087168-1 | 2008 | Fintube Tech. | ECON - Boiler Economizer | ECON - Boiler Economizer | 11/30/2019
Bellevue Medical Center | 2500 Bellevue Medical Center Dr | Bellevue | NE | 68123-1591 | Sarpy | NE15379 | Active | 16518 | 16518 | 2008 | Superior Boiler Works | FTWB - FTS Marine Wet Back | STHT - Steam-Heat | 11/30/2026
Bellevue Medical Center | 2500 Bellevue Medical Center Dr | Bellevue | NE | 68123-1591 | Sarpy | NE15380 | Out of Service | 6948 | 20087168-2 | 2008 | Fintube Tech. | ECON - Boiler Economizer | ECON - Boiler Economizer | 11/30/2017
School - Falls City North Elementary (FCPS) | 2500 Chase St | Falls City | NE | 68355-1113 | Richardson | NE12094 | Active | 12718 | 03F-0634 | 2003 | LES | FTVT - Firetube Vertical TB | HWHT - Hot Water Heat | 1/31/2027
School - Falls City North Elementary (FCPS) | 2500 Chase St | Falls City | NE | 68355-1113 | Richardson | NE12095 | Active | 12719 | 03F-0635 | 2003 | ALES | FTVT - Firetube Vertical TB | HWHT - Hot Water Heat | 1/31/2027
School - Falls City North Elementary (FCPS) | 2500 Chase St | Falls City | NE | 68355-1113 | Richardson | NE20035 | Inactive | 7773 | 172-82612 | 1972 | RHEEM MANUFACTURING CO | CHWH - ASME/Fired Water Heater | HWSD - Hot Water Dom/Potable | 8/31/2002
School - Falls City North Elementary (FCPS) | 2500 Chase St | Falls City | NE | 68355-1113 | Richardson | NE32003 | Scrapped/Junked | 3811 |  | 1956 | KEWANEE | FT - Firetube Boiler | STHT - Steam-Heat | 8/31/2003
Sidump'R | 2500 E 23rd St | Columbus | NE | 68601-3441 | Platte | NE14979 | Scrapped/Junked | 62177 | L81381 | 1986 | Cleaver & Brooks | FT - Firetube Boiler | PROC - Process Steam | 6/30/2010
Sidump'R | 2500 E 23rd St | Columbus | NE | 68601-3441 | Platte | NE14980 | Scrapped/Junked | 62179 | 81382 | 1986 | Cleaver & Brooks | FT - Firetube Boiler | PROC - Process Steam | 10/31/2011
Sidump'R | 2500 E 23rd St | Columbus | NE | 68601-3441 | Platte | NE15416 | Active | 12835 | 52884 | 1980 | Bryan | WT - Water Tube Boiler | HWHT - Hot Water Heat | 3/31/2026
Sidump'R | 2500 E 23rd St | Columbus | NE | 68601-3441 | Platte | NE17625 | Out of Service | 27048 | LK94-0377179-920 | 1994 | A. O. Smith | CHWH - ASME/Fired Water Heater | HWSD - Hot Water Dom/Potable | 10/31/2012
Sidump'R | 2500 E 23rd St | Columbus | NE | 68601-3441 | Platte | NE17673 | Out of Service | 31519 | LJ950463008-920 | 1995 | A. O. Smith | CHWH - ASME/Fired Water Heater | HWSD - Hot Water Dom/Potable | 10/31/2012
Sidump'R | 2500 E 23rd St | Columbus | NE | 68601-3441 | Platte | NE17674 | Out of Service | 32603 | 32603 | 1995 | A. O. Smith | CHWH - ASME/Fired Water Heater | HWSD - Hot Water Dom/Potable | 10/31/2012
NE Air National Guard B2500 | 2500 Greenlief St | Lincoln | NE | 68524-1100 | Lancaster | NE25280 | Active | 68489 | G14-1486 | 2014 | Aerco | FTVT - Firetube Vertical TB | HWHT - Hot Water Heat | 1/31/2026
NE Air National Guard B2500 | 2500 Greenlief St | Lincoln | NE | 68524-1100 | Lancaster | NE25281 | Active | 68488 | G14-1485 | 2014 | Aerco | FTVT - Firetube Vertical TB | HWHT - Hot Water Heat | 1/31/2026
SUPER SUDS OF AUBURN | 2500 K ST | AUBURN | NE | 68305 | NEMAHA | NE40774 | Scrapped/Junked | 77624 | H979169 | 1997 | LOCHINVAR | CPFT - Horiz Cpr Fin Boiler | HWSP - Hot Water Non Potable Supply | 10/31/2004
MICKLE MIDDLE SCHOOL | 2500 N 67th St | Lincoln | NE | 68507-2807 | LANCASTER | NE30145 | Scrapped/Junked |  | 3R6AG | 1960 | KEWANEE | FT - Firetube Boiler | STHT - Steam-Heat | 3/31/2002
MICKLE MIDDLE SCHOOL | 2500 N 67th St | Lincoln | NE | 68507-2807 | LANCASTER | NE30146 | Scrapped/Junked |  |  | 1960 | KEWANEE | FTFB - Firetube-Firebox Boiler | HWHT - Hot Water Heat | 2/28/2009
MICKLE MIDDLE SCHOOL | 2500 N 67th St | Lincoln | NE | 68507-2807 | LANCASTER | NE30147 | Scrapped/Junked |  | N/A | 1960 | KEWANEE | FTFB - Firetube-Firebox Boiler | HWHT - Hot Water Heat | 2/28/2009
MP Global | 2500 Old Hadar Rd | Norfolk | NE | 68701-1122 | Madison | NE21493 | Exempt | 12976 | 12976 | 2011 | CLAYTON | COBL - Coil Type Boiler | PROC - Process Steam | 4/30/2017
MP Global | 2500 Old Hadar Rd | Norfolk | NE | 68701-1122 | Madison | NE23684 | Out of Service | 60600 | 60600 | 2011 | Parker Boiler Company | WT - Water Tube Boiler | PROH - Fired Process Heater | 4/30/2017
MP Global | 2500 Old Hadar Rd | Norfolk | NE | 68701-1122 | Madison | NE23685 | Exempt | n/a | 266 | 1994 | Custom Piping & Steel Fab. | WT - Water Tube Boiler | PROH - Fired Process Heater | 4/30/2020
MP Global | 2500 Old Hadar Rd | Norfolk | NE | 68701-1122 | Madison | NE23686 | Exempt | unk | unk | 1990 | Unk | WT - Water Tube Boiler | PROH - Fired Process Heater | 4/30/2012
Comfort Suites | 2500 S 192nd Ave | Omaha | NE | 68130-3038 | Douglas | NE25799 | Active | 391302 | 1412391302 | 2014 | Raypak | CPPH - Ansi Cpr Fin Pool Heater | IPHT - Indoor Pool Heater | 9/30/2026
Comfort Suites | 2500 S 192nd Ave | Omaha | NE | 68130-3038 | Douglas | NE25800 | Inactive | 390697 | 1412390697 | 2014 | Raypak | CPPH - Ansi Cpr Fin Pool Heater | SPAJ - Spa/Jacuzzi Heater | 9/30/2021
Comfort Suites | 2500 S 192nd Ave | Omaha | NE | 68130-3038 | Douglas | NE26102 | Exempt 1999 LB-66 | 198427 | 198427 | 2014 | AO SMITH | CHWH - ASME/Fired Water Heater | HWSD - Hot Water Dom/Potable | 9/30/2016
Comfort Suites | 2500 S 192nd Ave | Omaha | NE | 68130-3038 | Douglas | NE26103 | Exempt 1999 LB-66 | 198429 | 198429 | 2014 | AO SMITH | CHWH - ASME/Fired Water Heater | HWSD - Hot Water Dom/Potable | 9/30/2016
Comfort Suites | 2500 S 192nd Ave | Omaha | NE | 68130-3038 | Douglas | NE26104 | Exempt 1999 LB-66 | 198425 | 198425 | 2014 | AO SMITH | CHWH - ASME/Fired Water Heater | HWSD - Hot Water Dom/Potable | 9/30/2016
Comfort Suites | 2500 S 192nd Ave | Omaha | NE | 68130-3038 | Douglas | NE26105 | Exempt 1999 LB-66 | 198428 | 198428 | 2014 | AO SMITH | CHWH - ASME/Fired Water Heater | HWSD - Hot Water Dom/Potable | 9/30/2016
Lincoln Community Playhouse | 2500 S 56th St | Lincoln | NE | 68506-3503 | Lancaster | NE23314 | Active | 33491 | 616051 | 1980 | Kewanee | FTFB - Firetube-Firebox Boiler | HWHT - Hot Water Heat | 9/30/2025
vacant building | 2500 State Fair Park Dr | Lincoln | NE | 68504-1552 | Lancaster | NE14720 | Inactive | N/A | N7904 | 1970 | Kewanee | FTSM - FTS Marine Dry Back | HWHT - Hot Water Heat | 2/28/2016
Holiday Inn | 2500 Tamarin Ridge Rd | Lincoln | NE | 68512-4809 | Lancaster | NE17951 | Scrapped/Junked | 137412 | 137412 | 2009 | State Industries | FTVT - Firetube Vertical TB | HWSD - Hot Water Dom/Potable | 6/30/2023
Holiday Inn | 2500 Tamarin Ridge Rd | Lincoln | NE | 68512-4809 | Lancaster | NE17952 | Scrapped/Junked | 137407 | 137407 | 2009 | State Industries | FTVT - Firetube Vertical TB | HWSD - Hot Water Dom/Potable | 6/30/2023
Holiday Inn | 2500 Tamarin Ridge Rd | Lincoln | NE | 68512-4809 | Lancaster | NE17953 | Scrapped/Junked | 137410 | 137410 | 2009 | State Industries | FTVT - Firetube Vertical TB | HWSD - Hot Water Dom/Potable | 6/30/2021
Holiday Inn | 2500 Tamarin Ridge Rd | Lincoln | NE | 68512-4809 | Lancaster | NE17954 | Scrapped/Junked | 138855 | 138855 | 2009 | State Industries | FTVT - Firetube Vertical TB | HWSD - Hot Water Dom/Potable | 6/30/2023
Early Learning Center | 2500 W Norfolk Ave | Norfolk | NE | 68701-4427 | Madison | NE28174 | Active | 82176 | G-18-2270 | 2018 | Aerco | FTVT - Firetube Vertical TB | HWHT - Hot Water Heat | 1/31/2026
Early Learning Center | 2500 W Norfolk Ave | Norfolk | NE | 68701-4427 | Madison | NE28175 | Active | 82216 | G-18-2272 | 2018 | Aerco | FTVT - Firetube Vertical TB | HWHT - Hot Water Heat | 1/31/2026
Village Cleaners | 2501 3rd Ave | Kearney | NE | 68845-4514 | Buffalo | NE09842 | Scrapped/Junked | 135530 | L016436 | 2001 | HAMI | CPFH - Copper Fin Water Heater | HWSP - Hot Water Non Potable Supply | 11/30/2013
Village Cleaners | 2501 3rd Ave | Kearney | NE | 68845-4514 | Buffalo | NE18140 | Inactive | 34900 |  | 1981 | LATT | FTVT - Firetube Vertical TB | PROC - Process Steam | 3/31/2006
SALVATION ARMY | 2501 Center St | Omaha | NE | 68105-2629 | Douglas | NE08062 | Inactive |  | A854703206 | 1987 | DAYTON | AHWH - ANSI/Fired Water Htr | HWSD - Hot Water Dom/Potable | 8/31/2002
2501 Leavenworth St | 2501 Leavenworth St | Omaha | NE | 68105-1623 | Douglas | NE16434 | Scrapped/Junked | n/a | 81-1296 | 1982 | Peerless | CI - Cast Iron | HWHT - Hot Water Heat | 2/28/2022
Flatrock Group | 2501 N 21st St | Omaha | NE | 68110-2733 | Douglas | NE11284 | Scrapped/Junked | 1364 | na | 1965 | Nebraska Boiler | WT - Water Tube Boiler | PROC - Process Steam | 5/31/2020
Capitol City Villa | 2501 N St | Lincoln | NE | 68510-1256 | Lancaster | NE18427 | Out of Service | n/a | M4598 | 1982 | Kewanee | FTFB - Firetube-Firebox Boiler | HWHT - Hot Water Heat | 4/30/2014
Capitol City Villa | 2501 N St | Lincoln | NE | 68510-1256 | Lancaster | NE18428 | Active | na | M4600 | 1982 | Kewanee | FTFB - Firetube-Firebox Boiler | HWHT - Hot Water Heat | 4/30/2025
Capitol City Villa | 2501 N St | Lincoln | NE | 68510-1256 | Lancaster | NE25663 | Active | n/a | 65461912 | 2014 | Burnham | CI - Cast Iron | HWHT - Hot Water Heat | 4/30/2025
The Victorian | 2501 Q St | Lincoln | NE | 68503-3539 | Lancaster | NE23638 | Inactive | C36283 | 1245M001407 | 2012 | A O Smith | COBL - Coil Type Boiler | HWSD - Hot Water Dom/Potable | 12/31/2024
Sherman Apartments | 2501-03 N 16th | Omaha | NE | 68110-2271 | Douglas | NE07329 | Active | n/a | GB-300-13-1-060 | 2006 | SMITH | CI - Cast Iron | STHT - Steam-Heat | 10/31/2026
Sherman Apartments | 2501-03 N 16th | Omaha | NE | 68110-2271 | Douglas | NE18415 | Scrapped/Junked |  | 42D10329 | 1975 | Bryant Boiler | CI - Cast Iron | STHT - Steam-Heat | 3/31/2006
MILLER ELECTRIC COMPANY | 2501-15 ST MARY`S AVE | OMAHA | NE | 68105 | Douglas | NE35253 | Scrapped/Junked |  | 7L-774X | 1953 | KEWANEE | FT - Firetube Boiler | STHT - Steam-Heat | 5/31/2003
ABBI'S GIFTS & TABLEWARE | 2502 13th St | Columbus | NE | 68601-4914 | PLATTE | NE04768 | Inactive |  | 8R10000 | 1960 | BRYANT |  | HWHT - Hot Water Heat | 12/31/2002
Dave & Busters | 2502 S 133rd Plz | Omaha | NE | 68144-2514 | Douglas | NE06154 | Scrapped/Junked | 115474 | 0405115474 | 2005 | PVI | CHWH - ASME/Fired Water Heater | HWSD - Hot Water Dom/Potable | 6/30/2018
Dave & Busters | 2502 S 133rd Plz | Omaha | NE | 68144-2514 | Douglas | NE06155 | Out of Service | 115475 | 0405115475 | 2005 | PVI | CHWH - ASME/Fired Water Heater | HWSD - Hot Water Dom/Potable | 6/30/2021
Dave & Busters | 2502 S 133rd Plz | Omaha | NE | 68144-2514 | Douglas | NE28042 | Active | 70522 | F005597 | 2017 | PVI | CHWH - ASME/Fired Water Heater | HWSD - Hot Water Dom/Potable | 6/30/2026
Goldfish Swim School | 2502 S 133rd Plz Ste 102 | Omaha | NE | 68144-2524 | Douglas | NE28011 | Active | 339303 | 1844112426133 | 2018 | Lochinvar | FT - Firetube Boiler | HWHT - Hot Water Heat | 3/31/2026
Goldfish Swim School | 2502 S 133rd Plz Ste 102 | Omaha | NE | 68144-2524 | Douglas | NE28012 | Active | 339304 | 1844112426134 | 2018 | Lochinvar | FT - Firetube Boiler | HWHT - Hot Water Heat | 3/31/2026
Hotel Grand & Conference Center | 2503 S Locust St | Grand Island | NE | 68801-8225 | Hall | NE01581 | Scrapped/Junked | 266316 | 0705266316 | 1999 | Raypak | CPFT - Horiz Cpr Fin Boiler | IPHT - Indoor Pool Heater | 4/30/2014
Hotel Grand & Conference Center | 2503 S Locust St | Grand Island | NE | 68801-8225 | Hall | NE01582 | Scrapped/Junked | 64927 | K99398978 | 1999 | STATE INDUSTRIES | CHWH - ASME/Fired Water Heater | HWSD - Hot Water Dom/Potable | 4/30/2007
Hotel Grand & Conference Center | 2503 S Locust St | Grand Island | NE | 68801-8225 | Hall | NE05300 | Scrapped/Junked | 16198 | 836B9216198 | 1992 | AOSM | COBL - Coil Type Boiler | HWSD - Hot Water Dom/Potable | 4/30/2018
Hotel Grand & Conference Center | 2503 S Locust St | Grand Island | NE | 68801-8225 | Hall | NE05301 | Scrapped/Junked | 16199 | 896B9216199 | 1992 | AOSM | COBL - Coil Type Boiler | HWSD - Hot Water Dom/Potable | 4/30/2018
Hotel Grand & Conference Center | 2503 S Locust St | Grand Island | NE | 68801-8225 | Hall | NE07566 | Scrapped/Junked | 101396 | M05M005060 | 2005 | AOSM | FTVT - Firetube Vertical TB | HWSD - Hot Water Dom/Potable | 4/30/2013
Hotel Grand & Conference Center | 2503 S Locust St | Grand Island | NE | 68801-8225 | Hall | NE14136 | Scrapped/Junked | 134420 | 0908M000050 | 2009 | STATE INDUSTRIES | CHWH - ASME/Fired Water Heater | HWSD - Hot Water Dom/Potable | 4/30/2018
Hotel Grand & Conference Center | 2503 S Locust St | Grand Island | NE | 68801-8225 | Hall | NE15631 | Scrapped/Junked |  |  | 1994 | TELEDYNE LAARS | WT - Water Tube Boiler | IPHT - Indoor Pool Heater | 3/31/1999
Hotel Grand & Conference Center | 2503 S Locust St | Grand Island | NE | 68801-8225 | Hall | NE15632 | Scrapped/Junked |  | 2091 | 1994 | AO SMITH | CHWH - ASME/Fired Water Heater | HWSD - Hot Water Dom/Potable | 3/31/2001
Hotel Grand & Conference Center | 2503 S Locust St | Grand Island | NE | 68801-8225 | Hall | NE15662 | Scrapped/Junked | 47437 |  | 1995 | AJAX BOILER INC | CHWH - ASME/Fired Water Heater | HWHT - Hot Water Heat | 3/31/2000
Hotel Grand & Conference Center | 2503 S Locust St | Grand Island | NE | 68801-8225 | Hall | NE19768 | Exempt 1999 LB-66 |  | 8228 | 1992 | AO SMITH | AHWH - ANSI/Fired Water Htr | HWSD - Hot Water Dom/Potable | 3/31/2000
Hotel Grand & Conference Center | 2503 S Locust St | Grand Island | NE | 68801-8225 | Hall | NE19769 | Exempt 1999 LB-66 |  | 000000000002662 | 1991 | AO SMITH | AHWH - ANSI/Fired Water Htr | HWSD - Hot Water Dom/Potable | 3/31/2000
Hotel Grand & Conference Center | 2503 S Locust St | Grand Island | NE | 68801-8225 | Hall | NE19770 | Exempt 1999 LB-66 |  | 9482 | 1993 | AO SMITH | AHWH - ANSI/Fired Water Htr | HWSD - Hot Water Dom/Potable | 3/31/2000
Hotel Grand & Conference Center | 2503 S Locust St | Grand Island | NE | 68801-8225 | Hall | NE20673 | Exempt 1999 LB-66 |  | 8708 | 1997 | STATE INDUSTRIES | AHWH - ANSI/Fired Water Htr | HWSD - Hot Water Dom/Potable | 3/31/2000
Hotel Grand & Conference Center | 2503 S Locust St | Grand Island | NE | 68801-8225 | Hall | NE23312 | Scrapped/Junked |  | 8708 | 1998 | STATE INDUSTRIES | AHWH - ANSI/Fired Water Htr | HWSD - Hot Water Dom/Potable | 3/31/2000
Hotel Grand & Conference Center | 2503 S Locust St | Grand Island | NE | 68801-8225 | Hall | NE23679 | Scrapped/Junked | 174828 | 1246M001851 | 2012 | AO SMITH | CHWH - ASME/Fired Water Heater | HWSD - Hot Water Dom/Potable | 4/30/2018
Hotel Grand & Conference Center | 2503 S Locust St | Grand Island | NE | 68801-8225 | Hall | NE25165 | Scrapped/Junked | 18189 | 13WO946 | 2013 | PENTAIR | COBL - Coil Type Boiler | IPHT - Indoor Pool Heater | 4/30/2018
Hotel Grand & Conference Center | 2503 S Locust St | Grand Island | NE | 68801-8225 | Hall | NE27376 | Exempt | 439927 | 1703439927 | 2017 | Raypak | CPFT - Horiz Cpr Fin Boiler | IPHT - Indoor Pool Heater | 4/30/2019
Hotel Grand & Conference Center | 2503 S Locust St | Grand Island | NE | 68801-8225 | Hall | NE40133 | Scrapped/Junked | 65188 | 399302865 | 1999 | STATE INDUSTRIES | CHWH - ASME/Fired Water Heater | HWSD - Hot Water Dom/Potable | 4/30/2007
Columbus City Library | 2504 14th St | Columbus | NE | 68601-4958 | Platte | NE00733 | Inactive | 10963 | 00E-8717 | 2000 | ALES | FTVT - Firetube Vertical TB | HWHT - Hot Water Heat | 4/30/2021
Columbus City Library | 2504 14th St | Columbus | NE | 68601-4958 | Platte | NE00734 | Inactive | 10961 | 00E-8715 | 2000 | ALES | FTVT - Firetube Vertical TB | HWHT - Hot Water Heat | 4/30/2021
Columbus City Library | 2504 14th St | Columbus | NE | 68601-4958 | Platte | NE19653 | Scrapped/Junked |  |  | 1956 | CRANE |  | HWHT - Hot Water Heat | 4/30/2001
SARATOGA ELEMENTARY | 2504 Meredith Ave | Omaha | NE | 68111-2327 | Douglas | NE05261 | Exempt 1999 LB-66 |  | 1187401410 | 1987 | RUUD | AHWH - ANSI/Fired Water Htr | HWSD - Hot Water Dom/Potable | 6/30/2000
SARATOGA ELEMENTARY | 2504 Meredith Ave | Omaha | NE | 68111-2327 | Douglas | NE34379 | Scrapped/Junked |  | R3465 | 1981 | KEWANEE | FTSM - FTS Marine Dry Back | STHT - Steam-Heat | 6/30/2003
SARATOGA ELEMENTARY | 2504 Meredith Ave | Omaha | NE | 68111-2327 | Douglas | NE34380 | Scrapped/Junked |  | R3152 | 1981 | KEWANEE | FTSM - FTS Marine Dry Back | STHT - Steam-Heat | 6/30/2003
Cherry Hill Apartments | 2504 Vine St | Lincoln | NE | 68503-2541 | Lancaster | NE10687 | Scrapped/Junked | 68891 | LK022027055110 | 2002 | AO Smith | CHWH - ASME/Fired Water Heater | HWSD - Hot Water Dom/Potable | 9/30/2024
Cherry Hill Apartments | 2504 Vine St | Lincoln | NE | 68503-2541 | Lancaster | NE43151 | Active | 144583 | 159583 | 2023 | Bradford | CHWH - ASME/Fired Water Heater | HWSD - Hot Water Dom/Potable | 1/31/2027
Kicks 66 | 2505 Abbott Dr Plz | Omaha | NE | 68110 | Douglas | NE10529 | Scrapped/Junked | 202865 | 0212202865 | 2002 | Raypak | CPFT - Horiz Cpr Fin Boiler | HWHF - Hot Water Heat-Floor | 1/31/2020
MICROTEL INN AND SUITES | 2505 Fairfield St | Lincoln | NE | 68521-1336 | LANCASTER | NE40023 | Exempt 1999 LB-66 |  | MA970613377962 | 1997 | AO SMITH | AHWH - ANSI/Fired Water Htr | HWSD - Hot Water Dom/Potable | 12/31/1999
MICROTEL INN AND SUITES | 2505 Fairfield St | Lincoln | NE | 68521-1336 | LANCASTER | NE40024 | Exempt 1999 LB-66 |  | MA970613390962 | 1997 | AO SMITH | AHWH - ANSI/Fired Water Htr | HWSD - Hot Water Dom/Potable | 12/31/1999
All American Meats | 2505 N 24th St Ste 503 | Omaha | NE | 68110-2291 | Douglas | NE10546 | Inactive | 82531 | 82531 | 1998 | Fulton |  | PROC - Process Steam | 7/31/2004
Joe's Body Shop | 2505 N 33rd St | Lincoln | NE | 68504-2321 | Lancaster | NE12056 | Active | 9416 | B20K2823 | 2004 | Munchkin/Heat Transfer Products | COBL - Coil Type Boiler | HWHT - Hot Water Heat | 11/30/2025
Joe's Body Shop | 2505 N 33rd St | Lincoln | NE | 68504-2321 | Lancaster | NE12062 | Active | 9064 | B06H110009064 | 2005 | Knight/Lochnivar | COBL - Coil Type Boiler | HWHT - Hot Water Heat | 11/30/2025
Fusion Ranch | 250521 Skyport Dr | Scottsbluff | NE | 69361-6903 | Scotts Bluff | NE22811 | Inactive | 18438 | M130910 | 2009 | Thermosteam | FTVT - Firetube Vertical TB | PROC - Process Steam | 10/31/2014
Fusion Ranch | 250521 Skyport Dr | Scottsbluff | NE | 69361-6903 | Scotts Bluff | NE25181 | Active | 17640 | 17640 | 2014 | Superior | FTHT - Firetube Horizontal | PROC - Process Steam | 8/31/2026
KELLY JEWELRY | 2507 13th St | Columbus | NE | 68601-4913 | PLATTE | NE01372 | Inactive | 18498 |  | 1979 | REIMERS ELECTRA STEAM | ELBL - Electric Boiler | PROC - Process Steam | 6/30/1985
UN of Kearney/New Utility Plant | 2507 19th Ave | Kearney | NE | 68849-4903 | Buffalo | NE13938 | Active | 16454 | 16454 | 2008 | SUPERIOR BOILERWORKS | FT - Firetube Boiler | STHT - Steam-Heat | 1/31/2026
UN of Kearney/New Utility Plant | 2507 19th Ave | Kearney | NE | 68849-4903 | Buffalo | NE13939 | Inactive | 6841 | 20087110-2 | 2008 | FINTUBE TECHNOLOGIES | ECON - Boiler Economizer | ECON - Boiler Economizer | 1/31/2024
UN of Kearney/New Utility Plant | 2507 19th Ave | Kearney | NE | 68849-4903 | Buffalo | NE13940 | Active | 16452 | 16452 | 2008 | SUPERIOR BOILERWORKS | FT - Firetube Boiler | STHT - Steam-Heat | 1/31/2026
UN of Kearney/New Utility Plant | 2507 19th Ave | Kearney | NE | 68849-4903 | Buffalo | NE13941 | Active | 6838 | 2008-110-1A | 2008 | FINTUBE TECHNOLOGIES | ECON - Boiler Economizer | ECON - Boiler Economizer | 1/31/2026
UN of Kearney/New Utility Plant | 2507 19th Ave | Kearney | NE | 68849-4903 | Buffalo | NE13942 | Active | 16453 | n/a | 2008 | SUPERIOR BOILERWORKS | FT - Firetube Boiler | STHT - Steam-Heat | 1/31/2026
UN of Kearney/New Utility Plant | 2507 19th Ave | Kearney | NE | 68849-4903 | Buffalo | NE13943 | Active | 6839 | 20087110-1B | 2008 | FINTUBE TECHNOLOGIES | ECON - Boiler Economizer | ECON - Boiler Economizer | 1/31/2026
UN of Kearney/New Utility Plant | 2507 19th Ave | Kearney | NE | 68849-4903 | Buffalo | NE13944 | Scrapped/Junked | 18095 | M105070 | 2008 | PRECISION BOILERS | ELBL - Electric Boiler | STHT - Steam-Heat | 1/1/1900
UN of Kearney/New Utility Plant | 2507 19th Ave | Kearney | NE | 68849-4903 | Buffalo | NE14120 | Inactive | 18095 | M105070 | 2008 | PRECISION BOILERS | ELBL - Electric Boiler | PROC - Process Steam | 1/31/2021
Apartment Building | 251 E 4th St | Fremont | NE | 68025-5015 | Dodge | NE06874 | Active | N/A | 496648-200410 | 2004 | Peerless | CI - Cast Iron | STHT - Steam-Heat | 2/28/2026
BROADWATER PUBLIC SCHOOL | 251 N STAR | BROADWATER | NE | 69125 | MORRILL | NE23521 | Inactive | 59605 | 21853 | 1998 | KEWANEE | FTFB - Firetube-Firebox Boiler | HWHT - Hot Water Heat | 6/30/2005
BROADWATER PUBLIC SCHOOL | 251 N STAR | BROADWATER | NE | 69125 | MORRILL | NE31681 | Scrapped/Junked |  |  | 1925 | KEWANEE | FT - Firetube Boiler | STHT - Steam-Heat | 7/31/2005
Moody Motor Company | 251 Spruce Ave | Niobrara | NE | 68760-6102 | Knox | NE14415 | Inactive | 24076 |  | 1992 | Teledyne & Laars | CPFT - Horiz Cpr Fin Boiler | HWHT - Hot Water Heat | 1/31/2000
Gifford Tower | 2510 N Clarkson St | Fremont | NE | 68025-2370 | Dodge | NE07737 | Scrapped/Junked | 8593 | 52796 | 1983 | Triad Boiler | FTVT - Firetube Vertical TB | HWSD - Hot Water Dom/Potable | 10/31/2012
Gifford Tower | 2510 N Clarkson St | Fremont | NE | 68025-2370 | Dodge | NE07738 | Scrapped/Junked | 8579 | 52782 | 1983 | Triad Boiler | FTVT - Firetube Vertical TB | HWDP - Hotwater Heat & Dom Supply | 10/31/2012
Gifford Tower | 2510 N Clarkson St | Fremont | NE | 68025-2370 | Dodge | NE07739 | Scrapped/Junked | 8608 | 52811 | 1983 | Triad Boiler | FTVT - Firetube Vertical TB | HWSD - Hot Water Dom/Potable | 10/31/2012
Gifford Tower | 2510 N Clarkson St | Fremont | NE | 68025-2370 | Dodge | NE07740 | Scrapped/Junked | 9548 | 53707 | 1985 | Triad Boiler | FTVT - Firetube Vertical TB | HWSD - Hot Water Dom/Potable | 10/31/2010
Gifford Tower | 2510 N Clarkson St | Fremont | NE | 68025-2370 | Dodge | NE07741 | Scrapped/Junked | 9504 | 53663 | 1984 | Triad Boiler | FTVT - Firetube Vertical TB | HWSD - Hot Water Dom/Potable | 10/31/2010
Gifford Tower | 2510 N Clarkson St | Fremont | NE | 68025-2370 | Dodge | NE07742 | Scrapped/Junked | 5504 | N/A | 1971 | Kewanee | FTWB - FTS Marine Wet Back | HWHT - Hot Water Heat | 10/31/2011
Gifford Tower | 2510 N Clarkson St | Fremont | NE | 68025-2370 | Dodge | NE07743 | Scrapped/Junked | 5505 | 5505 | 1971 | Kewanee | FTWB - FTS Marine Wet Back | HWHT - Hot Water Heat | 10/31/2011
Gifford Tower | 2510 N Clarkson St | Fremont | NE | 68025-2370 | Dodge | NE20976 | Active | 59892 | G-11-2061 | 2011 | Aerco | FTVT - Firetube Vertical TB | HWHT - Hot Water Heat | 10/31/2026
Gifford Tower | 2510 N Clarkson St | Fremont | NE | 68025-2370 | Dodge | NE20977 | Active | 59891 | G-11-2060 | 2011 | Aerco | FTVT - Firetube Vertical TB | HWHT - Hot Water Heat | 10/31/2026
Gifford Tower | 2510 N Clarkson St | Fremont | NE | 68025-2370 | Dodge | NE20978 | Active | 161973 | 161973 | 2011 | A O Smith | CHWH - ASME/Fired Water Heater | HWSD - Hot Water Dom/Potable | 10/31/2026
Gifford Tower | 2510 N Clarkson St | Fremont | NE | 68025-2370 | Dodge | NE20979 | Scrapped/Junked | 161975 | 161975 | 2011 | A O Smith | CHWH - ASME/Fired Water Heater | HWSD - Hot Water Dom/Potable | 10/31/2012
Gifford Tower | 2510 N Clarkson St | Fremont | NE | 68025-2370 | Dodge | NE24177 | Scrapped/Junked | 183366 | 183366 | 2013 | AO SMITH | CHWH - ASME/Fired Water Heater | HWSD - Hot Water Dom/Potable | 10/31/2024
Gifford Tower | 2510 N Clarkson St | Fremont | NE | 68025-2370 | Dodge | NE43054 | Active | 327232 | 327323 | 2024 | AO SMITH | CHWH - ASME/Fired Water Heater | HWSD - Hot Water Dom/Potable | 10/31/2026
TONY ROMAS | 2510 S 132nd St | Omaha | NE | 68144-2533 | Douglas | NE20658 | Scrapped/Junked | 52158 | A96 395330 | 1996 | STATE INDUSTRIES | CHWH - ASME/Fired Water Heater | HWSD - Hot Water Dom/Potable | 3/31/2004
Dolphin Car Wash | 2511 S 140th St | Omaha | NE | 68144-2338 | Douglas | NE09319 | Scrapped/Junked | 267860 | 0706267860 | 2007 | Raypak | WT - Water Tube Boiler | HWSD - Hot Water Dom/Potable | 1/31/2021
Dolphin Car Wash | 2511 S 140th St | Omaha | NE | 68144-2338 | Douglas | NE16784 | Scrapped/Junked | 79884 | 089107784 | 1986 | RAYPAK INC, CALIFORNIA | WT - Water Tube Boiler | HWSP - Hot Water Non Potable Supply | 1/31/2008
Apartment Building | 2512 S 32nd Ave | Omaha | NE | 68105-3699 | Douglas | NE24785 | Scrapped/Junked | N/A | 18-9 | 1937 | Kohler | CI - Cast Iron | HWHT - Hot Water Heat | 3/31/2019
Apartment Building | 2512 S 32nd Ave | Omaha | NE | 68105-3699 | Douglas | NE43520 | Active | 343053 | 18.PG60.94.2430 | 2018 | Lochinvar | FTVT - Firetube Vertical TB | HWSD - Hot Water Dom/Potable | 6/30/2025
TWEET'S SPORT SHOP | 2513 13th St | Columbus | NE | 68601-4913 | PLATTE | NE19643 | Inactive |  | 00000025W7 | 1976 | BASTIAN |  | HWHT - Hot Water Heat | 3/31/2001
TWEET'S SPORT SHOP | 2513 13th St | Columbus | NE | 68601-4913 | PLATTE | NE19644 | Inactive |  | 0000002640 | 1929 | AMERICAN STANDARD |  | HWHT - Hot Water Heat | 3/31/2000
West Hampton Park/Bldg #16 | 2514 N 194th Ct | Omaha | NE | 68022-2608 | Douglas | NE06540 | Active | 187978 | H05H00178692 | 2006 | Lochinvar | CPFT - Horiz Cpr Fin Boiler | HWSD - Hot Water Dom/Potable | 6/30/2026
Rockbrook Elementary | 2514 S 108th St | Omaha | NE | 68144-3103 | Douglas | NE21254 | Scrapped/Junked | 30559 | AJHW1335-13982 | 1997 | WEBEN JARCO | COBL - Coil Type Boiler | HWSD - Hot Water Dom/Potable | 7/31/2007
Rockbrook Elementary | 2514 S 108th St | Omaha | NE | 68144-3103 | Douglas | NE33054 | Scrapped/Junked | Q5078 |  | 1978 | PVI INDUSTRIES | FT - Firetube Boiler | HWSD - Hot Water Dom/Potable | 7/31/1996
Rockbrook Elementary | 2514 S 108th St | Omaha | NE | 68144-3103 | Douglas | NE33359 | Active | n/a | L1927 | 1960 | Kewanee | FTSM - FTS Marine Dry Back | HWHT - Hot Water Heat | 1/31/2026
BEST WESTERN | 2515 S 11th St | Nebraska City | NE | 68410-3478 | OTOE | NE08318 | Inactive |  | 00845761 | 2000 | HAYWARD | WT - Water Tube Boiler | SAUN - Sauna Steam Room Heat | 4/30/2002
BEST WESTERN | 2515 S 11th St | Nebraska City | NE | 68410-3478 | OTOE | NE08319 | Inactive |  | 00845758 | 2000 | HAYWARD | WT - Water Tube Boiler | IPHT - Indoor Pool Heater | 4/30/2002
Hawkins Construction Co | 2516 Deer Park Blvd | Omaha | NE | 68105-3771 | Douglas | NE12024 | Scrapped/Junked | 12954 | 03F-0870 | 2003 | ALES | FTVT - Firetube Vertical TB | HWHT - Hot Water Heat | 12/31/2020
Hawkins Construction Co | 2516 Deer Park Blvd | Omaha | NE | 68105-3771 | Douglas | NE12025 | Scrapped/Junked | 12956 | 03F-0872 | 2003 | ALES | FTVT - Firetube Vertical TB | HWHT - Hot Water Heat | 12/31/2020
Hawkins Construction Co | 2516 Deer Park Blvd | Omaha | NE | 68105-3771 | Douglas | NE29011 | Active | 10193 | 20-HE087790220 | 2020 | Riello | WT - Water Tube Boiler | HWHT - Hot Water Heat | 12/31/2026
Hawkins Construction Co | 2516 Deer Park Blvd | Omaha | NE | 68105-3771 | Douglas | NE29012 | Active | 10196 | 20-HE087790220 | 2020 | Riello | WT - Water Tube Boiler | HWHT - Hot Water Heat | 12/31/2026
Hawkins Construction Co | 2516 Deer Park Blvd | Omaha | NE | 68105-3771 | Douglas | NE29013 | Active | 10194 | 20-HE087790220 | 2020 | Riello | WT - Water Tube Boiler | HWHT - Hot Water Heat | 12/31/2026
Bhj-Usa | 2516 Edward Babe Gomez Ave | Omaha | NE | 68107-4446 | Douglas | NE00111 | Inactive | 101652 |  | 2000 | TELE | CPFT - Horiz Cpr Fin Boiler | HWSP - Hot Water Non Potable Supply | 3/31/2009
Bhj-Usa | 2516 Edward Babe Gomez Ave | Omaha | NE | 68107-4446 | Douglas | NE21878 | Scrapped/Junked | 46695 |  | 1996 | AO SMITH | CHWH - ASME/Fired Water Heater | HWSD - Hot Water Dom/Potable | 3/31/2001
West Hampton Park/Bldg #20 | 2516 N 193rd Ct | Omaha | NE | 68022-1574 | Douglas | NE06070 | Active | 171313 | K04H00171313 | 2004 | Lochinvar | CPFH - Copper Fin Water Heater | HWSD - Hot Water Dom/Potable | 6/30/2026
VACANT BUILDING | 2518 13th St | Columbus | NE | 68601-4914 | PLATTE | NE22333 | Inactive |  | 37-699 | 1969 | BASMOR |  | HWHT - Hot Water Heat | 1/31/2006
vacant building | 2518 14th St | Columbus | NE | 68601-4909 | Platte | NE35364 | Inactive | n/a | 30888 | 1940 | Kewanee | FTFB - Firetube-Firebox Boiler | STHT - Steam-Heat | 4/30/2016
Hilltop Estates | 2520 Avenue M | Gothenburg | NE | 69138-2527 | Dawson | NE05129 | Scrapped/Junked | 66171 | 0594G02338 | 1994 | RHEEM | CHWH - ASME/Fired Water Heater | HWSD - Hot Water Dom/Potable | 2/28/2017
Hilltop Estates | 2520 Avenue M | Gothenburg | NE | 69138-2527 | Dawson | NE05130 | Active | 66153 | 0594G02336 | 1994 | RHEEM | CHWH - ASME/Fired Water Heater | HWSD - Hot Water Dom/Potable | 2/28/2026
Hilltop Estates | 2520 Avenue M | Gothenburg | NE | 69138-2527 | Dawson | NE05131 | Active | 66154 | 0594G02337 | 1994 | RHEEM | CHWH - ASME/Fired Water Heater | HWSD - Hot Water Dom/Potable | 2/28/2026
Hilltop Estates | 2520 Avenue M | Gothenburg | NE | 69138-2527 | Dawson | NE25827 | Active | 174537 | 174537 | 2012 | American | COWH - Coil Type Water Heater | HWSD - Hot Water Dom/Potable | 2/28/2026
North Park IV B | 2520 N 117th Ave | Omaha | NE | 68164 | Douglas | NE07066 | Active | 15155 | 120541152 | 2006 | RBI | WT - Water Tube Boiler | GLYC - Glycol Bldg Heat Sys | 1/31/2027
North Park IV B | 2520 N 117th Ave | Omaha | NE | 68164 | Douglas | NE07067 | Active | 15156 | 120541153 | 2006 | RBI | WT - Water Tube Boiler | GLYC - Glycol Bldg Heat Sys | 1/31/2027
Norris Elementary School | 25211 S 68th St | Firth | NE | 68358-7598 | Lancaster | NE15547 | Scrapped/Junked | 21090 | 196476 | 1968 | Patterson Kelley | ELBL - Electric Boiler | HWSD - Hot Water Dom/Potable | 10/31/2010
Norris Elementary School | 25211 S 68th St | Firth | NE | 68358-7598 | Lancaster | NE20675 | Active | 7686 | 14114 | 1996 | PREC | ELBL - Electric Boiler | HWHT - Hot Water Heat | 10/31/2026
Norris Elementary School | 25211 S 68th St | Firth | NE | 68358-7598 | Lancaster | NE20676 | Active | 7685 | 14113 | 1996 | PREC | ELBL - Electric Boiler | HWHT - Hot Water Heat | 10/31/2026
Norris Elementary School | 25211 S 68th St | Firth | NE | 68358-7598 | Lancaster | NE24036 | Active | 55800 | 94665 | 2012 | PM Lattner | ELBL - Electric Boiler | HWHT - Hot Water Heat | 10/31/2026
Norris Elementary School | 25211 S 68th St | Firth | NE | 68358-7598 | Lancaster | NE24037 | Active | 20038 | 20038 | 2012 | Precision | ELBL - Electric Boiler | HWSD - Hot Water Dom/Potable | 10/31/2026
Norris Elementary School | 25211 S 68th St | Firth | NE | 68358-7598 | Lancaster | NE24038 | Active | 20037 | 20037 | 2012 | Precision | ELBL - Electric Boiler | HWSD - Hot Water Dom/Potable | 10/31/2026
Norris Jr Sr High School | 25211 S 68th St | Firth | NE | 68358-7598 | Lancaster | NE09515 | Scrapped/Junked | 69411 | 212D | 1974 | GROE | ELPV - Electric Press VSL | COOK - Cooker/Kettle | 10/31/2026
Norris Jr Sr High School | 25211 S 68th St | Firth | NE | 68358-7598 | Lancaster | NE15571 | Scrapped/Junked | 39621 |  | 1992 | MARKET FORGE INDUSTRIES | ELBL - Electric Boiler | 0021 - Steam Supp Cooker/Kettle | 9/30/1998
Norris Jr Sr High School | 25211 S 68th St | Firth | NE | 68358-7598 | Lancaster | NE16102 | Scrapped/Junked | 27101 | 67608NB27101 | 1989 | DEWEY | ELBL - Electric Boiler | HWHT - Hot Water Heat | 10/31/2004
Norris Jr Sr High School | 25211 S 68th St | Firth | NE | 68358-7598 | Lancaster | NE20674 | Active | 7684 | 14112 | 1996 | PREC | ELBL - Electric Boiler | HWHT - Hot Water Heat | 10/31/2026
Norris Jr Sr High School | 25211 S 68th St | Firth | NE | 68358-7598 | Lancaster | NE20999 | Scrapped/Junked | 15280 | B040751 | 2005 | Precision | ELBL - Electric Boiler | GLYC - Glycol Bldg Heat Sys | 10/31/2018
Norris Jr Sr High School | 25211 S 68th St | Firth | NE | 68358-7598 | Lancaster | NE22010 | Inactive | 12745 | 48893-2T-0791 | 1998 | MKTF | ELPV - Electric Press VSL | COOK - Cooker/Kettle | 10/31/2011
Norris Jr Sr High School | 25211 S 68th St | Firth | NE | 68358-7598 | Lancaster | NE22011 | Scrapped/Junked | 27950 | 48893-2T-0791 | 1998 | Crown | ELPV - Electric Press VSL | COOK - Cooker/Kettle | 10/31/2026
Norris Jr Sr High School | 25211 S 68th St | Firth | NE | 68358-7598 | Lancaster | NE22012 | Scrapped/Junked | 28105 | 48993-2T-1005 | 1998 | Crown | ELPV - Electric Press VSL | COOK - Cooker/Kettle | 10/31/2026
Norris Jr Sr High School | 25211 S 68th St | Firth | NE | 68358-7598 | Lancaster | NE27488 | Active | 21747 | 21747 | 2018 | Precision | ELBL - Electric Boiler | GLYC - Glycol Bldg Heat Sys | 10/31/2026
Norris Jr Sr High School | 25211 S 68th St | Firth | NE | 68358-7598 | Lancaster | NE28767 | Active | 249127 | 249127 | 2019 | A O Smith | ELWH - Electric Water Heater | HWSD - Hot Water Dom/Potable | 10/31/2026
Norris Jr Sr High School | 25211 S 68th St | Firth | NE | 68358-7598 | Lancaster | NE37722 | Scrapped/Junked | 21097 | 196475 | 1968 | PATTERSON KELLY | ELBL - Electric Boiler | HWSD - Hot Water Dom/Potable | 10/31/2004
Scotts Bluff Cnty Detention Ctr | 2522 7th St | Gering | NE | 69341-2206 | Scotts Bluff | NE09189 | Scrapped/Junked | 45847 | G061581 | 2006 | Aerco International | COBL - Coil Type Boiler | HWSD - Hot Water Dom/Potable | 9/30/2018
Scotts Bluff Cnty Detention Ctr | 2522 7th St | Gering | NE | 69341-2206 | Scotts Bluff | NE09190 | Scrapped/Junked | 45866 | G-06-1582 | 2006 | Aerco International | COBL - Coil Type Boiler | HWSD - Hot Water Dom/Potable | 9/30/2018
Scotts Bluff Cnty Detention Ctr | 2522 7th St | Gering | NE | 69341-2206 | Scotts Bluff | NE09191 | Out of Service | 45867 | G-06-1583 | 2006 | Aerco International | COBL - Coil Type Boiler | HWSD - Hot Water Dom/Potable | 9/30/2017
Scotts Bluff Cnty Detention Ctr | 2522 7th St | Gering | NE | 69341-2206 | Scotts Bluff | NE27533 | Active | 318479 | 1805109008502 | 2018 | Lochinvar | FTSS - Firetube Stainless Steel | HWSD - Hot Water Dom/Potable | 8/31/2026
Scotts Bluff Cnty Detention Ctr | 2522 7th St | Gering | NE | 69341-2206 | Scotts Bluff | NE27534 | Active | 315815 | 185109078105 | 2018 | Lochinvar | FTSS - Firetube Stainless Steel | HWSD - Hot Water Dom/Potable | 8/31/2026
HUPMOBILE | 2523 Farnam St | Omaha | NE | 68131-3613 | Douglas | NE34135 | Inactive |  | 2056011 | 1956 | ORR & SEMBOWER | FT - Firetube Boiler | STHT - Steam-Heat | 10/31/2003
Lineage Logistics Inc. | 2523 GOMEZ AVE | OMAHA | NE | 68137 | Douglas | NE15312 | Inactive |  |  | 1990 | PVI INDUSTRIES | FT - Firetube Boiler | HWSD - Hot Water Dom/Potable | 3/31/1996
Lineage Logistics Inc. | 2523 GOMEZ AVE | OMAHA | NE | 68137 | Douglas | NEW | Exempt | 9351 | 970136 | 1996 | Fes | UFPV - Unfired Pressure Vessel | 0017 - Ammonia Receiver | 8/18/2014
Lineage Logistics Inc. | 2523 GOMEZ AVE | OMAHA | NE | 68137 | Douglas | NEW | Exempt | 14744 | 60229 | 2006 | Fes | UFPV - Unfired Pressure Vessel | 0017 - Ammonia Receiver | 8/18/2014
Lineage Logistics Inc. | 2523 GOMEZ AVE | OMAHA | NE | 68137 | Douglas | NEW | Exempt | 14743 | 60228 | 2006 | Fes | UFPV - Unfired Pressure Vessel | 0017 - Ammonia Receiver | 8/18/2014
Lineage Logistics Inc. | 2523 GOMEZ AVE | OMAHA | NE | 68137 | Douglas | NEW | Exempt | 9352 | 970137 | 1996 | Fes | UFPV - Unfired Pressure Vessel | 0017 - Ammonia Receiver | 8/18/2014
Lineage Logistics Inc. | 2523 GOMEZ AVE | OMAHA | NE | 68137 | Douglas | NEW | Exempt | 23526 | D-27856 | 1973 | Vilter | UFPV - Unfired Pressure Vessel | 0017 - Ammonia Receiver | 8/18/2014
Lineage Logistics Inc. | 2523 GOMEZ AVE | OMAHA | NE | 68137 | Douglas | NEW | Exempt | 11355 | 3-88514 | 1960 | Vilter | UFPV - Unfired Pressure Vessel | 0033 - Oil Seperator | 8/18/2014
Lineage Logistics Inc. | 2523 GOMEZ AVE | OMAHA | NE | 68137 | Douglas | NEW | Exempt | 13576 | 3-52239 | 1962 | Vilter | UFPV - Unfired Pressure Vessel | 0033 - Oil Seperator | 8/18/2014
Lineage Logistics Inc. | 2523 GOMEZ AVE | OMAHA | NE | 68137 | Douglas | NEW | Exempt | 6316 | 06-6652 | 2006 | INDUSTRIAL SERV & FAB | UFPV - Unfired Pressure Vessel | 0017 - Ammonia Receiver | 8/18/2014
Lineage Logistics Inc. | 2523 GOMEZ AVE | OMAHA | NE | 68137 | Douglas | NEW | Exempt | 6314 | 06-6650 | 2006 | INDUSTRIAL SERV & FAB | UFPV - Unfired Pressure Vessel | 0017 - Ammonia Receiver | 8/18/2014
Lineage Logistics Inc. | 2523 GOMEZ AVE | OMAHA | NE | 68137 | Douglas | NEW | Exempt | 4455 | 02-4760 | 2002 | INDUSTRIAL SERV & FAB | UFPV - Unfired Pressure Vessel | 0017 - Ammonia Receiver | 8/18/2014
Poppleton Place I Apts | 2524 Poppleton Ave | Omaha | NE | 68105-2349 | Douglas | NE12813 | Scrapped/Junked |  | 0712-31B | 1963 | AMRA | CI - Cast Iron | STHT - Steam-Heat | 1/31/2009
Sleep Inn & Suites Airport | 2525 Abbott Plz | Omaha | NE | 68110-2773 | Douglas | NE21649 | Scrapped/Junked | 21760 | C87257902 | 1990 | state | CHWH - ASME/Fired Water Heater | HWSD - Hot Water Dom/Potable | 4/30/2018
Sleep Inn & Suites Airport | 2525 Abbott Plz | Omaha | NE | 68110-2773 | Douglas | NE21650 | Scrapped/Junked | 34144 | B91567872 | 1990 | state | CHWH - ASME/Fired Water Heater | HWSD - Hot Water Dom/Potable | 4/30/2018
Sleep Inn & Suites Airport | 2525 Abbott Plz | Omaha | NE | 68110-2773 | Douglas | NE21651 | Scrapped/Junked | 36401 | B91322411 | 1990 | state | CHWH - ASME/Fired Water Heater | HWSD - Hot Water Dom/Potable | 4/30/2017
Sleep Inn & Suites Airport | 2525 Abbott Plz | Omaha | NE | 68110-2773 | Douglas | NE27184 | Active | 121931 | PF39631631 | 2017 | Bradford White | CHWH - ASME/Fired Water Heater | HWSD - Hot Water Dom/Potable | 4/30/2018
CLASSIC CADILLAC INC | 2525 Dodge St | Omaha | NE | 68131-2617 | Douglas | NE37354 | Inactive |  |  | 1952 | SPENCER | FT - Firetube Boiler | STHT - Steam-Heat | 4/30/1996
CLASSIC CADILLAC INC | 2525 Dodge St | Omaha | NE | 68131-2617 | Douglas | NE37355 | Inactive |  | M1880 | 1962 | KEWANEE | FT - Firetube Boiler | HWHT - Hot Water Heat | 4/30/1996
North Park 6 | 2525 N 117th Ave | Omaha | NE | 68164-3679 | Douglas | NE19270 | Active | 117786 | 9409117786 | 1994 | Raypak | CPFT - Horiz Cpr Fin Boiler | HWHT - Hot Water Heat | 1/31/2026
North Park 6 | 2525 N 117th Ave | Omaha | NE | 68164-3679 | Douglas | NE19271 | Active | 117787 | 9409117787 | 1994 | Raypak | CPFT - Horiz Cpr Fin Boiler | HWHT - Hot Water Heat | 1/31/2026
SUPER SAVER | 2525 Pine Lake Rd | Lincoln | NE | 68512-3632 | LANCASTER | NE40965 | Exempt 1999 LB-66 |  | MF980748852966 | 1998 | AO SMITH | AHWH - ANSI/Fired Water Htr | HWSD - Hot Water Dom/Potable | 1/1/1900
SUPER SAVER | 2525 Pine Lake Rd | Lincoln | NE | 68512-3632 | LANCASTER | NE40966 | Exempt 1999 LB-66 |  | MA990804706966 | 1998 | AO SMITH | AHWH - ANSI/Fired Water Htr | HWSD - Hot Water Dom/Potable | 1/1/1900
Azria Health Montclair | 2525 S 135th Ave | Omaha | NE | 68144-2424 | Douglas | NE11460 | Inactive | 9439 |  | 1988 | LOCHINVAR | CPFT - Horiz Cpr Fin Boiler | HWSD - Hot Water Dom/Potable | 10/31/2006
Azria Health Montclair | 2525 S 135th Ave | Omaha | NE | 68144-2424 | Douglas | NE11461 | Scrapped/Junked | 8986 |  | 1988 | LOCHINVAR | WT - Water Tube Boiler | HWSD - Hot Water Dom/Potable | 9/30/2002
Azria Health Montclair | 2525 S 135th Ave | Omaha | NE | 68144-2424 | Douglas | NE12021 | Scrapped/Junked | 203283 | 0212203283 | 2002 | RAYP | CPFH - Copper Fin Water Heater | HWSD - Hot Water Dom/Potable | 2/28/2014
Azria Health Montclair | 2525 S 135th Ave | Omaha | NE | 68144-2424 | Douglas | NE23999 | Scrapped/Junked | C39887 | 1325M000736 | 2013 | AO SMITH | COBL - Coil Type Boiler | HWSP - Hot Water Non Potable Supply | 2/28/2020
Azria Health Montclair | 2525 S 135th Ave | Omaha | NE | 68144-2424 | Douglas | NE24000 | Active | C39888 | SN1325M000737 | 2013 | A.O. Smith | COBL - Coil Type Boiler | HWSP - Hot Water Non Potable Supply | 2/28/2026
Azria Health Montclair | 2525 S 135th Ave | Omaha | NE | 68144-2424 | Douglas | NE28875 | Active | C52885 | SN2008118266630 | 2020 | A.O. Smith | COBL - Coil Type Boiler | HWSP - Hot Water Non Potable Supply | 2/28/2026
Village Inn | 2525 S 180th St | Omaha | NE | 68130-2823 | Douglas | NE00147 | Scrapped/Junked | 68522 | K00232070 | 2000 | STAT | CHWH - ASME/Fired Water Heater | HWSD - Hot Water Dom/Potable | 9/30/2020
NE Air National Guard B605 | 2525 W Furnas Ave | Lincoln | NE | 68524 | Lancaster | NE25695 | Active | 69300 | G14-2220 | 2014 | Aerco | FTVT - Firetube Vertical TB | HWHT - Hot Water Heat | 1/31/2026
NE Air National Guard B605 | 2525 W Furnas Ave | Lincoln | NE | 68524 | Lancaster | NE25696 | Active | 69299 | G14-2219 | 2014 | Aerco | FTVT - Firetube Vertical TB | HWHT - Hot Water Heat | 1/31/2026
North Park V | 2533 N 117th Ave | Omaha | NE | 68164-9662 | Douglas | NE16492 | Active | 8342 | 22568 | 1991 | RITE | WT - Water Tube Boiler | HWHT - Hot Water Heat | 1/31/2026
North Park V | 2533 N 117th Ave | Omaha | NE | 68164-9662 | Douglas | NE16493 | Active | 8455 | 22681 | 1991 | Rite | WT - Water Tube Boiler | HWHT - Hot Water Heat | 1/31/2026
United Parcel Service | 2535 Edward Babe Gomez Ave | Omaha | NE | 68107-4431 | Douglas | NE35527 | Scrapped/Junked | 57707 | Model E724T | 1987 | Raypack Inc. California | CPFT - Horiz Cpr Fin Boiler | HWHF - Hot Water Heat-Floor | 11/30/2021
United Parcel Service | 2535 Edward Babe Gomez Ave | Omaha | NE | 68107-4431 | Douglas | NE35528 | Scrapped/Junked | 59424 | Model#263A-DT | 1987 | Raypack Inc, California | CPFT - Horiz Cpr Fin Boiler | HWHF - Hot Water Heat-Floor | 11/30/2021
United Parcel Service | 2535 Edward Babe Gomez Ave | Omaha | NE | 68107-4431 | Douglas | NE41935 | Active | 540586 | N1 21 43 00209 | 2021 | Lochinvar | WT - Water Tube Boiler | HWHS - Hotwater Heat Sidewalks | 10/31/2025
Colas - Milestone Redi-Mix | 2535 Fort Sidney Rd | Sidney | NE | 69162-2619 | Cheyenne | NE21104 | Active | 2829 | 06-2829 | 1996 | Sioux Steam Cleaner Corp | COWH - Coil Type Water Heater | HWSP - Hot Water Non Potable Supply | 6/30/2025
NE Wesleyan University Apt Building | 2535 N 49th St | Lincoln | NE | 68504-2830 | Lancaster | NE16225 | Inactive | N/A | 10B-J10 | 1981 | AMST | CI - Cast Iron | HWHT - Hot Water Heat | 3/31/2022
O'asian Garden | 2535 O St | Lincoln | NE | 68510-1252 | Lancaster | NE19401 | Inactive | 38469 | R-6943 | 1984 | KEWA | FTFB - Firetube-Firebox Boiler | HWHT - Hot Water Heat | 9/30/2007
Loves Kids Child Care Center | 2537 N 62nd St | Omaha | NE | 68104-4023 | Douglas | NE37352 | Active | n/a | 1199710N | 1965 | AJAX | WT - Water Tube Boiler | HWHT - Hot Water Heat | 10/31/2019
Casey's General Store | 2540 N 90th St | Omaha | NE | 68134-5702 | Douglas | NE13817 | Scrapped/Junked | 2283 | 08L448 | 2008 | AXEMAN-ANDERSON | FTHT - Firetube Horizontal | HWHT - Hot Water Heat | 2/28/2022
Casey's General Store | 2540 N 90th St | Omaha | NE | 68134-5702 | Douglas | NE13818 | Scrapped/Junked | 2284 | 08L449 | 2008 | AXEMAN-ANDERSON | FTHT - Firetube Horizontal | HWDP - Hotwater Heat & Dom Supply | 2/28/2022
Casey's General Store | 2540 N 90th St | Omaha | NE | 68134-5702 | Douglas | NE13819 | Scrapped/Junked | 2353 | 08L455 | 2008 | AXEMAN-ANDERSON | FTHT - Firetube Horizontal | HWDP - Hotwater Heat & Dom Supply | 2/28/2022
Casey's General Store | 2540 N 90th St | Omaha | NE | 68134-5702 | Douglas | NE13820 | Scrapped/Junked | 2286 | 08L451 | 2008 | AXEMAN-ANDERSON | FTHT - Firetube Horizontal | HWDP - Hotwater Heat & Dom Supply | 2/28/2022
Casey's General Store | 2540 N 90th St | Omaha | NE | 68134-5702 | Douglas | NE43024 | Active | 560725 | N1.22.22.00247 | 2022 | Lochinvar | WT - Water Tube Boiler | HWFP - Floor Heat & Nonpotable | 1/31/2026
Casey's General Store | 2540 N 90th St | Omaha | NE | 68134-5702 | Douglas | NE43025 | Active | 592728 | N1.23.22.00037 | 2023 | Lochinvar | WT - Water Tube Boiler | HWFP - Floor Heat & Nonpotable | 1/31/2026
Williams Cleaners | 2541 N 48th St | Lincoln | NE | 68504-3630 | Lancaster | NE02742 | Scrapped/Junked | 332 | 872 | 1964 | BRYAN | WT - Water Tube Boiler | PROC - Process Steam | 10/31/2023
Williams Cleaners | 2541 N 48th St | Lincoln | NE | 68504-3630 | Lancaster | NE12270 | Active | 17612 | 57911 | 1983 | BRYAN | WT - Water Tube Boiler | PROC - Process Steam | 10/31/2025
Williams Cleaners | 2541 N 48th St | Lincoln | NE | 68504-3630 | Lancaster | NE42637 | Active | 3046 | A4052 | 2023 | Unilux | WT - Water Tube Boiler | PROC - Process Steam | 2/28/2026
BETA ALPHA CHAPTER | 2541 N 50th St | Lincoln | NE | 68504-2701 | LANCASTER | NE04283 | Inactive |  | G-48 | 1965 | AMERICAN RADIATOR |  | HWHT - Hot Water Heat | 10/31/1989
BETA ALPHA CHAPTER | 2541 N 50th St | Lincoln | NE | 68504-2701 | LANCASTER | NE04284 | Inactive |  |  | 1948 | AMERICAN RADIATOR |  | HWHT - Hot Water Heat | 10/31/1989
ALPHA GAMMA DELTA SOROITY | 2541 N 50th St | Lincoln | NE | 68504-2701 | LANCASTER | NE09979 | Scrapped/Junked |  | RUN1184402769 | 1984 | RUUD | AHWH - ANSI/Fired Water Htr | HWSD - Hot Water Dom/Potable | 9/30/2004
Super 8 Motel | 2545 Cornhusker Hwy | Lincoln | NE | 68521-1461 | Lancaster | NE00189 | Scrapped/Junked | 47027 | LM980795096970 | 1998 | AO SMITH | CHWH - ASME/Fired Water Heater | HWSD - Hot Water Dom/Potable | 10/31/2013
Super 8 Motel | 2545 Cornhusker Hwy | Lincoln | NE | 68521-1461 | Lancaster | NE12071 | Scrapped/Junked | 102021 | A06M004362 | 2006 | AO SMITH | CHWH - ASME/Fired Water Heater | HWSD - Hot Water Dom/Potable | 10/31/2014
Super 8 Motel | 2545 Cornhusker Hwy | Lincoln | NE | 68521-1461 | Lancaster | NE23662 | Scrapped/Junked | 132074 | UNRG0812G00260 | 2012 | RHEEM | CHWH - ASME/Fired Water Heater | HWSD - Hot Water Dom/Potable | 10/31/2021
Super 8 Motel | 2545 Cornhusker Hwy | Lincoln | NE | 68521-1461 | Lancaster | NE25284 | Scrapped/Junked | 139912 | UNRGA37140746 | 2014 | RHEEM | CHWH - ASME/Fired Water Heater | HWSD - Hot Water Dom/Potable | 10/31/2021
Super 8 Motel | 2545 Cornhusker Hwy | Lincoln | NE | 68521-1461 | Lancaster | NE40192 | Exempt 1999 LB-66 |  | MH95-0457021R27 | 1995 | AO SMITH | ELWH - Electric Water Heater | HWSD - Hot Water Dom/Potable | 10/31/1999
Super 8 Motel | 2545 Cornhusker Hwy | Lincoln | NE | 68521-1461 | Lancaster | NE40193 | Scrapped/Junked | 21850 | LH930021850880 | 1993 | AO SMITH | CHWH - ASME/Fired Water Heater | HWSD - Hot Water Dom/Potable | 10/31/2000
Super 8 Motel | 2545 Cornhusker Hwy | Lincoln | NE | 68521-1461 | Lancaster | NE40194 | Scrapped/Junked | 22157 |  | 1993 | AO SMITH | CHWH - ASME/Fired Water Heater | HWSD - Hot Water Dom/Potable | 10/31/1999
Super 8 Motel | 2545 Cornhusker Hwy | Lincoln | NE | 68521-1461 | Lancaster | NE40195 | Exempt 1999 LB-66 |  | MK95-0470925R27 | 1995 | AO SMITH | ELWH - Electric Water Heater | HWSD - Hot Water Dom/Potable | 10/31/1999
Super 8 Motel | 2545 Cornhusker Hwy | Lincoln | NE | 68521-1461 | Lancaster | NE40442 | Scrapped/Junked | 48291 | LA990805266970 | 1999 | AOSM | CHWH - ASME/Fired Water Heater | HWSD - Hot Water Dom/Potable | 10/31/2007
Super 8 Motel | 2545 Cornhusker Hwy | Lincoln | NE | 68521-1461 | Lancaster | NE41815 | Active | 290847 | 290847 | 2022 | AO SMITH | CHWH - ASME/Fired Water Heater | HWSD - Hot Water Dom/Potable | 7/31/2027
Super 8 Motel | 2545 Cornhusker Hwy | Lincoln | NE | 68521-1461 | Lancaster | NE41816 | Active | 285826 | 285826 | 2021 | AO SMITH | CHWH - ASME/Fired Water Heater | HWSD - Hot Water Dom/Potable | 7/31/2027
THE PANTRY | 2548 S 48th St | Lincoln | NE | 68506-2526 | LANCASTER | NE40943 | Scrapped/Junked | 31973 | LB960502132960 | 1995 | AO SMITH | CHWH - ASME/Fired Water Heater | HWSD - Hot Water Dom/Potable | 10/31/2001
THE PANTRY | 2548 S 48th St | Lincoln | NE | 68506-2526 | LANCASTER | NE40944 | Scrapped/Junked |  | RUN0691D04597 | 1991 | RUUD | AHWH - ANSI/Fired Water Htr | HWSD - Hot Water Dom/Potable | 10/31/2002
Kimball Health Services | 255 W 4th St | Kimball | NE | 69145 | Kimball | NE42493 | Active | 93488 | G-22-1857 | 2022 | Aerco | FTVT - Firetube Vertical TB | HWHT - Hot Water Heat | 12/31/2026
Kimball Health Services | 255 W 4th St | Kimball | NE | 69145 | Kimball | NE42494 | Active | 93489 | G-22-1859 | 2022 | Aerco | FTVT - Firetube Vertical TB | HWHT - Hot Water Heat | 12/31/2026
Kimball Health Services | 255 W 4th St | Kimball | NE | 69145 | Kimball | NE42495 | Active | 93490 | G-22-1859 | 2022 | Aerco | FTVT - Firetube Vertical TB | HWHT - Hot Water Heat | 12/31/2026
Kimball Health Services | 255 W 4th St | Kimball | NE | 69145 | Kimball | NE42496 | Active | 33721 | 0623297 | 2023 | Steris Corp | ELBL - Electric Boiler | STER - Sterilizer | 12/31/2026
Kimball Health Services | 255 W 4th St | Kimball | NE | 69145 | Kimball | NE42497 | Active | 34196 | 0823073 | 2023 | Steris Corp | ELBL - Electric Boiler | STER - Sterilizer | 12/31/2026
Fremont Omega | 2550 N Nye Ave | Fremont | NE | 68025-2242 | Dodge | NE07595 | Scrapped/Junked | 81017 | MK030006804 | 2003 | AOSM | CHWH - ASME/Fired Water Heater | HWSD - Hot Water Dom/Potable | 1/31/2020
Fremont Omega | 2550 N Nye Ave | Fremont | NE | 68025-2242 | Dodge | NE18361 | Scrapped/Junked | 28619 | 413372-930 | 1995 | A. O. Smith | FT - Firetube Boiler | HWDP - Hotwater Heat & Dom Supply | 10/31/2006
Fremont Omega | 2550 N Nye Ave | Fremont | NE | 68025-2242 | Dodge | NE20176 | Scrapped/Junked | 27987 |  | 1995 | A. O. Smith | FT - Firetube Boiler | HWDP - Hotwater Heat & Dom Supply | 10/31/2005
Salvation Army | 2551 Dodge St | Omaha | NE | 68131-2642 | Douglas | NE08469 | Inactive | 88030 | 273-PZ | 2001 | FULTON BOILERWORKS | FTUT - Firetube U-Tube Vert | HWHT - Hot Water Heat | 8/31/2002
Salvation Army | 2551 Dodge St | Omaha | NE | 68131-2642 | Douglas | NE08470 | Inactive | 88032 | 274-PZ | 2001 | Fulton | FTUT - Firetube U-Tube Vert | HWHT - Hot Water Heat | 4/30/2012
Salvation Army | 2551 Dodge St | Omaha | NE | 68131-2642 | Douglas | NE12004 | Scrapped/Junked | 93929 | 393-PB | 2003 | Fulton | FTUT - Firetube U-Tube Vert | HWHT - Hot Water Heat | 4/30/2014
Salvation Army | 2551 Dodge St | Omaha | NE | 68131-2642 | Douglas | NE23963 | Active | 63481 | N/A | 2012 | Aerco | COWH - Coil Type Water Heater | HWHT - Hot Water Heat | 4/30/2026
Salvation Army | 2551 Dodge St | Omaha | NE | 68131-2642 | Douglas | NE23964 | Active | 63480 | N/A | 2012 | Aerco | COWH - Coil Type Water Heater | HWHT - Hot Water Heat | 4/30/2026
Lancaster Apartments | 2552 Marcy St | Omaha | NE | 68105-1641 | Douglas | NE04436 | Out of Service | n/a | 211A-3088-1087 | 1987 | Peerless | CI - Cast Iron | STHT - Steam-Heat | 4/30/2012
Lancaster Apartments | 2552 Marcy St | Omaha | NE | 68105-1641 | Douglas | NE19297 | Exempt 1999 LB-66 |  | MA91-0186932880 | 1991 | AO SMITH | AHWH - ANSI/Fired Water Htr | HWSD - Hot Water Dom/Potable | 4/30/2000
Lancaster Apartments | 2552 Marcy St | Omaha | NE | 68105-1641 | Douglas | NE41988 | Active | 59072 | 97812 | 2020 | Lattner Boiler Co | FTVT - Firetube Vertical TB | STHT - Steam-Heat | 12/31/2026
Lancaster Apartments | 2552 Marcy St | Omaha | NE | 68105-1641 | Douglas | NE41989 | Active | 59185 | 97863 | 2020 | Lattner Boiler Co | FTVT - Firetube Vertical TB | STHT - Steam-Heat | 12/31/2026
RETAIL STORE | 2553 Leavenworth St | Omaha | NE | 68105-1658 | Douglas | NE32946 | Inactive |  | 211-5971 | 1981 | PEERLESS HEATER COMPANY |  | STHT - Steam-Heat | 4/30/1999
Columbus Housing Authority | 2554 40th Ave | Columbus | NE | 68601-8516 | Platte | NE00730 | Scrapped/Junked |  | E0001540 | 2000 | SLANT FIN |  | HWHT - Hot Water Heat | 12/31/2007
Columbus Housing Authority | 2554 40th Ave | Columbus | NE | 68601-8516 | Platte | NE00731 | Scrapped/Junked |  | MI-1205549798 | 1998 | PEERLESS HEATER COMPANY |  | HWHT - Hot Water Heat | 12/31/2007
Columbus Housing Authority | 2554 40th Ave | Columbus | NE | 68601-8516 | Platte | NE05932 | Scrapped/Junked |  | S0044489 | 2004 | SLANT FIN |  | HWHT - Hot Water Heat | 12/31/2007
Columbus Housing Authority | 2554 40th Ave | Columbus | NE | 68601-8516 | Platte | NE05942 | Scrapped/Junked |  | E0010568 | 2004 | SLANT FIN |  | HWHT - Hot Water Heat | 12/31/2007
Columbus Housing Authority | 2554 40th Ave | Columbus | NE | 68601-8516 | Platte | NE10294 | Scrapped/Junked |  | E0001050 | 2000 | SLANT FIN |  | HWHT - Hot Water Heat | 12/31/2007
Columbus Housing Authority | 2554 40th Ave | Columbus | NE | 68601-8516 | Platte | NE10295 | Scrapped/Junked |  | E0004533 | 2000 | SLANT FIN |  | HWHT - Hot Water Heat | 12/31/2007
Columbus Housing Authority | 2554 40th Ave | Columbus | NE | 68601-8516 | Platte | NE12284 | Scrapped/Junked |  | E0006282 | 2000 | SLANT FIN |  | HWHT - Hot Water Heat | 12/31/2007
Columbus Housing Authority | 2554 40th Ave | Columbus | NE | 68601-8516 | Platte | NE12285 | Scrapped/Junked |  | E0006281 | 2000 | SLANT FIN |  | HWHT - Hot Water Heat | 12/31/2007
Columbus Housing Authority | 2554 40th Ave | Columbus | NE | 68601-8516 | Platte | NE40231 | Exempt 1999 LB-66 |  | 0777-00600 | 1977 | RHEEM MANUFACTURING CO | AHWH - ANSI/Fired Water Htr | HWSD - Hot Water Dom/Potable | 12/31/1999
Columbus Housing Authority | 2554 40th Ave | Columbus | NE | 68601-8516 | Platte | NE40232 | Scrapped/Junked | n/a | 60-38988 | 1970 | Peerless | CI - Cast Iron | HWHT - Hot Water Heat | 12/31/2022
Columbus Housing Authority | 2554 40th Ave | Columbus | NE | 68601-8516 | Platte | NE40233 | Scrapped/Junked |  | GEM4654 | 1971 | PEERLESS HEATER COMPANY |  | HWHT - Hot Water Heat | 12/31/2007
Columbus Housing Authority | 2554 40th Ave | Columbus | NE | 68601-8516 | Platte | NE40234 | Scrapped/Junked |  | 85-95-96-060D9 | 1985 | PEERLESS HEATER COMPANY |  | HWHT - Hot Water Heat | 12/31/2007
Columbus Housing Authority | 2554 40th Ave | Columbus | NE | 68601-8516 | Platte | NE40235 | Scrapped/Junked |  | GEM4653 | 1971 | PEERLESS HEATER COMPANY |  | HWHT - Hot Water Heat | 12/31/2007
Columbus Housing Authority | 2554 40th Ave | Columbus | NE | 68601-8516 | Platte | NE40236 | Scrapped/Junked |  | GEM4655 | 1971 | PEERLESS HEATER COMPANY |  | HWHT - Hot Water Heat | 12/31/2007
Columbus Housing Authority | 2554 40th Ave | Columbus | NE | 68601-8516 | Platte | NE40237 | Scrapped/Junked |  | GEM4660 | 1971 | PEERLESS HEATER COMPANY |  | HWHT - Hot Water Heat | 12/31/2007
Columbus Housing Authority | 2554 40th Ave | Columbus | NE | 68601-8516 | Platte | NE40238 | Scrapped/Junked |  | CP-1613476 | 1983 | WEIL MCLAIN |  | HWHT - Hot Water Heat | 12/31/2004
Columbus Housing Authority | 2554 40th Ave | Columbus | NE | 68601-8516 | Platte | NE40239 | Scrapped/Junked |  | CP-1118057 | 1983 | WEIL MCLAIN |  | HWHT - Hot Water Heat | 12/31/2007
Columbus Housing Authority | 2554 40th Ave | Columbus | NE | 68601-8516 | Platte | NE40240 | Scrapped/Junked |  |  | 1971 | PEERLESS HEATER COMPANY |  | HWHT - Hot Water Heat | 12/8/1999
Columbus Housing Authority | 2554 40th Ave | Columbus | NE | 68601-8516 | Platte | NE40241 | Scrapped/Junked |  | 85-19685-0594 | 1994 | PEERLESS HEATER COMPANY |  | HWHT - Hot Water Heat | 12/31/2007
Columbus Housing Authority | 2554 40th Ave | Columbus | NE | 68601-8516 | Platte | NE40242 | Scrapped/Junked |  | GEM4581 | 1971 | PEERLESS HEATER COMPANY |  | HWHT - Hot Water Heat | 12/31/2003
Columbus Housing Authority | 2554 40th Ave | Columbus | NE | 68601-8516 | Platte | NE40243 | Scrapped/Junked |  | MI-120-98 | 1998 | PEERLESS HEATER COMPANY |  | HWHT - Hot Water Heat | 12/31/2002
Columbus Housing Authority | 2554 40th Ave | Columbus | NE | 68601-8516 | Platte | NE40244 | Scrapped/Junked |  | MI-115246-0997 | 1997 | PEERLESS HEATER COMPANY |  | HWHT - Hot Water Heat | 12/31/2002
Columbus Housing Authority | 2554 40th Ave | Columbus | NE | 68601-8516 | Platte | NE40245 | Scrapped/Junked |  | 85-19054-1193 | 1993 | PEERLESS HEATER COMPANY |  | HWHT - Hot Water Heat | 12/31/2007
Columbus Housing Authority | 2554 40th Ave | Columbus | NE | 68601-8516 | Platte | NE40246 | Scrapped/Junked |  | GEM4589 | 1971 | PEERLESS HEATER COMPANY |  | HWHT - Hot Water Heat | 12/31/2007
Columbus Housing Authority | 2554 40th Ave | Columbus | NE | 68601-8516 | Platte | NE40247 | Scrapped/Junked |  | MMW-49372 | 1980 | PEERLESS HEATER COMPANY |  | HWHT - Hot Water Heat | 12/31/2007
Columbus Housing Authority | 2554 40th Ave | Columbus | NE | 68601-8516 | Platte | NE40248 | Scrapped/Junked |  |  | 1980 | PEERLESS HEATER COMPANY |  | HWHT - Hot Water Heat | 12/31/1999
Columbus Housing Authority | 2554 40th Ave | Columbus | NE | 68601-8516 | Platte | NE40249 | Scrapped/Junked |  | GEM4584 | 1971 | PEERLESS HEATER COMPANY |  | HWHT - Hot Water Heat | 12/31/2000
Columbus Housing Authority | 2554 40th Ave | Columbus | NE | 68601-8516 | Platte | NE40250 | Scrapped/Junked |  | GEM5049 | 1971 | PEERLESS HEATER COMPANY |  | HWHT - Hot Water Heat | 12/31/2005
Columbus Housing Authority | 2554 40th Ave | Columbus | NE | 68601-8516 | Platte | NE40251 | Scrapped/Junked |  | 287-7344 | 1987 | VALLIANT |  | HWHT - Hot Water Heat | 12/31/2007
Columbus Housing Authority | 2554 40th Ave | Columbus | NE | 68601-8516 | Platte | NE40252 | Scrapped/Junked |  | GEM4662 | 1985 | PEERLESS HEATER COMPANY |  | HWHT - Hot Water Heat | 12/31/2000
Columbus Housing Authority | 2554 40th Ave | Columbus | NE | 68601-8516 | Platte | NE40277 | Scrapped/Junked |  | MI-1191750398 | 1998 | PEERLESS HEATER COMPANY |  | HWHT - Hot Water Heat | 12/31/2007
Columbus Housing Authority | 2554 40th Ave | Columbus | NE | 68601-8516 | Platte | NE40278 | Scrapped/Junked |  | MI-1237441098 | 1998 | PEERLESS HEATER COMPANY |  | HWHT - Hot Water Heat | 12/31/2003
Casey's General Store | 2555 O St | Lincoln | NE | 68510-1252 | Lancaster | NE24138 | Active | 70741 | L12H30070741 | 2012 | Lochinvar | FTVT - Firetube Vertical TB | GLFH - Glycol Floor Heat System | 12/31/2025
Rejoice Lutheran Church - BMIC#412506 | 2556 S 138th St | Omaha | NE | 68144-2400 | Douglas | NE09620 | Scrapped/Junked | 62019 | 990C01-62019 | 2001 | AOSM | WT - Water Tube Boiler | HWHT - Hot Water Heat | 9/30/2023
Rejoice Lutheran Church - BMIC#412506 | 2556 S 138th St | Omaha | NE | 68144-2400 | Douglas | NE42582 | Active | 373500 | 22.PGT700.431.00659 | 2022 | Lochinvar | FTVT - Firetube Vertical TB | HWHT - Hot Water Heat | 2/28/2026
FLORA APARTMENTS | 2557 Jones St | Omaha | NE | 68105-1666 | Douglas | NE19282 | Inactive |  | 211A10868395 | 1995 | PEERLESS HEATER COMPANY |  | STHT - Steam-Heat | 4/30/2007
All Makes Office Equip | 2558 Farnam St | Omaha | NE | 68131-3628 | Douglas | NE32919 | Active | 9393 | n/a | 1975 | Kewanee | FTFB - Firetube-Firebox Boiler | STHT - Steam-Heat | 2/28/2025
CRAFTSMAN WINDOW COVERING | 2564 Harney St | Omaha | NE | 68131-3626 | Douglas | NE04056 | Inactive |  |  | 1951 | AMERICAN STANDARD |  | STHT - Steam-Heat | 3/31/1995
Transwood Inc | 2565 St Mary`s Ave | Omaha | NE | 68105-1654 | Douglas | NE04350 | Scrapped/Junked | n/a | RA3955 | 1954 | National Radiator | FTFB - Firetube-Firebox Boiler | STHT - Steam-Heat | 8/31/2014
Transwood Inc | 2565 St Mary`s Ave | Omaha | NE | 68105-1654 | Douglas | NE26613 | Inactive | 14253 | 58373 | 2014 | Triad Boiler | FTVT - Firetube Vertical TB | STHT - Steam-Heat | 10/31/2020
BARNHART PRESS INC | 2566 Farnam | Omaha | NE | 68131-3628 | Douglas | NE37350 | Inactive |  | 4108-5 | 1925 | US RADIATOR |  | STHT - Steam-Heat | 1/31/1998
AKRS Implement | 257 N 30th Rd | Syracuse | NE | 68446-7808 | Otoe | NE06093 | Scrapped/Junked |  | BAE235B00832 | 2000 | BUDERUS/REZNOR |  | HWHF - Hot Water Heat-Floor | 1/31/2009
AKRS Implement | 257 N 30th Rd | Syracuse | NE | 68446-7808 | Otoe | NE06094 | Active | 226791 | 0410226791 | 2004 | Raypak | CPFT - Horiz Cpr Fin Boiler | HWHT - Hot Water Heat | 1/31/2027
AKRS Implement | 257 N 30th Rd | Syracuse | NE | 68446-7808 | Otoe | NE10193 | Out of Service | 2235 | P-5007 | 2007 | CLEAN BURN | COWH - Coil Type Water Heater | HWHT - Hot Water Heat | 1/31/2021
AKRS Implement | 257 N 30th Rd | Syracuse | NE | 68446-7808 | Otoe | NE41546 | Active | 4179 | 21101-A | 2021 | CLEAN BURN | COBL - Coil Type Boiler | HWHT - Hot Water Heat | 1/31/2027
VIKING SHIP | 2582 Redick Ave | Omaha | NE | 68112-3334 | Douglas | NE12775 | Scrapped/Junked |  | 61-8862 | 1979 | PEERLESS HEATER COMPANY |  | STHT - Steam-Heat | 11/30/2003
Legacy Express Wash | 2583 E 5th Ave | Columbus | NE | 68601-7191 | Platte | NE41023 | Active | 486207 | D1.19.49.00050 | 2019 | Intertek | WTSS - Watertube SS Steel | HWSP - Hot Water Non Potable Supply | 4/30/2025
Legacy Express Wash | 2583 E 5th Ave | Columbus | NE | 68601-7191 | Platte | NE41024 | Active | 479894 | D1.19.37.00230 | 2019 | Intertek | WTSS - Watertube SS Steel | GLFH - Glycol Floor Heat System | 4/30/2025
Boys Town | 259 N 144th St | Boys Town | NE | 68010-7515 | Douglas | NE18064 | Active | 45331 | 98329 | 1993 | Kewanee | FTFB - Firetube-Firebox Boiler | STHT - Steam-Heat | 12/31/2026
Boys Town | 259 N 144th St | Boys Town | NE | 68010-7515 | Douglas | NE21911 | Active | 47924 | 99997 | 1996 | Kewanee | FTFB - Firetube-Firebox Boiler | STHT - Steam-Heat | 12/31/2026
Boys Town | 259 N 144th St | Boys Town | NE | 68010-7515 | Douglas | NE21912 | Inactive | 38690 |  | 1996 | LOCHINVAR | CPFT - Horiz Cpr Fin Boiler | HWSD - Hot Water Dom/Potable | 6/30/2001
Boys Town | 259 N 144th St | Boys Town | NE | 68010-7515 | Douglas | NE26988 | Out of Service | 24897 | 89-17801 | 1989 | York Shipley | FTSM - FTS Marine Dry Back | 0030 - Portable HPS Boiler | 5/31/2018
Regency Professional Plaza | 260 Regency Parkway Dr | Omaha | NE | 68114-3787 | Douglas | NE07328 | Active | 162977 | C06162977 | 2006 | Laar Heating System Co. | CPFT - Horiz Cpr Fin Boiler | HWHT - Hot Water Heat | 11/30/2026
Regency Professional Plaza | 260 Regency Parkway Dr | Omaha | NE | 68114-3787 | Douglas | NE20685 | Active | 16567 | 1914041 | 1991 | Teledyne Laars | CPFT - Horiz Cpr Fin Boiler | HWHT - Hot Water Heat | 11/30/2026
Regency Professional Plaza | 260 Regency Parkway Dr | Omaha | NE | 68114-3787 | Douglas | NE20686 | Scrapped/Junked | 17053 | 1914527 | 1991 | TELEDYNE LAARS | CPFT - Horiz Cpr Fin Boiler | HWHT - Hot Water Heat | 11/30/2006
Regency Professional Plaza | 260 Regency Parkway Dr | Omaha | NE | 68114-3787 | Douglas | NE20687 | Active | 17054 | 1914528 | 1991 | Teledyne Laars | CPFT - Horiz Cpr Fin Boiler | HWHT - Hot Water Heat | 11/30/2026
David Place | 260 S 10th St | David City | NE | 68632-2032 | BUTLER | NE05848 | Scrapped/Junked | 43907 | LD98-0729441-970 | 1998 | AOSM | CHWH - ASME/Fired Water Heater | HWSD - Hot Water Dom/Potable | 8/31/2013
David Place | 260 S 10th St | David City | NE | 68632-2032 | BUTLER | NE07804 | Scrapped/Junked | 46985 | LL980783849-970 | 1999 | AOSM | CHWH - ASME/Fired Water Heater | HWSD - Hot Water Dom/Potable | 8/31/2015
David Place | 260 S 10th St | David City | NE | 68632-2032 | BUTLER | NE24048 | Scrapped/Junked | 134125 | UNRGA101309139 | 2013 | RHEEM | CHWH - ASME/Fired Water Heater | HWSD - Hot Water Dom/Potable | 8/31/2024
David Place | 260 S 10th St | David City | NE | 68632-2032 | BUTLER | NE24555 | Scrapped/Junked | 136017 | 136017 | 2013 | RHEEM | CHWH - ASME/Fired Water Heater | HWSD - Hot Water Dom/Potable | 8/31/2024
David Place | 260 S 10th St | David City | NE | 68632-2032 | BUTLER | NE25188 | Scrapped/Junked | 139439 | 139439 | 2014 | RHEEM | CHWH - ASME/Fired Water Heater | HWSD - Hot Water Dom/Potable | 8/31/2023
David Place | 260 S 10th St | David City | NE | 68632-2032 | BUTLER | NE39162 | Scrapped/Junked | n/a | 0383900024 | 1983 | Ruud-Rheem | AHWH - ANSI/Fired Water Htr | HWSD - Hot Water Dom/Potable | 8/31/2014
David Place | 260 S 10th St | David City | NE | 68632-2032 | BUTLER | NE39163 | Scrapped/Junked |  | 00490 | 1978 | RHEEM MANUFACTURING CO | CHWH - ASME/Fired Water Heater | HWSD - Hot Water Dom/Potable | 8/31/1999
David Place | 260 S 10th St | David City | NE | 68632-2032 | BUTLER | NE42762 | Active | 253110 | 21.WHXT.188.1179 | 2021 | PVI Industries | CHWH - ASME/Fired Water Heater | HWSD - Hot Water Dom/Potable | 7/31/2026
David Place | 260 S 10th St | David City | NE | 68632-2032 | BUTLER | NE42763 | Active | 269947 | 21.WHXT.188.1348 | 2021 | PVI Industries | CHWH - ASME/Fired Water Heater | HWSD - Hot Water Dom/Potable | 7/31/2026
David Place | 260 S 10th St | David City | NE | 68632-2032 | BUTLER | NE42764 | Active | 294072 | 21.WHXT.188.1602 | 2021 | PVI Industries | CHWH - ASME/Fired Water Heater | HWSD - Hot Water Dom/Potable | 7/31/2026
High Plains Middle School | 260 S Pine St | Polk | NE | 68654-4065 | Polk | NE20149 | Exempt 1999 LB-66 |  | 000000874-01593 | 1974 | RHEEM MANUFACTURING CO | AHWH - ANSI/Fired Water Htr | HWSD - Hot Water Dom/Potable | 8/31/2000
High Plains Middle School | 260 S Pine St | Polk | NE | 68654-4065 | Polk | NE20150 | Exempt 1999 LB-66 |  | 000000974-0060 | 1974 | RHEEM MANUFACTURING CO | AHWH - ANSI/Fired Water Htr | HWSD - Hot Water Dom/Potable | 8/31/2000
High Plains Middle School | 260 S Pine St | Polk | NE | 68654-4065 | Polk | NE32379 | Active | 2927 | P2927 | 1974 | Kewanee | FT - Firetube Boiler | HWHT - Hot Water Heat | 1/31/2026
Physicians Mutual Insurance | 2600 Dodge St | Omaha | NE | 68131-2672 | Douglas | NE09611 | Active | 11741 | 01E-9643 | 2001 | L.E.S. Inc./Aldrich Co. | FTFB - Firetube-Firebox Boiler | STHT - Steam-Heat | 7/31/2025
Physicians Mutual Insurance | 2600 Dodge St | Omaha | NE | 68131-2672 | Douglas | NE09612 | Active | 11733 | 01E-9635 | 2001 | L.E.S. Inc./Aldrich Co. | FTFB - Firetube-Firebox Boiler | STHT - Steam-Heat | 7/31/2026
Physicians Mutual Insurance | 2600 Dodge St | Omaha | NE | 68131-2672 | Douglas | NE09613 | Active | 11735 | 01E-9637 | 2001 | L.E.S. Inc./Aldrich Co. | FTFB - Firetube-Firebox Boiler | STHT - Steam-Heat | 7/31/2026
Physicians Mutual Insurance | 2600 Dodge St | Omaha | NE | 68131-2672 | Douglas | NE09614 | Active | 11737 | 01E-9639 | 2001 | L.E.S. Inc./Aldrich Co. | FTFB - Firetube-Firebox Boiler | STHT - Steam-Heat | 7/31/2026
Physicians Mutual Insurance | 2600 Dodge St | Omaha | NE | 68131-2672 | Douglas | NE09615 | Active | 11739 | 01E-9641 | 2001 | L.E.S. Inc./Aldrich Co. | FTFB - Firetube-Firebox Boiler | STHT - Steam-Heat | 7/31/2026
Physicians Mutual Insurance | 2600 Dodge St | Omaha | NE | 68131-2672 | Douglas | NE09616 | Out of Service | 11731 | 01E-9633 | 2001 | L.E.S. Inc./Aldrich Co. | FTFB - Firetube-Firebox Boiler | STHT - Steam-Heat | 8/31/2023
Physicians Mutual Insurance | 2600 Dodge St | Omaha | NE | 68131-2672 | Douglas | NE23940 | Inactive | 107646 | 107646 | 2013 | Cleveland | FT - Firetube Boiler | 0021 - Steam Supp Cooker/Kettle | 8/31/2015
Physicians Mutual Insurance | 2600 Dodge St | Omaha | NE | 68131-2672 | Douglas | NE42554 | Active | 21354 | 23F-9262 | 2023 | L.E.S. Inc./Aldrich Co. | FTFB - Firetube-Firebox Boiler | STHT - Steam-Heat | 7/31/2026
La Quinta Inn & Suites | 2600 Eagles Wings Pl | North Platte | NE | 69101-6986 | Lincoln | NE01830 | Scrapped/Junked | 5008 | 04W265 | 2004 | PENT | CPFT - Horiz Cpr Fin Boiler | IPHT - Indoor Pool Heater | 9/30/2010
La Quinta Inn & Suites | 2600 Eagles Wings Pl | North Platte | NE | 69101-6986 | Lincoln | NE02343 | Scrapped/Junked | 5356 | 04W101 | 2004 | PENT | CPFT - Horiz Cpr Fin Boiler | IPHT - Indoor Pool Heater | 9/30/2010
LA QUINTA INN & SUITES | 2600 EAGLES WINGS PL | NORTH PLATTE | NE | 69101-6986 | LINCOLN | NE01829 | Inactive | 4875 | 05040049 | 2004 | PENTAIR POOL PRODUCTS | CPFT - Horiz Cpr Fin Boiler | IPHT - Indoor Pool Heater | 6/30/2005
NE Air National Guard B2600 | 2600 Greenlief | Lincoln | NE | 68524 | Lancaster | NE09358 | Active | 48233 | G-071353 | 2007 | Aerco International | FTVT - Firetube Vertical TB | HWHT - Hot Water Heat | 1/31/2026
NE Air National Guard B2600 | 2600 Greenlief | Lincoln | NE | 68524 | Lancaster | NE09359 | Active | 48232 | G-071352 | 2007 | Aerco International | FTVT - Firetube Vertical TB | HWHT - Hot Water Heat | 1/31/2026
NE Air National Guard B2600 | 2600 Greenlief | Lincoln | NE | 68524 | Lancaster | NE09360 | Active | 48180 | G07-1304 | 2007 | Aerco International | FTVT - Firetube Vertical TB | HWHT - Hot Water Heat | 1/31/2026
Stanton Tower | 2600 N Clarkson St | Fremont | NE | 68025-2347 | Dodge | NE05943 | Scrapped/Junked | 12882 | 57002 | 2003 | Triad Boiler | FTVT - Firetube Vertical TB | HWDP - Hotwater Heat & Dom Supply | 10/31/2015
Stanton Tower | 2600 N Clarkson St | Fremont | NE | 68025-2347 | Dodge | NE05944 | Scrapped/Junked | 13041 | 57161 | 2004 | TRIA | FTVT - Firetube Vertical TB | HWDP - Hotwater Heat & Dom Supply | 10/31/2008
Stanton Tower | 2600 N Clarkson St | Fremont | NE | 68025-2347 | Dodge | NE07744 | Scrapped/Junked | 7888 | 52130 | 1981 | Triad Boiler | FTVT - Firetube Vertical TB | HWHT - Hot Water Heat | 10/31/2015
Stanton Tower | 2600 N Clarkson St | Fremont | NE | 68025-2347 | Dodge | NE07745 | Scrapped/Junked | 7881 | N/A | 1981 | Triad Boiler | FTVT - Firetube Vertical TB | HWHT - Hot Water Heat | 10/31/2015
Stanton Tower | 2600 N Clarkson St | Fremont | NE | 68025-2347 | Dodge | NE07746 | Scrapped/Junked | 7461 | 51727 | 1980 | Triad Boiler | FTVT - Firetube Vertical TB | HWHT - Hot Water Heat | 10/31/2015
Stanton Tower | 2600 N Clarkson St | Fremont | NE | 68025-2347 | Dodge | NE07747 | Scrapped/Junked | 7490 | S1756 | 1980 | Triad Boiler | FTVT - Firetube Vertical TB | HWHT - Hot Water Heat | 10/31/2015
Stanton Tower | 2600 N Clarkson St | Fremont | NE | 68025-2347 | Dodge | NE07748 | Scrapped/Junked | 7880 | 52122 | 1981 | Triad Boiler | FTVT - Firetube Vertical TB | HWSD - Hot Water Dom/Potable | 10/31/2015
Stanton Tower | 2600 N Clarkson St | Fremont | NE | 68025-2347 | Dodge | NE07749 | Scrapped/Junked | 7462 | 51728 | 1980 | Triad Boiler | FTVT - Firetube Vertical TB | HWSD - Hot Water Dom/Potable | 10/31/2015
Stanton Tower | 2600 N Clarkson St | Fremont | NE | 68025-2347 | Dodge | NE07750 | Scrapped/Junked | 7462 | 52127 | 1981 | Triad Boiler | FTVT - Firetube Vertical TB | HWSD - Hot Water Dom/Potable | 10/31/2015
Stanton Tower | 2600 N Clarkson St | Fremont | NE | 68025-2347 | Dodge | NE07751 | Scrapped/Junked | 7883 | 52125 | 1981 | Triad Boiler | FTVT - Firetube Vertical TB | HWSD - Hot Water Dom/Potable | 10/31/2015
Stanton Tower | 2600 N Clarkson St | Fremont | NE | 68025-2347 | Dodge | NE07752 | Scrapped/Junked | 7500 | 51766 | 1980 | TRIAD BOILER SYSTEMS INC | FT - Firetube Boiler | HWSD - Hot Water Dom/Potable | 10/31/2005
Stanton Tower | 2600 N Clarkson St | Fremont | NE | 68025-2347 | Dodge | NE07753 | Scrapped/Junked | 7496 | 51762 | 1980 | TRIAD BOILER SYSTEMS INC | FT - Firetube Boiler | HWSD - Hot Water Dom/Potable | 10/31/2005
Stanton Tower | 2600 N Clarkson St | Fremont | NE | 68025-2347 | Dodge | NE07754 | Scrapped/Junked | 7501 | 51767 | 1980 | TRIAD BOILER SYSTEMS INC | FT - Firetube Boiler | HWSD - Hot Water Dom/Potable | 10/31/2005
Stanton Tower | 2600 N Clarkson St | Fremont | NE | 68025-2347 | Dodge | NE07755 | Scrapped/Junked | 7381 | 51647 | 1980 | TRIAD BOILER SYSTEMS INC | FT - Firetube Boiler | HWSD - Hot Water Dom/Potable | 10/31/2005
Stanton Tower | 2600 N Clarkson St | Fremont | NE | 68025-2347 | Dodge | NE14121 | Scrapped/Junked | 13602 | 57722 | 2008 | TRIAD BOILER SYSTEMS INC | FTVT - Firetube Vertical TB | HWDP - Hotwater Heat & Dom Supply | 10/31/2015
Stanton Tower | 2600 N Clarkson St | Fremont | NE | 68025-2347 | Dodge | NE26030 | Active | 71051 | G-15-0912 | 2015 | Aerco | VTWT - Vert Watertube | HWDP - Hotwater Heat & Dom Supply | 10/31/2026
Stanton Tower | 2600 N Clarkson St | Fremont | NE | 68025-2347 | Dodge | NE26031 | Active | 71052 | G-15-0913 | 2015 | Aerco | VTWT - Vert Watertube | HWDP - Hotwater Heat & Dom Supply | 10/31/2026
Stanton Tower | 2600 N Clarkson St | Fremont | NE | 68025-2347 | Dodge | NE26032 | Active | 71050 | G-15-0911 | 2015 | Aerco | VTWT - Vert Watertube | HWDP - Hotwater Heat & Dom Supply | 10/31/2026
York General Hearthstone | 2600 N Lincoln Ave | York | NE | 68467-9637 | York | NE12120 | Active | 64151 | Y12097 | 2001 | A O Smith | COBL - Coil Type Boiler | HWSD - Hot Water Dom/Potable | 9/30/2026
York General Hearthstone | 2600 N Lincoln Ave | York | NE | 68467-9637 | York | NE12121 | Active | 64140 | Y12086 | 2001 | A O Smith | COBL - Coil Type Boiler | HWSD - Hot Water Dom/Potable | 9/30/2026
ONE HOUR MARTINIZING | 2600 O St | Lincoln | NE | 68510-1339 | LANCASTER | NE13480 | Inactive |  | 14387 | 1966 | FULTON BOILERWORKS | FT - Firetube Boiler | PROC - Process Steam | 9/30/1991
KING OF KINGS LTHRN CHUR | 2600 S 124th St | Omaha | NE | 68144-2707 | Douglas | NE14264 | Inactive |  | 604868 | 1968 | RELIANCE | FT - Firetube Boiler | HWHT - Hot Water Heat | 10/31/1993
KING OF KINGS LTHRN CHUR | 2600 S 124th St | Omaha | NE | 68144-2707 | Douglas | NE14274 | Inactive | 2622 |  | 1979 | PRECISION BOILERS | ELBL - Electric Boiler | PROC - Process Steam | 10/31/1993
KING OF KINGS LTHRN CHUR | 2600 S 124th St | Omaha | NE | 68144-2707 | Douglas | NE17005 | Inactive | 51414 | 76540 | 1981 | CLEAVER BROOKS | FT - Firetube Boiler | STHT - Steam-Heat | 10/31/1993
SUN MART FOODS | 2600 S 48th St | Lincoln | NE | 68506-2502 | LANCASTER | NE07763 | Inactive | 70225 | RN1195G01488 | 1995 | RUUD | CHWH - ASME/Fired Water Heater | HWSD - Hot Water Dom/Potable | 3/31/2006
Candlewood Suites | 2601 Abbott Plz | Omaha | NE | 68110-2775 | Douglas | NE12621 | Active | 117672 | H07M003554 | 2007 | AOSM | CHWH - ASME/Fired Water Heater | HWDP - Hotwater Heat & Dom Supply | 2/28/2025
Candlewood Suites | 2601 Abbott Plz | Omaha | NE | 68110-2775 | Douglas | NE12622 | Active | 117667 | H07M003553 | 2007 | AOSM | CHWH - ASME/Fired Water Heater | HWDP - Hotwater Heat & Dom Supply | 2/28/2026
Candlewood Suites | 2601 Abbott Plz | Omaha | NE | 68110-2775 | Douglas | NE12623 | Active | 117403 | H07M001124 | 2007 | AOSM | CHWH - ASME/Fired Water Heater | HWDP - Hotwater Heat & Dom Supply | 2/28/2025
Cargill Incorporated | 2601 Industrial Rd | Nebraska City | NE | 68410-9701 | Otoe | NE15484 | Active | 8870 | 9265-01 | 1994 | Johnston Boiler Co. | FTSM - FTS Marine Dry Back | PROC - Process Steam | 2/28/2026
Cargill Incorporated | 2601 Industrial Rd | Nebraska City | NE | 68410-9701 | Otoe | NE23230 | Inactive | 9585 | 9805-01 | 1998 | Johnston Boiler Co. | FTSM - FTS Marine Dry Back | PROC - Process Steam | 2/28/2022
Cargill Incorporated | 2601 Industrial Rd | Nebraska City | NE | 68410-9701 | Otoe | NE41453 | Out of Service | 19087 | T4660-1-1 | 2015 | Cleaver Brooks | FTHT - Firetube Horizontal | PROC - Process Steam | 12/31/2022
Cargill Incorporated | 2601 Industrial Rd | Nebraska City | NE | 68410-9701 | Otoe | NE41801 | Active | 153 | 221845 | 2022 | Thermogenics | COBL - Coil Type Boiler | PROC - Process Steam | 6/30/2025
Cargill Incorporated | 2601 Industrial Rd | Nebraska City | NE | 68410-9701 | Otoe | NE41802 | Active | 156 | 222-1885 | 2022 | Thermogenics | ECON - Boiler Economizer | ECON - Boiler Economizer | 6/30/2025
YMCA Northeast Branch | 2601 N 70th St | Lincoln | NE | 68507-2772 | Lancaster | NE10099 | Active | 264497 | 0704264497 | 2007 | Raypak | CPFT - Horiz Cpr Fin Boiler | HWSD - Hot Water Dom/Potable | 12/31/2026
YMCA Northeast Branch | 2601 N 70th St | Lincoln | NE | 68507-2772 | Lancaster | NE10100 | Scrapped/Junked | 264498 | 0704264498 | 2007 | RAYP | CHWH - ASME/Fired Water Heater | IPHT - Indoor Pool Heater | 12/31/2018
YMCA Northeast Branch | 2601 N 70th St | Lincoln | NE | 68507-2772 | Lancaster | NE21551 | Scrapped/Junked |  | 4229 | 1982 | SELLERS | FT - Firetube Boiler | HWSD - Hot Water Dom/Potable | 5/31/2007
YMCA Northeast Branch | 2601 N 70th St | Lincoln | NE | 68507-2772 | Lancaster | NE27484 | Active | 405331 | D1.17.22.00648 | 2017 | Lochinvar | WTSS - Watertube SS Steel | IPHT - Indoor Pool Heater | 12/31/2026
Ogallala Community Hosp | 2601 N Spruce St | Ogallala | NE | 69153-2465 | Keith | NE00221 | Active | 14435 | 14335 | 2000 | Superior Boilerworks | FTWB - FTS Marine Wet Back | BSUP - Bldg Heat & Process | 6/30/2026
Ogallala Community Hosp | 2601 N Spruce St | Ogallala | NE | 69153-2465 | Keith | NE00222 | Active | 14434 | 14334 | 2000 | Superior Boilerworks | FTWB - FTS Marine Wet Back | BSUP - Bldg Heat & Process | 6/30/2026
Army Hangar (Aasf) | 2601 NW 25th St | Lincoln | NE | 68524-1890 | Lancaster | NE30639 | Scrapped/Junked | 45992 | 99133 | 1994 | Kewanee | FTFB - Firetube-Firebox Boiler | HWHT - Hot Water Heat | 4/30/2018
Army Hangar (Aasf) | 2601 NW 25th St | Lincoln | NE | 68524-1890 | Lancaster | NE30640 | Scrapped/Junked | 45993 | 98925 | 1994 | Kewanee | FTFB - Firetube-Firebox Boiler | HWHT - Hot Water Heat | 4/30/2018
Hawkins Construction Co | 2601 Oak St | Omaha | NE | 68105-3706 | Douglas | NE23984 | Active | 255733 | J13255733 | 2013 | Lochinvar | COND - Condenser | HWHT - Hot Water Heat | 12/31/2026
Hawkins Construction Co | 2601 Oak St | Omaha | NE | 68105-3706 | Douglas | NE23985 | Active | 255738 | J13255738 | 2013 | Lochinvar | COND - Condenser | HWHT - Hot Water Heat | 12/31/2026
IMMACULATE HEART OF MARY | 2601 P St | Lincoln | NE | 68503-3528 | LANCASTER | NE34829 | Scrapped/Junked |  | 9B16 | 1953 | US RADIATOR |  | HWHT - Hot Water Heat | 8/31/2002
Superior Wash | 2601 Superior St | Lincoln | NE | 68521-4119 | Lancaster | NE40717 | Scrapped/Junked | 124615 | 9506124615 | 1995 | Raypak | CPFT - Horiz Cpr Fin Boiler | HWSP - Hot Water Non Potable Supply | 8/31/2020
Superior Wash | 2601 Superior St | Lincoln | NE | 68521-4119 | Lancaster | NE40718 | Scrapped/Junked | 126851 | 9510126851 | 1995 | Raypak | CPFT - Horiz Cpr Fin Boiler | HWHF - Hot Water Heat-Floor | 8/31/2020
100 Year Home Properties - Arrow | 2601 Vine St | Lincoln | NE | 68503-2579 | Lancaster | NE07475 | Active | N/A | 88 | 1930 | American Standard | CI - Cast Iron | HWHT - Hot Water Heat | 3/31/2026
Midwest Bank | 2601W Cooper Dr | Norfolk | NE | 68701 | Madison | NE41006 | Active | 491024 | G20491024 | 2020 | Laars | WTSS - Watertube SS Steel | GLYC - Glycol Bldg Heat Sys | 3/31/2026
Bldg demolished | 2602 AVE I | SCOTTSBLUFF | NE | 69361-1576 | SCOTTS BLUFF | NE21188 | Scrapped/Junked | 30177 | 07871033423 | 1987 | RAYPAK INC, CALIFORNIA | CPFT - Horiz Cpr Fin Boiler | HWHT - Hot Water Heat | 10/31/2005
Bldg demolished | 2602 AVE I | SCOTTSBLUFF | NE | 69361-1576 | SCOTTS BLUFF | NE21189 | Scrapped/Junked | 57494 | 0287100736 | 1987 | RAYPAK INC, CALIFORNIA | CPFT - Horiz Cpr Fin Boiler | HWSP - Hot Water Non Potable Supply | 12/31/2003
WHISKEY CREEK | 2605 2nd Ave | Kearney | NE | 68847-4425 | BUFFALO | NE22321 | Exempt 1999 LB-66 |  | 0496-G04184 | 1996 | RHEEM MANUFACTURING CO | AHWH - ANSI/Fired Water Htr | HWSD - Hot Water Dom/Potable | 1/31/2000
FNBO - 702110H | 2605 S 133rd Plz | Omaha | NE | 68144-2525 | Douglas | NE09928 | Scrapped/Junked | 11977 | 02E-9892 | 2002 | ALES | FTVT - Firetube Vertical TB | HWHT - Hot Water Heat | 2/28/2019
FNBO - 702110H | 2605 S 133rd Plz | Omaha | NE | 68144-2525 | Douglas | NE27772 | Active | 20130 | 18F-8038 | 2018 | Aldrich | FTVT - Firetube Vertical TB | HWHT - Hot Water Heat | 2/28/2026
FIRST NATIONAL BANK | 2605 S 133rd Plz | Omaha | NE | 68144-2525 | Douglas | NE22666 | Scrapped/Junked | 13293 |  | 1980 | BRYAN STEAM LLC | WT - Water Tube Boiler | HWHT - Hot Water Heat | 2/28/2003
NE Air National Guard B608 | 2605 W Furnas Ave | Lincoln | NE | 68524 | Lancaster | NE25697 | Active | 69495 | G14-2413 | 2014 | Aerco | FTVT - Firetube Vertical TB | HWHT - Hot Water Heat | 1/31/2026
NE Air National Guard B608 | 2605 W Furnas Ave | Lincoln | NE | 68524 | Lancaster | NE25698 | Active | 69415 | G14-2324 | 2014 | Aerco | FTVT - Firetube Vertical TB | HWHT - Hot Water Heat | 1/31/2026
Blackburn High School | 2606 Hamilton St | Omaha | NE | 68131-1640 | Douglas | NE34035 | Scrapped/Junked | 26194 | 15168 | 1983 | CLEVELAND RANGE | ELBL - Electric Boiler | 0021 - Steam Supp Cooker/Kettle | 6/30/2005
Blackburn High School | 2606 Hamilton St | Omaha | NE | 68131-1640 | Douglas | NE34065 | Scrapped/Junked | 3541 | 82-5547 | 1983 | ALDR | FTVT - Firetube Vertical TB | HWHT - Hot Water Heat | 12/31/2021
Blackburn High School | 2606 Hamilton St | Omaha | NE | 68131-1640 | Douglas | NE34066 | Scrapped/Junked | 3544 |  | 1983 | ALDRICH | FTVT - Firetube Vertical TB | HWHT - Hot Water Heat | 6/30/1999
Blackburn High School | 2606 Hamilton St | Omaha | NE | 68131-1640 | Douglas | NE34067 | Scrapped/Junked | 3553 | 82-5560 | 1983 | ALDR | FTVT - Firetube Vertical TB | HWHT - Hot Water Heat | 12/31/2021
Blackburn High School | 2606 Hamilton St | Omaha | NE | 68131-1640 | Douglas | NE34068 | Scrapped/Junked | 3536 | 82-3534 | 1983 | ALDR | FTVT - Firetube Vertical TB | HWHT - Hot Water Heat | 12/31/2021
Blackburn High School | 2606 Hamilton St | Omaha | NE | 68131-1640 | Douglas | NE34069 | Scrapped/Junked | 3551 | 5558 | 1983 | ALDRICH | FTVT - Firetube Vertical TB | HWHT - Hot Water Heat | 6/30/2003
Blackburn High School | 2606 Hamilton St | Omaha | NE | 68131-1640 | Douglas | NE34070 | Scrapped/Junked | 3543 | 5549 | 1983 | ALDR | FTVT - Firetube Vertical TB | HWHT - Hot Water Heat | 12/31/2021
Blackburn High School | 2606 Hamilton St | Omaha | NE | 68131-1640 | Douglas | NE34071 | Scrapped/Junked | 3550 |  | 1983 | ALDRICH | FTVT - Firetube Vertical TB | HWHT - Hot Water Heat | 6/30/1999
Blackburn High School | 2606 Hamilton St | Omaha | NE | 68131-1640 | Douglas | NE34072 | Scrapped/Junked | 3540 | 5546 | 1983 | ALDR | FTVT - Firetube Vertical TB | HWHT - Hot Water Heat | 12/31/2021
Blackburn High School | 2606 Hamilton St | Omaha | NE | 68131-1640 | Douglas | NE34073 | Scrapped/Junked | 3554 | 5561 | 1983 | ALDR | FTVT - Firetube Vertical TB | HWHT - Hot Water Heat | 12/31/2021
Blackburn High School | 2606 Hamilton St | Omaha | NE | 68131-1640 | Douglas | NE34074 | Scrapped/Junked | 3535 | 5419 | 1983 | ALDR | FTVT - Firetube Vertical TB | HWHT - Hot Water Heat | 12/31/2021
Blackburn High School | 2606 Hamilton St | Omaha | NE | 68131-1640 | Douglas | NE34075 | Scrapped/Junked | 3546 | 5553 | 1983 | ALDR | FTVT - Firetube Vertical TB | HWHT - Hot Water Heat | 12/31/2021
Blackburn High School | 2606 Hamilton St | Omaha | NE | 68131-1640 | Douglas | NE34076 | Scrapped/Junked | 3547 | 5554 | 1983 | ALDR | FTVT - Firetube Vertical TB | HWHT - Hot Water Heat | 12/31/2021
Blackburn High School | 2606 Hamilton St | Omaha | NE | 68131-1640 | Douglas | NE34077 | Scrapped/Junked | 3529 | 5502 | 1983 | ALDRICH | FTVT - Firetube Vertical TB | HWSD - Hot Water Dom/Potable | 12/31/2006
Blackburn High School | 2606 Hamilton St | Omaha | NE | 68131-1640 | Douglas | NE34078 | Scrapped/Junked | 3532 | 5513 | 1983 | ALDRICH | FTVT - Firetube Vertical TB | HWSD - Hot Water Dom/Potable | 12/31/2006
Blackburn High School | 2606 Hamilton St | Omaha | NE | 68131-1640 | Douglas | NE34079 | Scrapped/Junked | 3534 | 5492 | 1983 | ALDR | FTVT - Firetube Vertical TB | HWSD - Hot Water Dom/Potable | 12/31/2021
Blackburn High School | 2606 Hamilton St | Omaha | NE | 68131-1640 | Douglas | NE34080 | Scrapped/Junked | 3530 | 5512 | 1983 | ALDR | FTVT - Firetube Vertical TB | HWSD - Hot Water Dom/Potable | 12/31/2021
Blackburn High School | 2606 Hamilton St | Omaha | NE | 68131-1640 | Douglas | NE34081 | Scrapped/Junked | 3533 | 5479 | 1983 | ALDR | FTVT - Firetube Vertical TB | HWHT - Hot Water Heat | 12/31/2021
Blackburn High School | 2606 Hamilton St | Omaha | NE | 68131-1640 | Douglas | NE34082 | Scrapped/Junked | 3531 | 5474 | 1983 | ALDR | FTVT - Firetube Vertical TB | HWHT - Hot Water Heat | 12/31/2021
Blackburn High School | 2606 Hamilton St | Omaha | NE | 68131-1640 | Douglas | NE34083 | Scrapped/Junked | 3539 | 5544 | 1983 | ALDR | FTVT - Firetube Vertical TB | HWHT - Hot Water Heat | 12/31/2021
Blackburn High School | 2606 Hamilton St | Omaha | NE | 68131-1640 | Douglas | NE34084 | Scrapped/Junked | 3552 | 5559 | 1983 | ALDR | FTVT - Firetube Vertical TB | HWHT - Hot Water Heat | 12/31/2021
Blackburn High School | 2606 Hamilton St | Omaha | NE | 68131-1640 | Douglas | NE34086 | Scrapped/Junked | 3545 | 5551 | 1983 | ALDR | FTVT - Firetube Vertical TB | HWHT - Hot Water Heat | 12/31/2021
Blackburn High School | 2606 Hamilton St | Omaha | NE | 68131-1640 | Douglas | NE34087 | Scrapped/Junked | 3542 | 5549 | 1983 | ALDR | FTVT - Firetube Vertical TB | HWHT - Hot Water Heat | 12/31/2021
Blackburn High School | 2606 Hamilton St | Omaha | NE | 68131-1640 | Douglas | NE34089 | Scrapped/Junked | 3538 | 5545 | 1983 | ALDR | FTVT - Firetube Vertical TB | HWHT - Hot Water Heat | 12/31/2021
Blackburn High School | 2606 Hamilton St | Omaha | NE | 68131-1640 | Douglas | NE34090 | Scrapped/Junked | 3548 | 5555 | 1983 | ALDR | FTVT - Firetube Vertical TB | HWHT - Hot Water Heat | 12/31/2021
Blackburn High School | 2606 Hamilton St | Omaha | NE | 68131-1640 | Douglas | NE34091 | Scrapped/Junked | 3549 | 5537 | 1983 | ALDR | FTVT - Firetube Vertical TB | HWHT - Hot Water Heat | 12/31/2021
Blackburn High School | 2606 Hamilton St | Omaha | NE | 68131-1640 | Douglas | NE34092 | Scrapped/Junked | 3549 | 5556 | 1983 | ALDR | FTVT - Firetube Vertical TB | HWHT - Hot Water Heat | 12/31/2021
Blackburn High School | 2606 Hamilton St | Omaha | NE | 68131-1640 | Douglas | NE43001 | Active | 11213 | 20-HE098001720 | 2020 | Riello | WT - Water Tube Boiler | HWHT - Hot Water Heat | 12/31/2025
Blackburn High School | 2606 Hamilton St | Omaha | NE | 68131-1640 | Douglas | NE43002 | Active | 11216 | 20-HE098031720 | 2020 | Riello | WT - Water Tube Boiler | HWHT - Hot Water Heat | 12/31/2025
Blackburn High School | 2606 Hamilton St | Omaha | NE | 68131-1640 | Douglas | NE43003 | Active | 11215 | 20-HE098021720 | 2020 | Riello | WT - Water Tube Boiler | HWHT - Hot Water Heat | 12/31/2025
Blackburn High School | 2606 Hamilton St | Omaha | NE | 68131-1640 | Douglas | NE43004 | Active | 11214 | 20-HE098011720 | 2020 | Riello | WT - Water Tube Boiler | HWHT - Hot Water Heat | 12/31/2025
Blackburn High School | 2606 Hamilton St | Omaha | NE | 68131-1640 | Douglas | NE43005 | Active | 11211 | 20-HE097981720 | 2020 | Riello | WT - Water Tube Boiler | HWHT - Hot Water Heat | 12/31/2025
Blackburn High School | 2606 Hamilton St | Omaha | NE | 68131-1640 | Douglas | NE43006 | Active | 11210 | 20-HE097971720 | 2020 | Riello | WT - Water Tube Boiler | HWHT - Hot Water Heat | 12/31/2025
Blackburn High School | 2606 Hamilton St | Omaha | NE | 68131-1640 | Douglas | NE43007 | Active | 11655 | 20-HE102372220 | 2020 | Riello | WT - Water Tube Boiler | HWHT - Hot Water Heat | 12/31/2025
Blackburn High School | 2606 Hamilton St | Omaha | NE | 68131-1640 | Douglas | NE43008 | Active | 11654 | 20-HE102352220 | 2020 | Riello | WT - Water Tube Boiler | HWHT - Hot Water Heat | 12/31/2025
Blackburn High School | 2606 Hamilton St | Omaha | NE | 68131-1640 | Douglas | NE43009 | Active | 11614 | 20-HE101962220 | 2020 | Riello | WT - Water Tube Boiler | HWHT - Hot Water Heat | 12/31/2025
Blackburn High School | 2606 Hamilton St | Omaha | NE | 68131-1640 | Douglas | NE43010 | Active | 11671 | 20-HE102532220 | 2020 | Riello | WT - Water Tube Boiler | HWHT - Hot Water Heat | 12/31/2025
Blackburn High School | 2606 Hamilton St | Omaha | NE | 68131-1640 | Douglas | NE43011 | Active | 11673 | 20-HE102552220 | 2020 | Riello | WT - Water Tube Boiler | HWHT - Hot Water Heat | 12/31/2025
Blackburn High School | 2606 Hamilton St | Omaha | NE | 68131-1640 | Douglas | NE43012 | Active | 11617 | 20-HE101992220 | 2020 | Riello | WT - Water Tube Boiler | HWHT - Hot Water Heat | 12/31/2025
Blackburn High School | 2606 Hamilton St | Omaha | NE | 68131-1640 | Douglas | NE43013 | Active | 11568 | 20-HE101552120 | 2020 | Riello | WT - Water Tube Boiler | HWHT - Hot Water Heat | 12/31/2025
Blackburn High School | 2606 Hamilton St | Omaha | NE | 68131-1640 | Douglas | NE43014 | Active | 11567 | 20-HE101492120 | 2020 | Riello | WT - Water Tube Boiler | HWHT - Hot Water Heat | 12/31/2025
Blackburn High School | 2606 Hamilton St | Omaha | NE | 68131-1640 | Douglas | NE43015 | Active | 11571 | 20-HE101532120 | 2020 | Riello | WT - Water Tube Boiler | HWHT - Hot Water Heat | 12/31/2025
Blackburn High School | 2606 Hamilton St | Omaha | NE | 68131-1640 | Douglas | NE43016 | Active | 11570 | 20-HE101522120 | 2020 | Riello | WT - Water Tube Boiler | HWHT - Hot Water Heat | 12/31/2025
Blackburn High School | 2606 Hamilton St | Omaha | NE | 68131-1640 | Douglas | NE43017 | Active | 11586 | 20-HE101682120 | 2020 | Riello | WT - Water Tube Boiler | HWHT - Hot Water Heat | 12/31/2025
Blackburn High School | 2606 Hamilton St | Omaha | NE | 68131-1640 | Douglas | NE43018 | Active | 11584 | 20-HE101662120 | 2020 | Riello | WT - Water Tube Boiler | HWHT - Hot Water Heat | 12/31/2025
City of Omaha-Auto Maintenance Center | 2606 Lake St | Omaha | NE | 68111-3835 | Douglas | NE37335 | Active | 40146 | 9055 | 1986 | Kewanee | FTFB - Firetube-Firebox Boiler | HWHT - Hot Water Heat | 9/30/2026
City of Omaha-Auto Maintenance Center | 2606 Lake St | Omaha | NE | 68111-3835 | Douglas | NE37336 | Active | 40151 | 9054 | 1986 | Kewanee | FTFB - Firetube-Firebox Boiler | HWHT - Hot Water Heat | 9/30/2026
McArdle Grading Co | 2606 N 204th Ave | Elkhorn | NE | 68022 | Douglas | NE28592 | Active | 332723 | 1841112181078 | 2018 | Lochinvar | WT - Water Tube Boiler | GLFH - Glycol Floor Heat System | 3/31/2026
McArdle Grading Co | 2606 N 204th Ave | Elkhorn | NE | 68022 | Douglas | NE42332 | Active | 333094 | 18.PG45.93.1482 | 2018 | Lochinvar | FTVT - Firetube Vertical TB | GLFH - Glycol Floor Heat System | 3/31/2026
Seward County Justice Center | 261 S 8th St | Seward | NE | 68434-2408 | Seward | NE26725 | Active | 181477 | 4415102131440 | 2015 | Lochinvar | FTVT - Firetube Vertical TB | HWHT - Hot Water Heat | 2/28/2027
Seward County Justice Center | 261 S 8th St | Seward | NE | 68434-2408 | Seward | NE26727 | Active | 181476 | 4415102131439 | 2015 | Lochinvar | FTVT - Firetube Vertical TB | HWHT - Hot Water Heat | 2/28/2027
Seward County Justice Center | 261 S 8th St | Seward | NE | 68434-2408 | Seward | NE26728 | Active | 201241 | 201241 | 2015 | A O Smith | CHWH - ASME/Fired Water Heater | HWSD - Hot Water Dom/Potable | 2/28/2027
Seward County Justice Center | 261 S 8th St | Seward | NE | 68434-2408 | Seward | NE26729 | Active | 195402 | 195402 | 2014 | A O Smith | CHWH - ASME/Fired Water Heater | HWSD - Hot Water Dom/Potable | 2/28/2027
CAMPBELL ELEMENTARY | 261 STUART | CAMPBELL | NE | 68932 | FRANKLIN | NE33440 | Inactive |  | 4-11 | 1956 | CRANE |  | STHT - Steam-Heat | 3/31/1999
Platte County Courthouse | 2610 14th St | Columbus | NE | 68601-4902 | Platte | NE07532 | Active | 53040 | 93635 | 2005 | Bryan | ELBL - Electric Boiler | STHT - Steam-Heat | 12/31/2026
Platte County Courthouse | 2610 14th St | Columbus | NE | 68601-4902 | Platte | NE24182 | Active | 58460 | 99069 | 2012 | Bryan | ELBL - Electric Boiler | STHT - Steam-Heat | 12/31/2026
Platte County Courthouse | 2610 14th St | Columbus | NE | 68601-4902 | Platte | NE35213 | Inactive | 2448 | SN 56191 | 1975 | HYST | ELBL - Electric Boiler | STHT - Steam-Heat | 9/30/2006
Platte County Courthouse | 2610 14th St | Columbus | NE | 68601-4902 | Platte | NE35214 | Scrapped/Junked | 2449 | SN 56192 | 1975 | Hydro-Steam | ELBL - Electric Boiler | STHT - Steam-Heat | 6/30/2012
NE Correctional Youth Facility | 2610 N 20th St E | Omaha | NE | 68110-2730 | Douglas | NE10117 | Scrapped/Junked | 75661 | F976725 | 1997 | Lochinvar | CPFH - Copper Fin Water Heater | HWSD - Hot Water Dom/Potable | 1/31/2021
NE Correctional Youth Facility | 2610 N 20th St E | Omaha | NE | 68110-2730 | Douglas | NE10118 | Scrapped/Junked | 75663 | F976726 | 1997 | Lochinvar | CPFT - Horiz Cpr Fin Boiler | HWSD - Hot Water Dom/Potable | 1/31/2021
NE Correctional Youth Facility | 2610 N 20th St E | Omaha | NE | 68110-2730 | Douglas | NE10119 | Inactive | 75413 | F976652 | 1997 | Lochinvar | CPFT - Horiz Cpr Fin Boiler | HWSD - Hot Water Dom/Potable | 1/31/2021
NE Correctional Youth Facility | 2610 N 20th St E | Omaha | NE | 68110-2730 | Douglas | NE10120 | Inactive | 75411 | F976653 | 1997 | Lochinvar | CPFT - Horiz Cpr Fin Boiler | HWSD - Hot Water Dom/Potable | 1/31/2021
NE Correctional Youth Facility | 2610 N 20th St E | Omaha | NE | 68110-2730 | Douglas | NE10121 | Scrapped/Junked | 9153 | 97-E6194 | 1997 | ALES | FTVT - Firetube Vertical TB | HWHT - Hot Water Heat | 1/31/2022
NE Correctional Youth Facility | 2610 N 20th St E | Omaha | NE | 68110-2730 | Douglas | NE10122 | Scrapped/Junked | 9158 | 97-E6199 | 1997 | ALES | FTVT - Firetube Vertical TB | HWHT - Hot Water Heat | 1/31/2022
NE Correctional Youth Facility | 2610 N 20th St E | Omaha | NE | 68110-2730 | Douglas | NE10123 | Scrapped/Junked | 9156 | 97-E6197 | 1997 | ALES | FTVT - Firetube Vertical TB | HWHT - Hot Water Heat | 1/31/2022
NE Correctional Youth Facility | 2610 N 20th St E | Omaha | NE | 68110-2730 | Douglas | NE29196 | Active | 14981 | F015165 | 2020 | PVI Industries | CHWH - ASME/Fired Water Heater | HWSD - Hot Water Dom/Potable | 1/31/2026
NE Correctional Youth Facility | 2610 N 20th St E | Omaha | NE | 68110-2730 | Douglas | NE41537 | Active | 373564 | 21373564 | 2021 | Lochinvar | FTVT - Firetube Vertical TB | HWHT - Hot Water Heat | 1/31/2026
NE Correctional Youth Facility | 2610 N 20th St E | Omaha | NE | 68110-2730 | Douglas | NE41538 | Active | 374310 | 21374310 | 2021 | Lochinvar | FTVT - Firetube Vertical TB | HWHT - Hot Water Heat | 1/31/2026
NE Correctional Youth Facility | 2610 N 20th St E | Omaha | NE | 68110-2730 | Douglas | NE41539 | Active | 197217 | F016972 | 2021 | PVI Industries | CHWH - ASME/Fired Water Heater | HWSD - Hot Water Dom/Potable | 1/31/2026
NE Correctional Youth Facility | 2610 N 20th St E | Omaha | NE | 68110-2730 | Douglas | NE41540 | Active | 197218 | F017097 | 2021 | PVI Industries | CHWH - ASME/Fired Water Heater | HWSD - Hot Water Dom/Potable | 1/31/2026
NE Correctional Youth Facility | 2610 N 20th St E | Omaha | NE | 68110-2730 | Douglas | NE41541 | Active | 171172 | F015973 | 2021 | PVI Industries | CHWH - ASME/Fired Water Heater | HWSD - Hot Water Dom/Potable | 1/31/2026
Arbor Day Farm | 2611 Arbor Ave | Nebraska City | NE | 68410-1000 | Otoe | NE27401 | Active | 404594 | D1.17.20.00593 | 2017 | Lochinvar | WTSS - Watertube SS Steel | HWHF - Hot Water Heat-Floor | 9/30/2026
Travers Row | 2611 Saint Marys Ave | Omaha | NE | 68105-1635 | Douglas | NE04939 | Active | n/a | 20BJ23 | 1956 | American Standard | CI - Cast Iron | HWHT - Hot Water Heat | 5/31/2026
RUSSELL SPEEDER CAR WASH | 2612 S 90th St | Omaha | NE | 68124-2016 | Douglas | NE21798 | Scrapped/Junked | 105446 | 9301105446 | 1993 | RAYPAK INC, CALIFORNIA | CPFT - Horiz Cpr Fin Boiler | HWSP - Hot Water Non Potable Supply | 2/28/2008
RUSSELL SPEEDER CAR WASH | 2612 S 90th St | Omaha | NE | 68124-2016 | Douglas | NE21799 | Scrapped/Junked | 110250 | 9309110250 | 1993 | RAYPAK INC, CALIFORNIA | CPFT - Horiz Cpr Fin Boiler | HWHT - Hot Water Heat | 2/28/2008
OMAHA HOUSING AUTHORITY | 2612-2626 DEWEY ST | OMAHA | NE | 68105-4132 | Douglas | NE35200 | Inactive |  | 5123 | 1954 | KEWANEE | FTFB - Firetube-Firebox Boiler | STHT - Steam-Heat | 3/31/2007
Zander Land LLC | 2614 Martha St | Omaha | NE | 68105-3261 | Douglas | NE05891 | Scrapped/Junked | n/a | 211A-12-N | 1998 | Peerless | CI - Cast Iron | STHT - Steam-Heat | 11/30/2016
PAXTON MITCHELL COMPANY | 2614 Martha St | Omaha | NE | 68105-3261 | Douglas | NE37432 | Inactive |  | HSB10230 | 1938 | KEWANEE | FT - Firetube Boiler | STHT - Steam-Heat | 7/31/1991
PAXTON MITCHELL COMPANY | 2614 Martha St | Omaha | NE | 68105-3261 | Douglas | NE37433 | Inactive |  | HSB52267 | 1938 | KEWANEE | FT - Firetube Boiler | STHT - Steam-Heat | 7/31/2001
West Hampton Park/Bldg 28 | 2614 N 192nd Ct | Omaha | NE | 68022-2657 | Douglas | NE08118 | Scrapped/Junked | 196187 | 07196187 | 2007 | Lochinvar | CHWH - ASME/Fired Water Heater | HWDP - Hotwater Heat & Dom Supply | 6/30/2020
West Hampton Park/Bldg 28 | 2614 N 192nd Ct | Omaha | NE | 68022-2657 | Douglas | NE29018 | Active | 339841 | 339841 | 2019 | Lochinvar | CPFH - Copper Fin Water Heater | HTEX - Heat Exchanger | 6/30/2026
Valero Renewable Fuels | 2615 260th St | Albion | NE | 68620-5860 | Boone | NE10086 | Active | NB 107 | SN 521A | 2006 | Victory | WHTB - Waste Heat Boiler | PROC - Process Steam | 4/30/2026
Valero Renewable Fuels | 2615 260th St | Albion | NE | 68620-5860 | Boone | NE10087 | Active | NB 108 | SN 521B | 2006 | Victory | WHTB - Waste Heat Boiler | PROC - Process Steam | 4/30/2026
Brookestone Gardens | 2615 W 11th St | Kearney | NE | 68845-0106 | Buffalo | NE28108 | Active | 92942 | F009237 | 2018 | PVI Industries | VTWT - Vert Watertube | HWSD - Hot Water Dom/Potable | 4/30/2026
Brookestone Gardens | 2615 W 11th St | Kearney | NE | 68845-0106 | Buffalo | NE28109 | Active | 93595 | F009626 | 2018 | PVI Industries | VTWT - Vert Watertube | HWSD - Hot Water Dom/Potable | 4/30/2026
Brookestone Gardens | 2615 W 11th St | Kearney | NE | 68845-0106 | Buffalo | NE28110 | Active | 75616 | F009417 | 2018 | PVI Industries | VTWT - Vert Watertube | HWSD - Hot Water Dom/Potable | 4/30/2026
West Hampton Park/Bldg #29 | 2616 N 192nd Ct | Omaha | NE | 68022 | Sarpy | NE08101 | Active | 196186 | 07196186 | 2007 | Lochinvar | CHWH - ASME/Fired Water Heater | HWDP - Hotwater Heat & Dom Supply | 6/30/2026
Qwest Communications | 2617 S 135th Ave | Omaha | NE | 68144-2425 | Douglas | NE11469 | Scrapped/Junked | 9999 | 170-3057 | 1980 | Peerless | CI - Cast Iron | HWHT - Hot Water Heat | 10/31/2011
ST ADALBERT'S SCHOOL | 2617 S 31st St | Omaha | NE | 68105-3623 | Douglas | NE32506 | Inactive |  | 1 | 1956 | KEWANEE | FT - Firetube Boiler | STHT - Steam-Heat | 6/30/1999
GEORGEANNA COURT APTS | 2620 Dewey Ave | Omaha | NE | 68105-4125 | Douglas | NE19754 | Exempt 1999 LB-66 |  | 000000000400610 | 1989 | RHEEM MANUFACTURING CO | AHWH - ANSI/Fired Water Htr | HWSD - Hot Water Dom/Potable | 5/31/2000
Lincoln Electric System | 2620 Fairfield St | Lincoln | NE | 68521-1307 | Lancaster | NE14927 | Scrapped/Junked | 2532 | 7786 | 1979 | Precision Boilers | ELBL - Electric Boiler | HWHT - Hot Water Heat | 3/31/2025
Lincoln Electric System | 2620 Fairfield St | Lincoln | NE | 68521-1307 | Lancaster | NE14928 | Scrapped/Junked | 73485 | 3H79-Y-73485 | 1979 | AO SMITH | ELWH - Electric Water Heater | HWSD - Hot Water Dom/Potable | 3/31/2025
Lincoln Electric System | 2620 Fairfield St | Lincoln | NE | 68521-1307 | Lancaster | NE43844 | Active | 23756 | 23756 | 2023 | HSI | ELBL - Electric Boiler | HWHT - Hot Water Heat | 11/30/2026
CHI-St Francis Medical Center | 2620 W Faidley Ave | Grand Island | NE | 68803-4205 | Hall | NE03763 | Active | 27233 | P-4719 | 1977 | Kewannee | FT - Firetube Boiler | STHT - Steam-Heat | 7/31/2026
CHI-St Francis Medical Center | 2620 W Faidley Ave | Grand Island | NE | 68803-4205 | Hall | NE03764 | Active | 27230 | P4716 | 1975 | Kewannee | FT - Firetube Boiler | PROC - Process Steam | 7/31/2026
CHI-St Francis Medical Center | 2620 W Faidley Ave | Grand Island | NE | 68803-4205 | Hall | NE17602 | Active | 45566 | 11002 | 1992 | Kewannee | FT - Firetube Boiler | STHT - Steam-Heat | 7/31/2026
CHI-St Francis Medical Center | 2620 W Faidley Ave | Grand Island | NE | 68803-4205 | Hall | NE28244 | Active | 109148 | 19.PGT850.142.0476 | 2019 | Lochinvar | COBL - Coil Type Boiler | HWHT - Hot Water Heat | 7/31/2026
CHI-St Francis Medical Center | 2620 W Faidley Ave | Grand Island | NE | 68803-4205 | Hall | NE28245 | Active | 108748 | 19.PGT850.142.0438 | 2019 | Lochinvar | COBL - Coil Type Boiler | HWHT - Hot Water Heat | 7/31/2026
CHI-St Francis Medical Center | 2620 W Faidley Ave | Grand Island | NE | 68803-4205 | Hall | NE28246 | Active | 109149 | 19.PGT850.142.0477 | 2019 | Lochinvar | COBL - Coil Type Boiler | HWHT - Hot Water Heat | 7/31/2026
Faith Methodist | 2622 11th Ave | Sidney | NE | 69162-2479 | Cheyenne | NE10402 | Active | 12366 | 02-F0282 | 2002 | ALES | FTVT - Firetube Vertical TB | HWHT - Hot Water Heat | 10/31/2026
Faith Methodist | 2622 11th Ave | Sidney | NE | 69162-2479 | Cheyenne | NE10403 | Active | 12368 | 02-F0284 | 2002 | ALES | FTVT - Firetube Vertical TB | HWHT - Hot Water Heat | 10/31/2026
Faith Methodist | 2622 11th Ave | Sidney | NE | 69162-2479 | Cheyenne | NE14573 | Scrapped/Junked |  | 1166 | 1959 | NATIONAL CRANE |  | HWHT - Hot Water Heat | 3/31/2003
Faith Methodist | 2622 11th Ave | Sidney | NE | 69162-2479 | Cheyenne | NE23539 | Exempt 1999 LB-66 |  | 9411 | 1989 | AO SMITH | AHWH - ANSI/Fired Water Htr | HWSD - Hot Water Dom/Potable | 3/31/2000
FNBO - 702110K | 2623 13th St | Columbus | NE | 68601-4915 | Platte | NE03483 | Inactive | 32662 | 1 | 1977 | LATT | ELBL - Electric Boiler | HWFS - HW Heat - Floor & Sidewalk | 9/30/2018
Highland Elementary | 2625 Jefferson St | Omaha | NE | 68107-4135 | Douglas | NE04611 | Scrapped/Junked | 9362 |  | 1980 | AO SMITH | AHWH - ANSI/Fired Water Htr | HWSD - Hot Water Dom/Potable | 6/30/2000
Highland Elementary | 2625 Jefferson St | Omaha | NE | 68107-4135 | Douglas | NE30981 | Scrapped/Junked | 33913 | n/a | 1980 | Kewanee | FTFB - Firetube-Firebox Boiler | HWHT - Hot Water Heat | 12/31/2021
Highland Elementary | 2625 Jefferson St | Omaha | NE | 68107-4135 | Douglas | NE30982 | Scrapped/Junked | 34150 | n/a | 1980 | Kewanee | FTFB - Firetube-Firebox Boiler | HWHT - Hot Water Heat | 12/31/2021
Highland Elementary | 2625 Jefferson St | Omaha | NE | 68107-4135 | Douglas | NE30983 | Scrapped/Junked | 34071 | n/a | 1980 | Kewanee | FTFB - Firetube-Firebox Boiler | HWHT - Hot Water Heat | 12/31/2021
Highland Elementary | 2625 Jefferson St | Omaha | NE | 68107-4135 | Douglas | NE41218 | Active | 368086 | 21368056 | 2021 | Lochinvar | WT - Water Tube Boiler | HWHT - Hot Water Heat | 12/31/2026
Highland Elementary | 2625 Jefferson St | Omaha | NE | 68107-4135 | Douglas | NE41219 | Active | 368062 | 21368062 | 2021 | Lochinvar | WT - Water Tube Boiler | HWHT - Hot Water Heat | 12/31/2026
FNBO - 702110H | 2625 S 175th St | Omaha | NE | 68197-0017 | Douglas | NE12145 | Scrapped/Junked | 10904 | 00E-8658 | 2000 | ALES | FTVT - Firetube Vertical TB | GLYC - Glycol Bldg Heat Sys | 2/28/2021
FNBO - 702110H | 2625 S 175th St | Omaha | NE | 68197-0017 | Douglas | NE41013 | Active | 519 | 120262 | 2020 | IA Manufacturing, LLC | FTVT - Firetube Vertical TB | GLYC - Glycol Bldg Heat Sys | 4/30/2026
Lincoln Manor Apts | 2626 N 49th St | Lincoln | NE | 68504-2811 | Lancaster | NE04281 | Active | N/A | N859 | 1965 | Kewanee | FTFB - Firetube-Firebox Boiler | HWHT - Hot Water Heat | 10/31/2025
Lincoln Manor Apts | 2626 N 49th St | Lincoln | NE | 68504-2811 | Lancaster | NE04282 | Active | N/A | N853 | 1965 | Kewanee | FTFB - Firetube-Firebox Boiler | HWHT - Hot Water Heat | 10/31/2025
Lincoln Manor Apts | 2626 N 49th St | Lincoln | NE | 68504-2811 | Lancaster | NE04754 | Scrapped/Junked | 6345 | LG89-0006345 | 1987 | AOSM | CHWH - ASME/Fired Water Heater | HWSD - Hot Water Dom/Potable | 10/31/2011
Lincoln Manor Apts | 2626 N 49th St | Lincoln | NE | 68504-2811 | Lancaster | NE04755 | Inactive |  |  | 1988 | AO SMITH | AHWH - ANSI/Fired Water Htr | HWSD - Hot Water Dom/Potable | 6/30/1998
Lincoln Manor Apts | 2626 N 49th St | Lincoln | NE | 68504-2811 | Lancaster | NE20926 | Active | 149820 | 149820 | 2010 | A O Smith | CHWH - ASME/Fired Water Heater | HWSD - Hot Water Dom/Potable | 10/31/2026
Lincoln Manor Apts | 2626 N 49th St | Lincoln | NE | 68504-2811 | Lancaster | NE22868 | Active | 161931 | 161931 | 2011 | A O Smith | CHWH - ASME/Fired Water Heater | HWSD - Hot Water Dom/Potable | 10/31/2026
Lincoln Manor Apts | 2626 N 49th St | Lincoln | NE | 68504-2811 | Lancaster | NE23830 | Scrapped/Junked | 43104 | LB980715801 | 1998 | AOSM | CHWH - ASME/Fired Water Heater | HWSD - Hot Water Dom/Potable | 10/31/2012
Any Garment Cleaners | 2629 S 120th St | Omaha | NE | 68144-2860 | Douglas | NE07346 | Active | 57737 | 57737 | 2006 | Parker Ind | WT - Water Tube Boiler | PROC - Process Steam | 4/30/2026
Any Garment Cleaners | 2629 S 120th St | Omaha | NE | 68144-2860 | Douglas | NE40457 | Scrapped/Junked |  | MD90-0167404880 | 1990 | AO SMITH | CHWH - ASME/Fired Water Heater | HWSD - Hot Water Dom/Potable | 10/31/2006
Any Garment Cleaners | 2629 S 120th St | Omaha | NE | 68144-2860 | Douglas | NE40458 | Scrapped/Junked | 32301 | LL95-0479296930 | 1995 | AO SMITH | CHWH - ASME/Fired Water Heater | HWSD - Hot Water Dom/Potable | 2/28/2005
West Hampton Park/Bldg 27 | 2630 N 192nd Ct | Omaha | NE | 68022 | Sarpy | NE07650 | Active | 193989 | 07193989 | 2007 | Lochinvar | CHWH - ASME/Fired Water Heater | HWSD - Hot Water Dom/Potable | 6/30/2026
GREAT PLAINS PROC CORP | 2630 N St | Omaha | NE | 68107-2741 | Douglas | NE04665 | Inactive |  | G407 | 1965 | AMERICAN STANDARD |  | STHT - Steam-Heat | 9/30/1991
Northeast High School | 2635 N 63rd St | Lincoln | NE | 68507-2422 | Lancaster | NE13138 | Active | 16946 | 08F-4853 | 2008 | Les Inc/Aldrich Co | FTVT - Firetube Vertical TB | GLYC - Glycol Bldg Heat Sys | 11/30/2026
Northeast High School | 2635 N 63rd St | Lincoln | NE | 68507-2422 | Lancaster | NE13139 | Active | 16945 | 08F-4852 | 2008 | Les Inc/Aldrich Co | FTVT - Firetube Vertical TB | GLYC - Glycol Bldg Heat Sys | 11/30/2026
Northeast High School | 2635 N 63rd St | Lincoln | NE | 68507-2422 | Lancaster | NE13140 | Active | 16947 | 08F-4854 | 2008 | Les Inc/Aldrich Co | FTVT - Firetube Vertical TB | GLYC - Glycol Bldg Heat Sys | 11/30/2026
Northeast High School | 2635 N 63rd St | Lincoln | NE | 68507-2422 | Lancaster | NE13141 | Active | 16948 | 08F-4855 | 2008 | Les Inc/Aldrich Co | FTVT - Firetube Vertical TB | GLYC - Glycol Bldg Heat Sys | 11/30/2026
Northeast High School | 2635 N 63rd St | Lincoln | NE | 68507-2422 | Lancaster | NE13142 | Active | 16915 | 08F-4822 | 2008 | Les Inc/Aldrich Co | FTVT - Firetube Vertical TB | HWHT - Hot Water Heat | 11/30/2026
Northeast High School | 2635 N 63rd St | Lincoln | NE | 68507-2422 | Lancaster | NE30070 | Inactive |  | 6615 | 1941 | OIL CITY | FT - Firetube Boiler | STHT - Steam-Heat | 2/28/2007
Northeast High School | 2635 N 63rd St | Lincoln | NE | 68507-2422 | Lancaster | NE30071 | Scrapped/Junked |  | 6615 | 1941 | OIL CITY | FT - Firetube Boiler | STHT - Steam-Heat | 2/28/2009
Northeast High School | 2635 N 63rd St | Lincoln | NE | 68507-2422 | Lancaster | NE30072 | Scrapped/Junked |  | 6615 | 1941 | OIL CITY | FT - Firetube Boiler | STHT - Steam-Heat | 2/28/2009
Super 8 Motel | 2635 W O St | Lincoln | NE | 68528-1160 | Lancaster | NE02584 | Scrapped/Junked | 107598 | URNG0206G01808 | 2006 | Ruud-Rheem | CHWH - ASME/Fired Water Heater | HWSD - Hot Water Dom/Potable | 11/30/2021
Super 8 Motel | 2635 W O St | Lincoln | NE | 68528-1160 | Lancaster | NE10112 | Scrapped/Junked | 115050 | 115050 | 2007 | RHEEM | CHWH - ASME/Fired Water Heater | HWSD - Hot Water Dom/Potable | 11/30/2021
Super 8 Motel | 2635 W O St | Lincoln | NE | 68528-1160 | Lancaster | NE40196 | Scrapped/Junked | 32870 | LA960490438960 | 1996 | A. O. Smith | CHWH - ASME/Fired Water Heater | HWSD - Hot Water Dom/Potable | 11/30/2006
Super 8 Motel | 2635 W O St | Lincoln | NE | 68528-1160 | Lancaster | NE40197 | Scrapped/Junked | 40428 | LG970667003970 | 1997 | A. O. Smith | CHWH - ASME/Fired Water Heater | HWSD - Hot Water Dom/Potable | 11/30/2008
Super 8 Motel | 2635 W O St | Lincoln | NE | 68528-1160 | Lancaster | NE40198 | Exempt 1999 LB-66 |  | MM9606053931227 | 1996 | AO SMITH | AHWH - ANSI/Fired Water Htr | HWSD - Hot Water Dom/Potable | 11/30/1999
Old Chicago Restaurant | 2643 S 144th St | Omaha | NE | 68144-3258 | Douglas | NE06707 | Scrapped/Junked | 96563 | 96563/E05M004208 | 2005 | A O Smith | CHWH - ASME/Fired Water Heater | HWSD - Hot Water Dom/Potable | 1/31/2025
Old Chicago Restaurant | 2643 S 144th St | Omaha | NE | 68144-3258 | Douglas | NE25525 | Scrapped/Junked | 51933 |  | 1999 | AO SMITH | CHWH - ASME/Fired Water Heater | HWSD - Hot Water Dom/Potable | 1/18/2001
West Hampton Park/Bldg 26 | 2644 N 192nd Ct | Omaha | NE | 68022 | Sarpy | NE07649 | Active | 185340 | C060H00185340 | 2006 | Lochinvar | CHWH - ASME/Fired Water Heater | HWSD - Hot Water Dom/Potable | 6/30/2026
Quality Inn | 265 33rd Ave | Columbus | NE | 68601-6403 | PLATTE | NE01599 | Inactive | 53377 | LA300009066069 | 2000 | AOSM | CHWH - ASME/Fired Water Heater | HWSD - Hot Water Dom/Potable | 6/30/2008
Quality Inn | 265 33rd Ave | Columbus | NE | 68601-6403 | PLATTE | NE08534 | Inactive | 84117 | CQ0601URNG1199G04318 | 1999 | RHEE | CHWH - ASME/Fired Water Heater | HWSD - Hot Water Dom/Potable | 6/30/2008
Quality Inn | 265 33rd Ave | Columbus | NE | 68601-6403 | PLATTE | NE13355 | Scrapped/Junked | 284466 | 0806284466 | 2008 | Raypak | CPPH - Ansi Cpr Fin Pool Heater | IPHT - Indoor Pool Heater | 4/30/2012
Quality Inn | 265 33rd Ave | Columbus | NE | 68601-6403 | PLATTE | NE13356 | Scrapped/Junked | 0899 | E01250025 | 2008 | PENT | CPPH - Ansi Cpr Fin Pool Heater | IPHT - Indoor Pool Heater | 4/30/2010
Quality Inn | 265 33rd Ave | Columbus | NE | 68601-6403 | PLATTE | NE17561 | Scrapped/Junked | 292237 | 0901292237 | 2009 | Raypak | CPFT - Horiz Cpr Fin Boiler | IPHT - Indoor Pool Heater | 7/31/2016
Quality Inn | 265 33rd Ave | Columbus | NE | 68601-6403 | PLATTE | NE18715 | Scrapped/Junked |  | BT365820 | 1981 | AO SMITH | AHWH - ANSI/Fired Water Htr | HWSD - Hot Water Dom/Potable | 4/30/2002
Quality Inn | 265 33rd Ave | Columbus | NE | 68601-6403 | PLATTE | NE18716 | Scrapped/Junked |  | RN0686404141 | 1986 | RHEEM MANUFACTURING CO | AHWH - ANSI/Fired Water Htr | HWSD - Hot Water Dom/Potable | 4/30/2002
Quality Inn | 265 33rd Ave | Columbus | NE | 68601-6403 | PLATTE | NE18717 | Scrapped/Junked |  | RN1282400622 | 1986 | RHEEM MANUFACTURING CO | AHWH - ANSI/Fired Water Htr | HWSD - Hot Water Dom/Potable | 7/31/2000
Quality Inn | 265 33rd Ave | Columbus | NE | 68601-6403 | PLATTE | NE18719 | Scrapped/Junked |  | 770-H7972589 | 1979 | A. O. Smith | CHWH - ASME/Fired Water Heater | HWSD - Hot Water Dom/Potable | 6/30/2007
Quality Inn | 265 33rd Ave | Columbus | NE | 68601-6403 | PLATTE | NE22251 | Out of Service | 335531 | 1202335531 | 2012 | Raypak | CPPH - Ansi Cpr Fin Pool Heater | IPHT - Indoor Pool Heater | 7/31/2025
Quality Inn | 265 33rd Ave | Columbus | NE | 68601-6403 | PLATTE | NE26230 | Active | 406912 | 1508406912 | 2015 | Raypak | CPPH - Ansi Cpr Fin Pool Heater | IPHT - Indoor Pool Heater | 7/31/2026
CPI-Hastings | 265 N Showboat Blvd | Hastings | NE | 68901-7002 | Adams | NE27840 | Active | 432946 | 1825 110782909 | 2018 | Lochinvar | FTSS - Firetube Stainless Steel | HWHT - Hot Water Heat | 3/31/2026
Kountze Mem Lutheran Church-BMIC#442062 | 2650 Farnam St | Omaha | NE | 68131-3616 | Douglas | NE00562 | Active | 10868 | 1 | 2000 | Aldrich | FTFB - Firetube-Firebox Boiler | STHT - Steam-Heat | 9/30/2026
Kountze Mem Lutheran Church-BMIC#442062 | 2650 Farnam St | Omaha | NE | 68131-3616 | Douglas | NE00567 | Active | 10809 | 2 | 2000 | Aldrich | FTFB - Firetube-Firebox Boiler | STHT - Steam-Heat | 9/30/2026
Kountze Mem Lutheran Church-BMIC#442062 | 2650 Farnam St | Omaha | NE | 68131-3616 | Douglas | NE02274 | Scrapped/Junked |  | 3162 | 1945 | Kewannee |  |  | 8/31/2000
Kountze Mem Lutheran Church-BMIC#442062 | 2650 Farnam St | Omaha | NE | 68131-3616 | Douglas | NE02275 | Inactive |  | 3163 | 1945 | Kewannee |  |  | 8/31/1992
Jisa Cheese Plant | 2653 Q Rd | Brainard | NE | 68626-3048 | Butler | NE05941 | Scrapped/Junked | 64840 | 93287/G14464-M4 | 1987 | CLEA | WT - Water Tube Boiler | PROC - Process Steam | 4/30/2009
Jisa Cheese Plant | 2653 Q Rd | Brainard | NE | 68626-3048 | Butler | NE13639 | Active | 396 | 48452 | 1997 | PM LATTNER MFR COMPANY | FTSM - FTS Marine Dry Back | PROC - Process Steam | 6/30/2026
ESU 7 | 2657 44th Ave | Columbus | NE | 68601-8537 | Platte | NE41494 | Scrapped/Junked | 10829 | OOE-8570 | 2000 | Aldrich | FTVT - Firetube Vertical TB | HWHT - Hot Water Heat | 2/28/2025
ESU 7 | 2657 44th Ave | Columbus | NE | 68601-8537 | Platte | NE41495 | Active | 30231 | L10H300 30231 | 2010 | Lochinvar | FTVT - Firetube Vertical TB | HWHT - Hot Water Heat | 2/28/2026
ESU 7 | 2657 44th Ave | Columbus | NE | 68601-8537 | Platte | NE41496 | Active | 30222 | L10H300 30222 | 2010 | Lochinvar | FTVT - Firetube Vertical TB | HWHT - Hot Water Heat | 2/28/2026
ESU 7 | 2657 44th Ave | Columbus | NE | 68601-8537 | Platte | NE41497 | Active | 30230 | L10H300 30230 | 2010 | Lochinvar | FTVT - Firetube Vertical TB | HWHT - Hot Water Heat | 2/28/2026
Sprinkk Candy | 2660 State Highway 39 | Albion | NE | 68620-5834 | Boone | NE42476 | Active | 126428 | SNF2D1644OA | 2023 | Fulton | VTNT - Vertical Tubeless | 0021 - Steam Supp Cooker/Kettle | 12/31/2025
KENTON SUTTON | 2664 E Seward Rd | Seward | NE | 68434-8032 | SEWARD | NE01206 | Inactive |  | ENGINE# 8247 | 1915 | MINN-MOLINE | FT - Firetube Boiler | 0024 - Antique Steam Tractor | 6/30/2006
KETV Televison Station | 2665 Douglas St | Omaha | NE | 68131-2626 | Douglas | NE25617 | Scrapped/Junked | 9289 | 97-E6498 | 1997 | Aldrich | FTFB - Firetube-Firebox Boiler | HWHT - Hot Water Heat | 6/30/2016
De Freese Manor | 2669 Dodge St | Omaha | NE | 68131-2640 | Douglas | NE24856 | Active | 287955 | D1.13.46.00597 | 2013 | CAMUS | COND - Condenser | HWSD - Hot Water Dom/Potable | 12/31/2026
De Freese Manor | 2669 Dodge St | Omaha | NE | 68131-2640 | Douglas | NE24857 | Active | 287954 | D1.13.46.00596 | 2013 | CAMUS | COND - Condenser | HWSD - Hot Water Dom/Potable | 12/31/2026
De Freese Manor | 2669 Dodge St | Omaha | NE | 68131-2640 | Douglas | NE24858 | Active | 231409 | D1.12.29.00900 | 2012 | CAMUS | COND - Condenser | HWHT - Hot Water Heat | 12/31/2026
De Freese Manor | 2669 Dodge St | Omaha | NE | 68131-2640 | Douglas | NE24859 | Active | 231410 | D1.12.29.00901 | 2012 | CAMUS | COND - Condenser | HWHT - Hot Water Heat | 12/31/2026
De Freese Manor | 2669 Dodge St | Omaha | NE | 68131-2640 | Douglas | NE37756 | Scrapped/Junked | n/a | 81-5354 | 1981 | Aldrich | FTVT - Firetube Vertical TB | HWHT - Hot Water Heat | 12/31/2014
De Freese Manor | 2669 Dodge St | Omaha | NE | 68131-2640 | Douglas | NE37757 | Scrapped/Junked | n/a | 81-5356 | 1981 | Aldrich | FTVT - Firetube Vertical TB | HWHT - Hot Water Heat | 12/31/2014
De Freese Manor | 2669 Dodge St | Omaha | NE | 68131-2640 | Douglas | NE37758 | Scrapped/Junked | n/a | 815355 | 1981 | Aldrich | FTVT - Firetube Vertical TB | HWHT - Hot Water Heat | 12/31/2014
De Freese Manor | 2669 Dodge St | Omaha | NE | 68131-2640 | Douglas | NE37759 | Scrapped/Junked | n/a | 815353 | 1981 | Aldrich | FTVT - Firetube Vertical TB | HWHT - Hot Water Heat | 12/31/2014
De Freese Manor | 2669 Dodge St | Omaha | NE | 68131-2640 | Douglas | NE37760 | Scrapped/Junked | n/a | 81-5351 | 1981 | Aldrich | FTVT - Firetube Vertical TB | HWHT - Hot Water Heat | 12/31/2014
De Freese Manor | 2669 Dodge St | Omaha | NE | 68131-2640 | Douglas | NE37761 | Scrapped/Junked | n/a | 81-5352 | 1981 | Aldrich | FTVT - Firetube Vertical TB | HWHT - Hot Water Heat | 12/31/2014
De Freese Manor | 2669 Dodge St | Omaha | NE | 68131-2640 | Douglas | NE37762 | Scrapped/Junked | n/a | 81-6031 | 1981 | Aldrich | FTVT - Firetube Vertical TB | HWHT - Hot Water Heat | 12/31/2014
Platte Valley Equipment LLC/Vacin's | 26803 467th St/Hwy 81 | Humphrey | NE | 68642 | Platte | NE06908 | Active | 1219 | 05L238 | 2005 | AXEM | FT - Firetube Boiler | GLYC - Glycol Bldg Heat Sys | 3/31/2025
Lincoln County Feedyard | 26829 N Cattle Growers Rd | Stapleton | NE | 69163-9616 | Lincoln | NE26216 | Active | 12461 | 104984 | 2015 | Sellers Engineering | FT - Firetube Boiler | PROC - Process Steam | 7/31/2026
Vitalix Inc | 2692 CR 57 | Alliance | NE | 69301-6051 | Box Butte | NE21021 | Inactive | 4228 | 6442-6656 | 1969 | Superior Boiler Works | FTSM - FTS Marine Dry Back | PROC - Process Steam | 3/31/2019
VITALIX INC | 2692 CR 57 | ALLIANCE | NE | 69301-6051 | BOX BUTTE | NE04714 | Inactive | 2676 |  | 1968 | SUPERIOR BOILERWORKS | FTSM - FTS Marine Dry Back | PROC - Process Steam | 1/31/2004
Simplot Grower Solutions | 2694 NE-39 | Albion | NE | 68620 | Boone | NE43689 | Active | 470903 | 24.PG80.95.01491 | 2024 | Lochinvar | FTSS - Firetube Stainless Steel | GLFH - Glycol Floor Heat System | 9/30/2026
Bluffs Junior High | 27 E 23rd St | Scottsbluff | NE | 69361-2063 | Scotts Bluff | NE23517 | Scrapped/Junked | 9819 | 98E-7244 | 1998 | ALES | FTVT - Firetube Vertical TB | HWSD - Hot Water Dom/Potable | 3/31/2024
Bluffs Junior High | 27 E 23rd St | Scottsbluff | NE | 69361-2063 | Scotts Bluff | NE23518 | Inactive | 9816 | 98E-7239 | 1998 | ALES | FTVT - Firetube Vertical TB | HWSD - Hot Water Dom/Potable | 3/31/2018
Bluffs Junior High | 27 E 23rd St | Scottsbluff | NE | 69361-2063 | Scotts Bluff | NE23519 | Scrapped/Junked | 9820 | 98E-7245 | 1998 | ALES | FTVT - Firetube Vertical TB | HWHT - Hot Water Heat | 6/30/2009
Bluffs Junior High | 27 E 23rd St | Scottsbluff | NE | 69361-2063 | Scotts Bluff | NE23520 | Scrapped/Junked | 9814 | 98E-7239 | 1998 | ALES | FTVT - Firetube Vertical TB | HWHT - Hot Water Heat | 6/30/2009
Bluffs Junior High | 27 E 23rd St | Scottsbluff | NE | 69361-2063 | Scotts Bluff | NE31322 | Scrapped/Junked | n/a | 1BJ1 | 1957 | AMST | CI - Cast Iron | STHT - Steam-Heat | 6/30/2010
Bluffs Junior High | 27 E 23rd St | Scottsbluff | NE | 69361-2063 | Scotts Bluff | NE31342 | Scrapped/Junked | n/a | 26988 | 1957 | GROE | COOK - Fired Cooker | COOK - Cooker/Kettle | 6/30/2010
Bluffs Junior High | 27 E 23rd St | Scottsbluff | NE | 69361-2063 | Scotts Bluff | NE33783 | Scrapped/Junked | n/a | 54206 | 1975 | AOSM | AHWH - ANSI/Fired Water Htr | HWSD - Hot Water Dom/Potable | 3/31/2013
Bluffs Junior High | 27 E 23rd St | Scottsbluff | NE | 69361-2063 | Scotts Bluff | NE33784 | Scrapped/Junked | n/a | 54208 | 1975 | AOSM | AHWH - ANSI/Fired Water Htr | HWSD - Hot Water Dom/Potable | 3/31/2013
Bluffs Junior High | 27 E 23rd St | Scottsbluff | NE | 69361-2063 | Scotts Bluff | NE34044 | Scrapped/Junked | n/a | 54207 | 1975 | AOSM | AHWH - ANSI/Fired Water Htr | HWSD - Hot Water Dom/Potable | 3/31/2016
Bluffs Junior High | 27 E 23rd St | Scottsbluff | NE | 69361-2063 | Scotts Bluff | NE34433 | Out of Service | n/a | n/a | 1973 | Weil-Mcclain | CI - Cast Iron | STHT - Steam-Heat | 3/31/2020
Bluffs Junior High | 27 E 23rd St | Scottsbluff | NE | 69361-2063 | Scotts Bluff | NE43326 | Active | 797 | 120426 | 2024 | Les Inc/Aldrich Co | FTVT - Firetube Vertical TB | HWHT - Hot Water Heat | 3/31/2025
Lied Activity Center | 2700 Arboretum Dr | Bellevue | NE | 68005-3592 | Sarpy | NE07352 | Scrapped/Junked | 2348 | 01W209/1201209 | 2001 | PENT | CPFT - Horiz Cpr Fin Boiler | IPHT - Indoor Pool Heater | 7/31/2009
Lied Activity Center | 2700 Arboretum Dr | Bellevue | NE | 68005-3592 | Sarpy | NE07353 | Scrapped/Junked | 74958 | KO2410588 | 2002 | state | CHWH - ASME/Fired Water Heater | HWSD - Hot Water Dom/Potable | 7/31/2021
Lied Activity Center | 2700 Arboretum Dr | Bellevue | NE | 68005-3592 | Sarpy | NE07354 | Scrapped/Junked | 74249 | KO2410589 | 2002 | state | CHWH - ASME/Fired Water Heater | HWSD - Hot Water Dom/Potable | 7/31/2021
Lied Activity Center | 2700 Arboretum Dr | Bellevue | NE | 68005-3592 | Sarpy | NE14690 | Out of Service | 53197 | LO7H10053197 | 2007 | LOCHINVAR | SSCH - SS Coil Water Heater | IPHT - Indoor Pool Heater | 7/31/2020
Lied Activity Center | 2700 Arboretum Dr | Bellevue | NE | 68005-3592 | Sarpy | NE26241 | Active | 288428 | 16288428 | 2016 | LOCHINVAR | CPFT - Horiz Cpr Fin Boiler | HWHT - Hot Water Heat | 7/31/2026
Lied Activity Center | 2700 Arboretum Dr | Bellevue | NE | 68005-3592 | Sarpy | NE28677 | Active | 115129 | 19.PGT550.112.0941 | 2019 | Lochinvar | FTVT - Firetube Vertical TB | IPHT - Indoor Pool Heater | 7/31/2026
Plains Equipment Group | 2700 East Walker Road | North Platte | NE | 69101 | Lincoln | NE21058 | Scrapped/Junked | 82599 | 82599 | 2011 | Columbia | FTHT - Firetube Horizontal | HWHF - Hot Water Heat-Floor | 11/30/2015
Apartment Building - Maranville | 2700 F St | Lincoln | NE | 68510-3139 | Lancaster | NE10384 | Scrapped/Junked | n/a | 402272 | 2002 | Peerless | CI - Cast Iron | STHT - Steam-Heat | 11/30/2024
Apartment Building - Maranville | 2700 F St | Lincoln | NE | 68510-3139 | Lancaster | NE16343 | Scrapped/Junked |  | 211-3490 | 1979 | PEERLESS HEATER COMPANY |  | STHT - Steam-Heat | 4/30/2003
Apartment Building - Maranville | 2700 F St | Lincoln | NE | 68510-3139 | Lancaster | NE43128 | Active | N/A | 809202-202206 | 2022 | Peerless | CI - Cast Iron | HWHT - Hot Water Heat | 12/31/2025
CL Construction LLC | 2700 Fletcher Ave | Lincoln | NE | 68504-1113 | Lancaster | NE40813 | Active | 187 | 64102119 | 1999 | Thermo Pak | COBL - Coil Type Boiler | HWHT - Hot Water Heat | 10/31/2026
CL Construction LLC | 2700 Fletcher Ave | Lincoln | NE | 68504-1113 | Lancaster | NE40814 | Active | 188 | 64102120 | 1999 | Thermo Pak | COBL - Coil Type Boiler | HWHT - Hot Water Heat | 10/31/2026
Nye Pointe | 2700 Laverna St | Fremont | NE | 68025-2410 | Dodge | NE05625 | Exempt 1999 LB-66 |  | F9211000 | 1992 | STATE INDUSTRIES | AHWH - ANSI/Fired Water Htr | HWSD - Hot Water Dom/Potable | 12/31/1999
Nye Pointe | 2700 Laverna St | Fremont | NE | 68025-2410 | Dodge | NE05656 | Exempt 1999 LB-66 |  | C95685412 | 1995 | STATE INDUSTRIES | AHWH - ANSI/Fired Water Htr | HWSD - Hot Water Dom/Potable | 12/31/1999
Nye Pointe | 2700 Laverna St | Fremont | NE | 68025-2410 | Dodge | NE13277 | Scrapped/Junked | N/A | 210-13277 | 1973 | Peerless | CI - Cast Iron | HWHT - Hot Water Heat | 12/31/2017
Nye Pointe | 2700 Laverna St | Fremont | NE | 68025-2410 | Dodge | NE27436 | Active | 270377 | 109748 | 2017 | Trinity | FTVT - Firetube Vertical TB | HWHT - Hot Water Heat | 12/31/2026
Nye Pointe | 2700 Laverna St | Fremont | NE | 68025-2410 | Dodge | NE27437 | Active | 268855 | 109721 | 2017 | Trinity | FTVT - Firetube Vertical TB | HWHT - Hot Water Heat | 12/31/2026
7244 Ruby Tuesday | 2700 N Hill Rd | Lincoln | NE | 68504-1165 | Lancaster | NE09794 | Scrapped/Junked | 64511 | LK011223592110/64511 | 2001 | A. O. Smith | CHWH - ASME/Fired Water Heater | HWSD - Hot Water Dom/Potable | 12/31/2013
Masonic Lodge #210 | 2700 S St | Lincoln | NE | 68503-3133 | Lancaster | NE02517 | Active | N/A | N/A | 1950 | Kewanee | FTFB - Firetube-Firebox Boiler | STHT - Steam-Heat | 3/31/2023
Lied Conference Center | 2700 Sylvan Rd | Nebraska City | NE | 68410-3381 | Otoe | NE30464 | Active | 6074 | FB780-01 | 1992 | INDUSTRIAL | FTFB - Firetube-Firebox Boiler | STHT - Steam-Heat | 9/30/2026
Lied Conference Center | 2700 Sylvan Rd | Nebraska City | NE | 68410-3381 | Otoe | NE30465 | Scrapped/Junked | 6079 | FB1560-01 | 1992 | INDUSTRIAL | FTFB - Firetube-Firebox Boiler | STHT - Steam-Heat | 9/30/2022
Lied Conference Center | 2700 Sylvan Rd | Nebraska City | NE | 68410-3381 | Otoe | NE41818 | Active | 19885 | 19885 | 2022 | Superior Boiler Works | FTHT - Firetube Horizontal | STHT - Steam-Heat | 9/30/2026
Newell Elementary School | 2700 W 13th St | Grand Island | NE | 68803-2515 | Hall | NE06678 | Active | 42253 | G-05-0296 | 2005 | Aerco International | HCFT - Helical FT-Boiler | HWHT - Hot Water Heat | 1/31/2027
Newell Elementary School | 2700 W 13th St | Grand Island | NE | 68803-2515 | Hall | NE10328 | Active | 37245 | G-02-542 | 2002 | Aerco International | FTVT - Firetube Vertical TB | HWHT - Hot Water Heat | 1/31/2027
Newell Elementary School | 2700 W 13th St | Grand Island | NE | 68803-2515 | Hall | NE23792 | Active | 43741 | G051419 | 2005 | Aerco International | FTVT - Firetube Vertical TB | HWHT - Hot Water Heat | 1/31/2027
Newell Elementary School | 2700 W 13th St | Grand Island | NE | 68803-2515 | Hall | NE31508 | Scrapped/Junked | 4805 |  | 1954 | CYCLOTHERM | FT - Firetube Boiler | STHT - Steam-Heat | 7/31/2002
Newell Elementary School | 2700 W 13th St | Grand Island | NE | 68803-2515 | Hall | NE34561 | Scrapped/Junked |  | 0-2810 | 1970 | KEWANEE | FT - Firetube Boiler | HWHT - Hot Water Heat | 7/31/2003
Newell Elementary School | 2700 W 13th St | Grand Island | NE | 68803-2515 | Hall | NE34818 | Scrapped/Junked | 33261 | R-1753 | 1979 | Kewanee | FTFB - Firetube-Firebox Boiler | STHT - Steam-Heat | 1/31/2013
Gates Elementary | 2700 W Louise St | Grand Island | NE | 68803-5705 | Hall | NE10327 | Scrapped/Junked | 37251 | G-02-0557 | 2002 | Aerco International | VTWT - Vert Watertube | HWHT - Hot Water Heat | 1/31/2024
Gates Elementary | 2700 W Louise St | Grand Island | NE | 68803-5705 | Hall | NE42484 | Active | 18214 | 21-HE167431921 | 2021 | Riello | WT - Water Tube Boiler | HWHT - Hot Water Heat | 12/31/2026
Gates Elementary | 2700 W Louise St | Grand Island | NE | 68803-5705 | Hall | NE42485 | Active | 18215 | 21-HE167441921 | 2021 | Riello | WT - Water Tube Boiler | HWHT - Hot Water Heat | 12/31/2026
Faith Regional West Hospital | 2700 W Norfolk Ave | Norfolk | NE | 68701-4438 | Madison | NE03480 | Scrapped/Junked | 10873 | 10873 | 1989 | SUPR | FTSM - FTS Marine Dry Back | PROC - Process Steam | 8/31/2009
Faith Regional West Hospital | 2700 W Norfolk Ave | Norfolk | NE | 68701-4438 | Madison | NE05548 | Active | 21905 | NB21905 | 1965 | Kewanee | FTSM - FTS Marine Dry Back | PROC - Process Steam | 7/31/2026
Faith Regional West Hospital | 2700 W Norfolk Ave | Norfolk | NE | 68701-4438 | Madison | NE05549 | Active | 21902 | NB21902 | 1964 | Kewanee | FTSM - FTS Marine Dry Back | BSUP - Bldg Heat & Process | 6/30/2026
Faith Regional West Hospital | 2700 W Norfolk Ave | Norfolk | NE | 68701-4438 | Madison | NE13924 | Active | 827 | A1-827 | 2008 | UNILUX BOILER CORP | WT - Water Tube Boiler | BSUP - Bldg Heat & Process | 8/31/2026
MIDWEST ANIMAL PRODUCTS | 2700 Y ST | OMAHA | NE | 68107 | Douglas | NE03714 | Inactive | 8312 |  | 1979 | SUPERIOR BOILERWORKS | FT - Firetube Boiler | PROC - Process Steam | 8/31/1987
City of Fremont / Lon D Wright Station | 2701 E 1st St | Fremont | NE | 68025-6410 | Dodge | NE02808 | Active | 19257 | 9999 | 1956 | Babcock & Wilcox | WT - Water Tube Boiler | POWR - Power Generation | 7/31/2026
City of Fremont / Lon D Wright Station | 2701 E 1st St | Fremont | NE | 68025-6410 | Dodge | NE02942 | Active | 16559 | 96323 | 1962 | Erie City Iron Works | WT - Water Tube Boiler | POWR - Power Generation | 7/31/2026
City of Fremont / Lon D Wright Station | 2701 E 1st St | Fremont | NE | 68025-6410 | Dodge | NE04062 | Active | 23558 | 9999 | 1975 | Babcock & Wilcox | WT - Water Tube Boiler | POWR - Power Generation | 7/31/2026
The Knock Apartments | 2701 Fletcher Ave | Lincoln | NE | 68504-1140 | Lancaster | NE00774 | Scrapped/Junked | 167683 | 0002167683 | 2000 | Raypak | CPFT - Horiz Cpr Fin Boiler | OPHT - Outdoor Pool Heater | 6/30/2019
The Knock Apartments | 2701 Fletcher Ave | Lincoln | NE | 68504-1140 | Lancaster | NE00775 | Inactive | 166497 | 0001166497 | 2000 | Raypak | CPFT - Horiz Cpr Fin Boiler | SPAJ - Spa/Jacuzzi Heater | 6/30/2022
The Knock Apartments | 2701 Fletcher Ave | Lincoln | NE | 68504-1140 | Lancaster | NE10113 | Scrapped/Junked | 84160 | MB040012041 | 2004 | A O Smith | CHWH - ASME/Fired Water Heater | HWSD - Hot Water Dom/Potable | 6/30/2016
The Knock Apartments | 2701 Fletcher Ave | Lincoln | NE | 68504-1140 | Lancaster | NE12651 | Scrapped/Junked | 123542 | 08162M001344 | 2008 | A O Smith | CHWH - ASME/Fired Water Heater | HWSD - Hot Water Dom/Potable | 6/30/2020
The Knock Apartments | 2701 Fletcher Ave | Lincoln | NE | 68504-1140 | Lancaster | NE12652 | Scrapped/Junked | 121321 | M07M003650 | 2007 | A O Smith | CHWH - ASME/Fired Water Heater | HWSD - Hot Water Dom/Potable | 6/30/2017
The Knock Apartments | 2701 Fletcher Ave | Lincoln | NE | 68504-1140 | Lancaster | NE17062 | Out of Service | 129358 | 0831M001568 | 2008 | A O Smith | CHWH - ASME/Fired Water Heater | HWSD - Hot Water Dom/Potable | 6/30/2019
The Knock Apartments | 2701 Fletcher Ave | Lincoln | NE | 68504-1140 | Lancaster | NE26301 | Inactive | 199780 | 1451M000991 | 2014 | A O Smith | CHWH - ASME/Fired Water Heater | HWSD - Hot Water Dom/Potable | 6/30/2022
The Knock Apartments | 2701 Fletcher Ave | Lincoln | NE | 68504-1140 | Lancaster | NE26973 | Active | 216473 | 216473 | 2016 | A O Smith | CHWH - ASME/Fired Water Heater | HWSD - Hot Water Dom/Potable | 6/30/2025
The Knock Apartments | 2701 Fletcher Ave | Lincoln | NE | 68504-1140 | Lancaster | NE28759 | Active | 256060 | 256060 | 2019 | A O Smith | CHWH - ASME/Fired Water Heater | HWSD - Hot Water Dom/Potable | 6/30/2025
The Knock Apartments | 2701 Fletcher Ave | Lincoln | NE | 68504-1140 | Lancaster | NE28760 | Active | 258201 | 259201 | 2019 | A O Smith | CHWH - ASME/Fired Water Heater | HWSD - Hot Water Dom/Potable | 6/30/2025
The Knock Apartments | 2701 Fletcher Ave | Lincoln | NE | 68504-1140 | Lancaster | NE28761 | Active | 488382 | 1905488382 | 2019 | Raypak | CPPH - Ansi Cpr Fin Pool Heater | OPHT - Outdoor Pool Heater | 6/30/2026
The Knock Apartments | 2701 Fletcher Ave | Lincoln | NE | 68504-1140 | Lancaster | NE40956 | Scrapped/Junked | 49072 | LC990825220966 | 1999 | AO SMITH | CHWH - ASME/Fired Water Heater | HWSD - Hot Water Dom/Potable | 10/31/2008
The Knock Apartments | 2701 Fletcher Ave | Lincoln | NE | 68504-1140 | Lancaster | NE40957 | Scrapped/Junked | 49080 | LC990828598966 | 1999 | AO SMITH | CHWH - ASME/Fired Water Heater | HWSD - Hot Water Dom/Potable | 10/31/2008
The Knock Apartments | 2701 Fletcher Ave | Lincoln | NE | 68504-1140 | Lancaster | NE40958 | Scrapped/Junked | 49078 | LC990825221966 | 1999 | AOSM | CHWH - ASME/Fired Water Heater | HWSD - Hot Water Dom/Potable | 6/30/2009
The Knock Apartments | 2701 Fletcher Ave | Lincoln | NE | 68504-1140 | Lancaster | NE40959 | Inactive | 49269 | LC990828594966 | 1999 | AO SMITH | CHWH - ASME/Fired Water Heater | HWSD - Hot Water Dom/Potable | 10/31/2008
Villa Apartments | 2701 N 70th St | Lincoln | NE | 68507-2724 | Lancaster | NE40558 | Exempt 1999 LB-66 |  | MF94-0346419930 | 1994 | AO SMITH | AHWH - ANSI/Fired Water Htr | HWSD - Hot Water Dom/Potable | 7/31/2000
Villa Apartments | 2701 N 70th St | Lincoln | NE | 68507-2724 | Lancaster | NE40559 | Exempt 1999 LB-66 |  | MD990830553 | 1999 | AO SMITH | AHWH - ANSI/Fired Water Htr | HWSD - Hot Water Dom/Potable | 7/31/2000
Villa Apartments | 2701 N 70th St | Lincoln | NE | 68507-2724 | Lancaster | NE40560 | Exempt 1999 LB-66 |  | MC930263177880 | 1993 | AO SMITH | AHWH - ANSI/Fired Water Htr | HWSD - Hot Water Dom/Potable | 7/31/2000
Villa Apartments | 2701 N 70th St | Lincoln | NE | 68507-2724 | Lancaster | NE40561 | Exempt 1999 LB-66 |  | MA970618153964 | 1997 | AO SMITH | AHWH - ANSI/Fired Water Htr | HWSD - Hot Water Dom/Potable | 7/31/2000
Villa Apartments | 2701 N 70th St | Lincoln | NE | 68507-2724 | Lancaster | NE40562 | Exempt 1999 LB-66 |  | MB910190453880 | 1991 | AO SMITH | AHWH - ANSI/Fired Water Htr | HWSD - Hot Water Dom/Potable | 7/31/2000
Villa Apartments | 2701 N 70th St | Lincoln | NE | 68507-2724 | Lancaster | NE40563 | Exempt 1999 LB-66 |  | AE8603199830 | 1986 | A. O. Smith | AHWH - ANSI/Fired Water Htr | HWSD - Hot Water Dom/Potable | 7/31/2000
Immaculate Conception Bowling Alley | 2701 S 25th St | Omaha | NE | 68105-3711 | Douglas | NE23181 | Active | n/a | 211-126840797 | 1997 | Peerless | CI - Cast Iron | STHT - Steam-Heat | 4/30/2026
Faith Regional Health South | 2701 W Norfolk Ave | Norfolk | NE | 68701-4407 | Madison | NE28467 | Active | 327645 | 18327645 | 2018 | Lochinvar | FTVT - Firetube Vertical TB | HWHT - Hot Water Heat | 10/31/2026
Faith Regional Health South | 2701 W Norfolk Ave | Norfolk | NE | 68701-4407 | Madison | NE28468 | Active | 327642 | 18327642 | 2018 | Lochinvar | FTVT - Firetube Vertical TB | HWHT - Hot Water Heat | 10/31/2026
Faith Regional Health South | 2701 W Norfolk Ave | Norfolk | NE | 68701-4407 | Madison | NE28469 | Active | 328742 | 18328742 | 2018 | Lochinvar | WT - Water Tube Boiler | HWHT - Hot Water Heat | 10/31/2026
Faith Regional Health South | 2701 W Norfolk Ave | Norfolk | NE | 68701-4407 | Madison | NE28470 | Active | 326899 | 18326899 | 2018 | Lochinvar | WT - Water Tube Boiler | HWHT - Hot Water Heat | 10/31/2026
Faith Regional Health South | 2701 W Norfolk Ave | Norfolk | NE | 68701-4407 | Madison | NE28471 | Active | 325716 | 18325716 | 2018 | Lochinvar | WT - Water Tube Boiler | HWHT - Hot Water Heat | 10/31/2026
Faith Regional Health South | 2701 W Norfolk Ave | Norfolk | NE | 68701-4407 | Madison | NE28472 | Active | 246610 | 246610 | 2018 | State Industries | CHWH - ASME/Fired Water Heater | HWSD - Hot Water Dom/Potable | 10/31/2026
Faith Regional Health South | 2701 W Norfolk Ave | Norfolk | NE | 68701-4407 | Madison | NE28473 | Active | 246607 | 246607 | 2018 | State Industries | CHWH - ASME/Fired Water Heater | HWSD - Hot Water Dom/Potable | 10/31/2026
Faith Regional Health South | 2701 W Norfolk Ave | Norfolk | NE | 68701-4407 | Madison | NE28510 | Active | 22199 | 0619168 | 2019 | Steris Corp | ELBL - Electric Boiler | STER - Sterilizer | 10/31/2026
Faith Regional Health South | 2701 W Norfolk Ave | Norfolk | NE | 68701-4407 | Madison | NE28511 | Active | 21704 | 0419117 | 2019 | Steris Corp | ELBL - Electric Boiler | STER - Sterilizer | 10/31/2026
Faith Regional Health South | 2701 W Norfolk Ave | Norfolk | NE | 68701-4407 | Madison | NE28512 | Active | 21637 | 0419050 | 2019 | Steris Corp | ELBL - Electric Boiler | STER - Sterilizer | 10/31/2026
Contitech USA LLC | 2701 W Omaha Ave | Norfolk | NE | 68701-4421 | Madison | NE04568 | Active | 22679 | 1 | 1967 | Babcock & Wilcox | WT - Water Tube Boiler | PROC - Process Steam | 4/30/2026
Contitech USA LLC | 2701 W Omaha Ave | Norfolk | NE | 68701-4421 | Madison | NE04569 | Active | 16020 | L955 | 1966 | Cleaver & Brooks | WT - Water Tube Boiler | PROC - Process Steam | 4/30/2026
Contitech USA LLC | 2701 W Omaha Ave | Norfolk | NE | 68701-4421 | Madison | NE07976 | Active | 16874 | M008620 | 2006 | Precision | ELBL - Electric Boiler | PROC - Process Steam | 4/30/2026
Contitech USA LLC | 2701 W Omaha Ave | Norfolk | NE | 68701-4421 | Madison | NE07977 | Active | 16875 | M008630 | 2006 | Precision | UFPV - Unfired Pressure Vessel | HPSH - High Pressure Superheater | 4/30/2026
Contitech USA LLC | 2701 W Omaha Ave | Norfolk | NE | 68701-4421 | Madison | NE23050 | Scrapped/Junked | 48813 | 48813 | 1998 | PM Lattner MFR Company | ELBL - Electric Boiler | PROC - Process Steam | 2/28/2008
Contitech USA LLC | 2701 W Omaha Ave | Norfolk | NE | 68701-4421 | Madison | NE23683 | Scrapped/Junked | 11165 | 50163 | 1979 | Bryan | WT - Water Tube Boiler | HWCA - Hotwater to Coil Htexchgr | 4/30/2023
STATE PATROL | 2702 30th Ave | Kearney | NE | 68845-4033 | BUFFALO | NE09841 | Inactive |  | 64297109 | 2000 | BURNHAM COMM/INDUST |  | STHT - Steam-Heat | 1/31/2004
StoneBridge Church | 2702 N 61st St | Omaha | NE | 68104-4020 | Douglas | NE06710 | Active | 13992 | 05F-1899 | 2005 | ALES | FTVT - Firetube Vertical TB | HWHT - Hot Water Heat | 1/31/2026
StoneBridge Church | 2702 N 61st St | Omaha | NE | 68104-4020 | Douglas | NE06711 | Active | 13993 | 05F-1900 | 2005 | ALES | FTVT - Firetube Vertical TB | HWHT - Hot Water Heat | 1/31/2026
StoneBridge Church | 2702 N 61st St | Omaha | NE | 68104-4020 | Douglas | NE12846 | Scrapped/Junked |  | G-608 | 1966 | AMERICAN STANDARD |  | HWHT - Hot Water Heat | 9/30/2005
Kearney New High School | 2702 W 11th St | Kearney | NE | 68845-0102 | Buffalo | NE26223 | Active | 140396 | 0715140396 | 2015 | PVI Industries | COWH - Coil Type Water Heater | HWSD - Hot Water Dom/Potable | 12/31/2026
Kearney New High School | 2702 W 11th St | Kearney | NE | 68845-0102 | Buffalo | NE26224 | Active | 140397 | 0715140397 | 2015 | PVI Industries | COWH - Coil Type Water Heater | HWSD - Hot Water Dom/Potable | 12/31/2026
THE FEDERATED CHURCH | 2704 14th St | Columbus | NE | 68601-4930 | PLATTE | NE04184 | Scrapped/Junked |  | 211-2752 | 1977 | PEERLESS HEATER COMPANY |  | HWHT - Hot Water Heat | 11/30/2001
Federated Church #X002300 | 2704 15th St | Columbus | NE | 68601-4935 | Platte | NE10257 | Active | 11016 | B990902 | 1999 | Precision | ELBL - Electric Boiler | HWHT - Hot Water Heat | 9/30/2026
West Hampton Park/Bldg #17 | 2704 N 194th Ct | Omaha | NE | 68022-2613 | Douglas | NE07643 | Active | 187976 | H0500179039 | 2006 | Lochinvar | CHWH - ASME/Fired Water Heater | HWSD - Hot Water Dom/Potable | 6/30/2026
Emerson Elementary School | 2705 Avenue E | Kearney | NE | 68847-3602 | BUFFALO | NE20492 | Exempt 1999 LB-66 |  | 404034 | 1982 | RHEEM MANUFACTURING CO | AHWH - ANSI/Fired Water Htr | HWSD - Hot Water Dom/Potable | 6/30/1999
Emerson Elementary School | 2705 Avenue E | Kearney | NE | 68847-3602 | BUFFALO | NE24595 | Active | n/a | 1060090673 | 2009 | Aerco | CALU - Cast Aluminum | HWHT - Hot Water Heat | 12/31/2026
Emerson Elementary School | 2705 Avenue E | Kearney | NE | 68847-3602 | BUFFALO | NE32585 | Scrapped/Junked | n/a | D-8156 | 1951 | Kewanee | FTFB - Firetube-Firebox Boiler | STHT - Steam-Heat | 12/31/2012
Emerson Elementary School | 2705 Avenue E | Kearney | NE | 68847-3602 | BUFFALO | NE32586 | Scrapped/Junked | n/a | D-8157 | 1951 | Kewanee | FTFB - Firetube-Firebox Boiler | STHT - Steam-Heat | 12/31/2012
Rescue Mission | 2705 N 20th St East | Omaha | NE | 68110-2703 | Douglas | NE20773 | Active | 165628 | 165628 | 2012 | AO SMITH | CHWH - ASME/Fired Water Heater | HWDP - Hotwater Heat & Dom Supply | 4/30/2026
Rescue Mission | 2705 N 20th St East | Omaha | NE | 68110-2703 | Douglas | NE20774 | Active | 16246 | 16246 | 2012 | AO SMITH | CHWH - ASME/Fired Water Heater | HWDP - Hotwater Heat & Dom Supply | 4/30/2026
Rescue Mission | 2705 N 20th St East | Omaha | NE | 68110-2703 | Douglas | NE20775 | Scrapped/Junked | 165847 | 165847 | 2012 | AO SMITH | CHWH - ASME/Fired Water Heater | HWDP - Hotwater Heat & Dom Supply | 4/30/2024
Rescue Mission | 2705 N 20th St East | Omaha | NE | 68110-2703 | Douglas | NE42885 | Active | 320037 | 320037 | 2024 | AO SMITH | CHWH - ASME/Fired Water Heater | HWSD - Hot Water Dom/Potable | 4/30/2026
Valley County Health System | 2707 L St | Ord | NE | 68862-1275 | Valley | NE05873 | Scrapped/Junked |  | 0126903 | 1988 | AO SMITH | AHWH - ANSI/Fired Water Htr | HWSD - Hot Water Dom/Potable | 9/30/1999
Valley County Health System | 2707 L St | Ord | NE | 68862-1275 | Valley | NE05874 | Exempt 1999 LB-66 |  | 104860 | 1996 | STATE INDUSTRIES | AHWH - ANSI/Fired Water Htr | HWSD - Hot Water Dom/Potable | 9/30/1999
Valley County Health System | 2707 L St | Ord | NE | 68862-1275 | Valley | NE05875 | Exempt 1999 LB-66 |  | 111492 | 1987 | AO SMITH | AHWH - ANSI/Fired Water Htr | HWSD - Hot Water Dom/Potable | 9/30/1999
Valley County Health System | 2707 L St | Ord | NE | 68862-1275 | Valley | NE07781 | Scrapped/Junked | 155560 | 9812155560 | 1998 | RAYPAK INC, CALIFORNIA | CPFT - Horiz Cpr Fin Boiler | HWSD - Hot Water Dom/Potable | 9/30/2006
Valley County Health System | 2707 L St | Ord | NE | 68862-1275 | Valley | NE18638 | Active | 18637 | M144270 | 2009 | Precision | ELBL - Electric Boiler | HWHT - Hot Water Heat | 9/30/2026
Valley County Health System | 2707 L St | Ord | NE | 68862-1275 | Valley | NE18639 | Active | 69703 | 69703 | 2009 | Ajax | WT - Water Tube Boiler | HWHT - Hot Water Heat | 9/30/2026
Valley County Health System | 2707 L St | Ord | NE | 68862-1275 | Valley | NE18640 | Exempt | 121738 | RR0809E00340 | 2009 | AO SMITH | ELWH - Electric Water Heater | HWSD - Hot Water Dom/Potable | 9/30/2022
Valley County Health System | 2707 L St | Ord | NE | 68862-1275 | Valley | NE18641 | Exempt | 121740 | RR0809E00342 | 2009 | AO SMITH | ELWH - Electric Water Heater | HWSD - Hot Water Dom/Potable | 9/30/2022
Valley County Health System | 2707 L St | Ord | NE | 68862-1275 | Valley | NE18642 | Exempt | 121737 | RR0809E00339 | 2009 | AO SMITH | ELWH - Electric Water Heater | HWSD - Hot Water Dom/Potable | 9/30/2022
Valley County Health System | 2707 L St | Ord | NE | 68862-1275 | Valley | NE18643 | Exempt | 121736 | RR0809E00338 | 2009 | AO SMITH | ELWH - Electric Water Heater | HWSD - Hot Water Dom/Potable | 9/30/2022
Valley County Health System | 2707 L St | Ord | NE | 68862-1275 | Valley | NE18644 | Exempt | 121739 | RR0809E00341 | 2009 | AO SMITH | ELWH - Electric Water Heater | HWSD - Hot Water Dom/Potable | 9/30/2021
Omaha Christian High School-BMIC#522234 | 2707 N 108th St | Omaha | NE | 68164-3786 | Douglas | NE25505 | Active | 10079 | 99E-7551 | 1999 | ALES | FTFB - Firetube-Firebox Boiler | HWHT - Hot Water Heat | 10/31/2026
North Park Office 7B | 2707 N 118th St | Omaha | NE | 68180-2000 | Douglas | NE09294 | Scrapped/Junked | 196233 | 07196233 | 2007 | Lochinvar | CPFT - Horiz Cpr Fin Boiler | HWHT - Hot Water Heat | 1/31/2025
North Park Office 7B | 2707 N 118th St | Omaha | NE | 68180-2000 | Douglas | NE09295 | Active | 196234 | 07196234 | 2007 | Lochinvar | CPFT - Horiz Cpr Fin Boiler | HWHT - Hot Water Heat | 1/31/2026
North Park Office 7B | 2707 N 118th St | Omaha | NE | 68180-2000 | Douglas | NE43202 | Active | 425263 | 24425263 | 2024 | Lochinvar | CPFT - Horiz Cpr Fin Boiler | HWHT - Hot Water Heat | 1/31/2026
Red Robin South Ridge | 2707 Pine Lake Rd | Lincoln | NE | 68516-6037 | Lancaster | NE02372 | Exempt | 62795 | 752-036-U60 | 2002 | TAYLOR-WHARTON | UTNK - Unfired Vertical Tank | 0041 - CO2 Dispensing | 10/31/2006
Red Robin South Ridge | 2707 Pine Lake Rd | Lincoln | NE | 68516-6037 | Lancaster | NE02526 | Scrapped/Junked | 69281 | 4261-03D-04 | 2003 | CLVR | KETT - Fired Kettle | COOK - Cooker/Kettle | 7/31/2022
Red Robin South Ridge | 2707 Pine Lake Rd | Lincoln | NE | 68516-6037 | Lancaster | NE12090 | Scrapped/Junked | 155989 | G03H00155989 | 2003 | Loch | CPFH - Copper Fin Water Heater | HWSD - Hot Water Dom/Potable | 7/31/2011
Red Robin South Ridge | 2707 Pine Lake Rd | Lincoln | NE | 68516-6037 | Lancaster | NE19594 | Scrapped/Junked | 155169 | 155169 | 2011 | A O Smith | CHWH - ASME/Fired Water Heater | HWSD - Hot Water Dom/Potable | 7/31/2014
Red Robin South Ridge | 2707 Pine Lake Rd | Lincoln | NE | 68516-6037 | Lancaster | NE25332 | Scrapped/Junked | 195399 | 195399 | 2014 | A O Smith | CHWH - ASME/Fired Water Heater | HWSD - Hot Water Dom/Potable | 7/31/2018
City of Omaha-Miller Park Pavilion/water park | 2707 Redick Ave | Omaha | NE | 68112-3307 | Douglas | NE15716 | Scrapped/Junked | n/a | 1195V00942 | 1995 | Bryant | CI - Cast Iron | STHT - Steam-Heat | 9/30/2021
City of Omaha-Miller Park Pavilion/water park | 2707 Redick Ave | Omaha | NE | 68112-3307 | Douglas | NE21894 | Active | 94641 | K985014-M9 | 1998 | Lochinvar | CPFT - Horiz Cpr Fin Boiler | OPHT - Outdoor Pool Heater | 6/30/2026
Best Western | 2707 S Locust St | Grand Island | NE | 68801-8229 | Hall | NE17523 | Out of Service | 11989 | 09W250 | 2009 | PENTAIR | CPFT - Horiz Cpr Fin Boiler | IPHT - Indoor Pool Heater | 3/31/2022
Best Western | 2707 S Locust St | Grand Island | NE | 68801-8229 | Hall | NE17524 | Scrapped/Junked | 12011 | 09W252 | 2009 | PENTAIR | CPFT - Horiz Cpr Fin Boiler | SPAJ - Spa/Jacuzzi Heater | 3/31/2018
Best Western | 2707 S Locust St | Grand Island | NE | 68801-8229 | Hall | NE17525 | Scrapped/Junked | 141412 | 0942M00178 | 2009 | A O Smith | CHWH - ASME/Fired Water Heater | HWSD - Hot Water Dom/Potable | 3/31/2019
Best Western | 2707 S Locust St | Grand Island | NE | 68801-8229 | Hall | NE26186 | Scrapped/Junked | 394683 | 1502394683 | 2015 | Raypak | CPPH - Ansi Cpr Fin Pool Heater | IPHT - Indoor Pool Heater | 8/31/2023
Best Western | 2707 S Locust St | Grand Island | NE | 68801-8229 | Hall | NE28204 | Active | 229069 | 229069 | 2017 | AO SMITH | CHWH - ASME/Fired Water Heater | HWSD - Hot Water Dom/Potable | 2/28/2026
Best Western | 2707 S Locust St | Grand Island | NE | 68801-8229 | Hall | NE43154 | Active | 552678 | 2251552678 | 2019 | Raypak | CPPH - Ansi Cpr Fin Pool Heater | IPHT - Indoor Pool Heater | 2/28/2026
Olive Creek 1 Monolith | 27077 SW 42nd St | Hallam | NE | 68368 | Lancaster | NE28749 | Active | 54 | A1817 | 2019 | Doright Co., Ltd | WHTB - Waste Heat Boiler | PROC - Process Steam | 8/13/2025
Olive Creek 1 Monolith | 27077 SW 42nd St | Hallam | NE | 68368 | Lancaster | NE28750 | Active | 51 | A1818 | 2018 | Doright Co., Ltd | WHTB - Waste Heat Boiler | PROC - Process Steam | 2/28/2026
Olive Creek 1 Monolith | 27077 SW 42nd St | Hallam | NE | 68368 | Lancaster | NE28751 | Active | 50 | A1819 | 2018 | Doright Co., Ltd | WHTB - Waste Heat Boiler | PROC - Process Steam | 2/28/2026
Olive Creek 1 Monolith | 27077 SW 42nd St | Hallam | NE | 68368 | Lancaster | NE28752 | Active | 52 | A1820 | 2018 | Doright Co., Ltd | WHTB - Waste Heat Boiler | PROC - Process Steam | 2/28/2026
Olive Creek 1 Monolith | 27077 SW 42nd St | Hallam | NE | 68368 | Lancaster | NE28753 | Out of Service | 45361 | 041879546 | 2018 | Rbi | FTVT - Firetube Vertical TB | HWSP - Hot Water Non Potable Supply | 3/31/2021
Olive Creek 1 Monolith | 27077 SW 42nd St | Hallam | NE | 68368 | Lancaster | NE28904 | Active | 385 | 11950-1-1 | 2019 | Wattco | FPV - Fired Pressure Vessel | PHTR - Pre-Heater | 2/28/2026
Olive Creek 1 Monolith | 27077 SW 42nd St | Hallam | NE | 68368 | Lancaster | NE43189 | Active | 660 | 16325-1-1 | 2023 | Wattco | FPV - Fired Pressure Vessel | PHTR - Pre-Heater | 2/28/2026
Immaculate Conception Church | 2708 S 24th St | Omaha | NE | 68108-1342 | Douglas | NE14736 | Scrapped/Junked |  | G103 | 1960 | AMERICAN STANDARD |  | STHT - Steam-Heat | 5/31/1999
Immaculate Conception Church | 2708 S 24th St | Omaha | NE | 68108-1342 | Douglas | NE40129 | Active | n/a | 211-13768-1098 | 1998 | Peerless | CI - Cast Iron | STHT - Steam-Heat | 4/30/2026
Apartment Building | 2709 Dewey Ave | Omaha | NE | 68105-1535 | Douglas | NE04414 | Out of Service |  | 6191 | 1981 | PEER | CI - Cast Iron | STHT - Steam-Heat | 10/31/2006
First United Methodist Church-BMIC#534168 | 2710 14th St | Columbus | NE | 68601-4930 | Platte | NE22818 | Active | 205709 | L11H10205709 | 2011 | Lochinvar | WTSS - Watertube SS Steel | HHHP - Hotwater Heat & Heat Pump | 11/30/2025
First United Methodist Church-BMIC#534168 | 2710 14th St | Columbus | NE | 68601-4930 | Platte | NE22819 | Active | 205728 | L11H10205728 | 2011 | Lochinvar | WTSS - Watertube SS Steel | HHHP - Hotwater Heat & Heat Pump | 11/30/2025
FLORENCE PUMPING STATION | 2710 Grebe St | Omaha | NE | 68112-5803 | Douglas | NE11578 | Inactive |  | 1767 | 1956 | YORK SHIPLEY | FT - Firetube Boiler | PROC - Process Steam | 3/31/1999
FLORENCE PUMPING STATION | 2710 Grebe St | Omaha | NE | 68112-5803 | Douglas | NE11871 | Inactive | 4192 |  | 1966 | E KEELER COMPANY | WT - Water Tube Boiler | POWR - Power Generation | 7/31/1993
Northwest High School | 2710 N North Rd | Grand Island | NE | 68803-1149 | Hall | NE41364 | Active | 532084 | D1212900277 | 2021 | Sermeta | COWH - Coil Type Water Heater | HWSD - Hot Water Dom/Potable | 8/31/2026
Northwest High School | 2710 N North Rd | Grand Island | NE | 68803-1149 | Hall | NE41365 | Active | 536030 | D1213600303 | 2021 | Sermeta | COWH - Coil Type Water Heater | HWSD - Hot Water Dom/Potable | 8/31/2026
West Hampton Park/Bldg #21 | 2714 N 193rd Ct | Omaha | NE | 68022-1582 | Douglas | NE27703 | Active | 217374 | 09217374 | 2009 | Lochinvar | CPFH - Copper Fin Water Heater | HWSD - Hot Water Dom/Potable | 6/30/2026
Open Door Mission | 2716 N 22nd St E | Omaha | NE | 68110-2780 | Douglas | NE06459 | Inactive | 46547 | 99588 | 1994 | Kewanee | FTFB - Firetube-Firebox Boiler | STHT - Steam-Heat | 8/31/2021
Open Door Mission | 2716 N 22nd St E | Omaha | NE | 68110-2780 | Douglas | NE34168 | Scrapped/Junked |  | 1-1831 | 1951 | ERIE CITY | FTLO - Firetube Locomotive Type | STHT - Steam-Heat | 9/30/2003
North Park Office 7A | 2717 N 118th St | Omaha | NE | 68164-9688 | Douglas | NE05791 | Active | 19 | 08965833 | 1996 | Ruscio | WT - Water Tube Boiler | HWHT - Hot Water Heat | 1/31/2026
North Park Office 7A | 2717 N 118th St | Omaha | NE | 68164-9688 | Douglas | NE05792 | Active | 18 | 08965832 | 1996 | Ruscio Brothers Ltd | WT - Water Tube Boiler | HWHT - Hot Water Heat | 1/31/2026
The Grant | 2718 N 118th St | Omaha | NE | 68164-9672 | Douglas | NE15075 | Scrapped/Junked | 54402 | 53426 | 2003 | R&R | ELBL - Electric Boiler | SAUN - Sauna Steam Room Heat | 11/30/2012
The Grant | 2718 N 118th St | Omaha | NE | 68164-9672 | Douglas | NE18869 | Out of Service | 248441 | 060324441 | 2006 | Raypak | WT - Water Tube Boiler | SPAJ - Spa/Jacuzzi Heater | 11/30/2016
The Grant | 2718 N 118th St | Omaha | NE | 68164-9672 | Douglas | NE18871 | Out of Service | 248440 | 0603248440 | 2006 | Raypak | WT - Water Tube Boiler | SPAJ - Spa/Jacuzzi Heater | 11/30/2016
The Grant | 2718 N 118th St | Omaha | NE | 68164-9672 | Douglas | NE25502 | Scrapped/Junked | 161541 |  | 1999 | RAYPAK INC, CALIFORNIA | WT - Water Tube Boiler | HWSP - Hot Water Non Potable Supply | 11/30/2006
The Grant | 2718 N 118th St | Omaha | NE | 68164-9672 | Douglas | NE25503 | Scrapped/Junked | 43107 | N16842-W99 | 1999 | MR. STEAM | ELBL - Electric Boiler | SAUN - Sauna Steam Room Heat | 11/30/2003
The Grant | 2718 N 118th St | Omaha | NE | 68164-9672 | Douglas | NEW | Scrapped/Junked | 205929 | 0 | 2003 | Raypack | WT - Water Tube Boiler | HWDP - Hotwater Heat & Dom Supply | 12/28/2009
Oaks at Central City | 2720 17th Ave | Central City | NE | 68826-9614 | Merrick | NE10188 | Active | 119297 | 119297 | 2007 | AO SMITH | CHWH - ASME/Fired Water Heater | HWSD - Hot Water Dom/Potable | 2/28/2026
Oaks at Central City | 2720 17th Ave | Central City | NE | 68826-9614 | Merrick | NE19637 | Scrapped/Junked | 32104 | LK950472265-890 | 1995 | AOSM | CHWH - ASME/Fired Water Heater | HWSD - Hot Water Dom/Potable | 4/30/2013
Oaks at Central City | 2720 17th Ave | Central City | NE | 68826-9614 | Merrick | NE24044 | Active | 250161 | 5103017 | 2012 | Peerless/Gianonni | WTSS - Watertube SS Steel | HWHT - Hot Water Heat | 2/28/2026
Oaks at Central City | 2720 17th Ave | Central City | NE | 68826-9614 | Merrick | NE24045 | Active | 250163 | 5103018 | 2012 | Peerless/Gianonni | WTSS - Watertube SS Steel | HWHT - Hot Water Heat | 2/28/2026
Oaks at Central City | 2720 17th Ave | Central City | NE | 68826-9614 | Merrick | NE24046 | Active | 173595 | 1238M001878 | 2012 | AO SMITH | CHWH - ASME/Fired Water Heater | HWSD - Hot Water Dom/Potable | 2/28/2026
Oaks at Central City | 2720 17th Ave | Central City | NE | 68826-9614 | Merrick | NE37405 | Scrapped/Junked |  | AM83-15261830 | 1983 | AO SMITH | AHWH - ANSI/Fired Water Htr | HWSD - Hot Water Dom/Potable | 4/30/2008
Oaks at Central City | 2720 17th Ave | Central City | NE | 68826-9614 | Merrick | NE37406 | Scrapped/Junked | n/a | G6013 | 1968 | American Standard | CI - Cast Iron | HWHT - Hot Water Heat | 4/30/2013
VFW Post #3704 | 2720 23rd St | Columbus | NE | 68601-3204 | Platte | NE17038 | Active | 120660 | URNG0409G01019 | 2009 | RHEEM | FTVT - Firetube Vertical TB | HWSD - Hot Water Dom/Potable | 2/28/2026
VFW Post #3704 | 2720 23rd St | Columbus | NE | 68601-3204 | Platte | NE40546 | Scrapped/Junked | 68545 | RN0495G03209 | 1995 | RHEE | CHWH - ASME/Fired Water Heater | HWSD - Hot Water Dom/Potable | 10/31/2009
Aurovaccines, LLC | 2720 N 84th St | Omaha | NE | 68134-6322 | Douglas | NE03315 | Scrapped/Junked | 46532 | 69980/SNL-69195 | 1979 | Cleaver-Brooks | FTSM - FTS Marine Dry Back | PROC - Process Steam | 10/31/2022
Aurovaccines, LLC | 2720 N 84th St | Omaha | NE | 68134-6322 | Douglas | NE03316 | Scrapped/Junked | 45360 | 68433 | 1979 | CLEAVER BROOKS | FTSM - FTS Marine Dry Back | PROC - Process Steam | 8/31/2007
Staybridge Suites Omaha West | 2720 Oak Dr | Omaha | NE | 68130-2194 | Douglas | NE26397 | Active | 217392 | 217392 | 2016 | AO SMITH | CHWH - ASME/Fired Water Heater | HWSD - Hot Water Dom/Potable | 8/31/2026
Staybridge Suites Omaha West | 2720 Oak Dr | Omaha | NE | 68130-2194 | Douglas | NE26398 | Active | 217394 | 217394 | 2016 | AO SMITH | CHWH - ASME/Fired Water Heater | HWSD - Hot Water Dom/Potable | 8/31/2026
Staybridge Suites Omaha West | 2720 Oak Dr | Omaha | NE | 68130-2194 | Douglas | NE26399 | Active | 217391 | 217391 | 2016 | AO SMITH | CHWH - ASME/Fired Water Heater | HWSD - Hot Water Dom/Potable | 8/31/2026
Starcrest Cleaners | 2720 Porter Ridge Rd | Lincoln | NE | 68516-5875 | Lancaster | NE25957 | Active | 56858 | 95703 | 2014 | Lattner Boiler Co | FTNT - FT Vertical Tubeless | PROC - Process Steam | 5/31/2026
Union Bank and Trust | 2720 S 177th St | Omaha | NE | 68130-2898 | Douglas | NE02421 | Active | 13607 | 04F-1518 | 2004 | Les Inc/Aldrich Co | FTVT - Firetube Vertical TB | HWHT - Hot Water Heat | 4/30/2026
Union Bank and Trust | 2720 S 177th St | Omaha | NE | 68130-2898 | Douglas | NE02422 | Active | 13610 | 04F-1521 | 2004 | Les Inc/Aldrich Co | FTVT - Firetube Vertical TB | HWHT - Hot Water Heat | 4/30/2026
Community Correction Ctr | 2720 W Van Dorn St | Lincoln | NE | 68522-9284 | Lancaster | NE19557 | Scrapped/Junked | 17933 | 10F-5841 | 2010 | Aldrich | FTVT - Firetube Vertical TB | HWSD - Hot Water Dom/Potable | 9/30/2013
Community Correction Ctr | 2720 W Van Dorn St | Lincoln | NE | 68522-9284 | Lancaster | NE19558 | Scrapped/Junked | 17934 | 10F-5842 | 2010 | Aldrich | FTVT - Firetube Vertical TB | HWSD - Hot Water Dom/Potable | 9/30/2013
Community Correction Ctr | 2720 W Van Dorn St | Lincoln | NE | 68522-9284 | Lancaster | NE24178 | Active | 63895 | G12-2496 | 2012 | Aerco | WTSS - Watertube SS Steel | HWSD - Hot Water Dom/Potable | 9/30/2023
Community Correction Ctr | 2720 W Van Dorn St | Lincoln | NE | 68522-9284 | Lancaster | NE25202 | Active | 68455 | 6-14-1450 | 2014 | Aerco | WTSS - Watertube SS Steel | HWSD - Hot Water Dom/Potable | 9/30/2023
Community Correction Ctr | 2720 W Van Dorn St | Lincoln | NE | 68522-9284 | Lancaster | NE27207 | Active | 914 | IGT3914 | 2016 | Intellihot | FT - Firetube Boiler | HWSD - Hot Water Dom/Potable | 9/30/2023
Community Correction Ctr | 2720 W Van Dorn St | Lincoln | NE | 68522-9284 | Lancaster | NE27208 | Active | 760 | IGT3760 | 2016 | Intellihot | FT - Firetube Boiler | HWSD - Hot Water Dom/Potable | 9/30/2023
Community Correction Ctr | 2720 W Van Dorn St | Lincoln | NE | 68522-9284 | Lancaster | NE27209 | Active | 880 | IGT3880 | 2016 | Intellihot | FT - Firetube Boiler | HWSD - Hot Water Dom/Potable | 9/30/2023
Community Correction Ctr | 2720 W Van Dorn St | Lincoln | NE | 68522-9284 | Lancaster | NE27210 | Active | 775 | IGT3775 | 2016 | Intellihot | FT - Firetube Boiler | HWSD - Hot Water Dom/Potable | 9/30/2023
Community Correction Ctr | 2720 W Van Dorn St | Lincoln | NE | 68522-9284 | Lancaster | NE27211 | Active | 700 | IGT3700 | 2016 | Intellihot | FT - Firetube Boiler | HWSD - Hot Water Dom/Potable | 9/30/2023
Community Correction Ctr | 2720 W Van Dorn St | Lincoln | NE | 68522-9284 | Lancaster | NE27212 | Active | 685 | IGT3685 | 2016 | Intellihot | FT - Firetube Boiler | HWSD - Hot Water Dom/Potable | 9/30/2023
Community Correction Ctr | 2720 W Van Dorn St | Lincoln | NE | 68522-9284 | Lancaster | NE27961 | Active | 79333 | G-17-2451 | 2017 | Aerco | FTVT - Firetube Vertical TB | HWSD - Hot Water Dom/Potable | 9/30/2023
Community Correction Ctr | 2720 W Van Dorn St | Lincoln | NE | 68522-9284 | Lancaster | NE27962 | Active | 79334 | G-17-2452 | 2017 | Aerco | FTVT - Firetube Vertical TB | HWSD - Hot Water Dom/Potable | 9/30/2023
Community Correction Ctr | 2720 W Van Dorn St | Lincoln | NE | 68522-9284 | Lancaster | NE27963 | Active | 78647 | G-17-1603 | 2017 | Aerco | FTVT - Firetube Vertical TB | HWSD - Hot Water Dom/Potable | 9/30/2023
Community Correction Ctr | 2720 W Van Dorn St | Lincoln | NE | 68522-9284 | Lancaster | NE27964 | Active | 79332 | G-17-2450 | 2017 | Aerco | FTVT - Firetube Vertical TB | HWSD - Hot Water Dom/Potable | 9/30/2023
Community Correction Ctr | 2720 W Van Dorn St | Lincoln | NE | 68522-9284 | Lancaster | NE27965 | Active | 79327 | G-17-2450 | 2017 | Aerco | FTVT - Firetube Vertical TB | HWHT - Hot Water Heat | 9/30/2023
Community Correction Ctr | 2720 W Van Dorn St | Lincoln | NE | 68522-9284 | Lancaster | NE27966 | Active | 79254 | G-17-1646 | 2017 | Aerco | FTVT - Firetube Vertical TB | HWHT - Hot Water Heat | 9/30/2023
Community Correction Ctr | 2720 W Van Dorn St | Lincoln | NE | 68522-9284 | Lancaster | NE30470 | Out of Service | 7406 | 92E-3452 | 1992 | Aldrich | FTVT - Firetube Vertical TB | HWHT - Hot Water Heat | 9/30/2019
Community Correction Ctr | 2720 W Van Dorn St | Lincoln | NE | 68522-9284 | Lancaster | NE30471 | Scrapped/Junked | 7409 | 92-3455 | 1992 | Aldrich | FTVT - Firetube Vertical TB | HWHT - Hot Water Heat | 9/30/2023
Community Correction Ctr | 2720 W Van Dorn St | Lincoln | NE | 68522-9284 | Lancaster | NE30472 | Scrapped/Junked | 7408 | 92-3454 | 1992 | Aldrich | FTVT - Firetube Vertical TB | HWHT - Hot Water Heat | 9/30/2023
Community Correction Ctr | 2720 W Van Dorn St | Lincoln | NE | 68522-9284 | Lancaster | NE30473 | Scrapped/Junked | 7407 | 92-3453 | 1992 | Aldrich | FTVT - Firetube Vertical TB | HWHT - Hot Water Heat | 9/30/2023
Community Correction Ctr | 2720 W Van Dorn St | Lincoln | NE | 68522-9284 | Lancaster | NE30474 | Scrapped/Junked | 5659 | 830-92-6-H057 | 1992 | AOSM | CPFT - Horiz Cpr Fin Boiler | HWSD - Hot Water Dom/Potable | 9/30/2011
Community Correction Ctr | 2720 W Van Dorn St | Lincoln | NE | 68522-9284 | Lancaster | NE30475 | Scrapped/Junked | 5657 | 830-92-6-H038 | 1992 | AOSM | CPFT - Horiz Cpr Fin Boiler | HWSD - Hot Water Dom/Potable | 9/30/2011
Community Correction Ctr | 2720 W Van Dorn St | Lincoln | NE | 68522-9284 | Lancaster | NE42439 | Active | 95410 | G-23-0577 | 2023 | Aerco | FTVT - Firetube Vertical TB | HWHT - Hot Water Heat | 9/30/2024
Community Correction Ctr | 2720 W Van Dorn St | Lincoln | NE | 68522-9284 | Lancaster | NE42440 | Active | 95411 | G-23-0578 | 2023 | Aerco | FTVT - Firetube Vertical TB | HWHT - Hot Water Heat | 9/30/2024
Community Correction Ctr | 2720 W Van Dorn St | Lincoln | NE | 68522-9284 | Lancaster | NE42441 | Active | 95412 | G-23-0579 | 2023 | Aerco | FTVT - Firetube Vertical TB | HWHT - Hot Water Heat | 9/30/2024
Honda of Lincoln | 2720 Yankee Hill Rd | Lincoln | NE | 68516-7746 | Lancaster | NE06528 | Active | 13812 | 05F-1722 | 2005 | Aldrich/L.E.S. | FTVT - Firetube Vertical TB | HWHT - Hot Water Heat | 2/28/2027
Honda of Lincoln | 2720 Yankee Hill Rd | Lincoln | NE | 68516-7746 | Lancaster | NE06529 | Active | 13813 | 05F-1723 | 2005 | Aldrich/L.E.S. | FTVT - Firetube Vertical TB | HWHT - Hot Water Heat | 2/28/2027
Honda of Lincoln | 2720 Yankee Hill Rd | Lincoln | NE | 68516-7746 | Lancaster | NE06530 | Out of Service | 7329 | 6001050134 | 2005 | Pressure Tech | FT - Firetube Boiler | HWHT - Hot Water Heat | 2/28/2021
Honda of Lincoln | 2720 Yankee Hill Rd | Lincoln | NE | 68516-7746 | Lancaster | NE06531 | Out of Service | 7169 | 6008040119 | 2004 | Pressure Tech | FT - Firetube Boiler | HWHT - Hot Water Heat | 2/28/2021
LATENIGHT | 2721 13th St | Columbus | NE | 68601-4916 | PLATTE | NE04185 | Scrapped/Junked |  | 1075 | 1940 | PACIFIC | FT - Firetube Boiler | STHT - Steam-Heat | 11/30/1994
Aurovaccines, LLC | 2721 N 84th St | Omaha | NE | 68134-6321 | Douglas | NE09923 | Scrapped/Junked | 6697 | L-10198 | 2002 | Cleaver-Brooks | FTSM - FTS Marine Dry Back | PROC - Process Steam | 10/31/2022
Aurovaccines, LLC | 2721 N 84th St | Omaha | NE | 68134-6321 | Douglas | NE09924 | Scrapped/Junked | 6698 | L-101919 | 2002 | Cleaver-Brooks | FTSM - FTS Marine Dry Back | PROC - Process Steam | 10/31/2022
First United Methodist Church | 2723 N 50th St | Lincoln | NE | 68504-2765 | Lancaster | NE17220 | Out of Service | N/A | G-637B | 1955 | American Standard | CI - Cast Iron | STHT - Steam-Heat | 2/28/2010
First United Methodist Church | 2723 N 50th St | Lincoln | NE | 68504-2765 | Lancaster | NE19130 | Active | 8389 | 95E-5151 | 1995 | Aldrich | FTVT - Firetube Vertical TB | HWHT - Hot Water Heat | 2/28/2026
First United Methodist Church | 2723 N 50th St | Lincoln | NE | 68504-2765 | Lancaster | NE19131 | Active | 8388 | 95E-5150 | 1995 | Aldrich | FTVT - Firetube Vertical TB | HWHT - Hot Water Heat | 2/28/2026
Stephen Center | 2723 Q St | Omaha | NE | 68107-3408 | Douglas | NE24885 | Active | 196939 | 196939 | 2014 | AO SMITH | CHWH - ASME/Fired Water Heater | HWSD - Hot Water Dom/Potable | 12/31/2026
Stephen Center | 2723 Q St | Omaha | NE | 68107-3408 | Douglas | NE24886 | Active | 196935 | 196935 | 2014 | AO SMITH | CHWH - ASME/Fired Water Heater | HWSD - Hot Water Dom/Potable | 12/31/2026
Stephen Center | 2723 Q St | Omaha | NE | 68107-3408 | Douglas | NE24887 | Active | 196936 | 196936 | 2014 | AO SMITH | CHWH - ASME/Fired Water Heater | HWSD - Hot Water Dom/Potable | 12/31/2026
Bancroft Academy | 2724 Riverview Blvd | Omaha | NE | 68108-1643 | Douglas | NE01705 | Active | 78306 | J03-20 | 2003 | STAT | CHWH - ASME/Fired Water Heater | HWSD - Hot Water Dom/Potable | 12/31/2025
Bancroft Academy | 2724 Riverview Blvd | Omaha | NE | 68108-1643 | Douglas | NE09409 | Scrapped/Junked |  | H87370389 | 1986 | STATE INDUSTRIES | AHWH - ANSI/Fired Water Htr | HWSD - Hot Water Dom/Potable | 12/31/2004
Bancroft Academy | 2724 Riverview Blvd | Omaha | NE | 68108-1643 | Douglas | NE09415 | Active | 40219 | 9335 | 1986 | KEWA | FTFB - Firetube-Firebox Boiler | HWHT - Hot Water Heat | 12/31/2026
Bancroft Academy | 2724 Riverview Blvd | Omaha | NE | 68108-1643 | Douglas | NE09416 | Active | 40218 | 9334 | 1986 | Kewanee | FTFB - Firetube-Firebox Boiler | HWHT - Hot Water Heat | 12/31/2026
Bancroft Academy | 2724 Riverview Blvd | Omaha | NE | 68108-1643 | Douglas | NE09417 | Active | 40220 | 9336 | 1986 | KEWA | FTFB - Firetube-Firebox Boiler | HWHT - Hot Water Heat | 12/31/2026
Immanuel Lutheran Church-BMIC#512328 | 2725 N 60th Ave | Omaha | NE | 68104-4013 | Douglas | NE04840 | Active | n/a | MND-3366 | 1989 | Hydrotherm | CI - Cast Iron | HWHT - Hot Water Heat | 3/31/2026
Tecumseh State Corr Inst | 2725 N Highway 50 | Tecumseh | NE | 68450-9589 | Johnson | NE01415 | Scrapped/Junked | 473 | 15624-2 | 2000 | UNIVERSAL BOILER WORKS | WT - Water Tube Boiler | 0031 - Hightemp Water Supply | 5/31/2004
Tecumseh State Corr Inst | 2725 N Highway 50 | Tecumseh | NE | 68450-9589 | Johnson | NE01416 | Scrapped/Junked | 472 | 15624-1 | 2000 | UNIVERSAL BOILER WORKS | WT - Water Tube Boiler | 0031 - Hightemp Water Supply | 4/30/2005
Tecumseh State Corr Inst | 2725 N Highway 50 | Tecumseh | NE | 68450-9589 | Johnson | NE01417 | Scrapped/Junked | 474 | 15624-3 | 2000 | Universal Boiler Works Inc | WT - Water Tube Boiler | 0031 - Hightemp Water Supply | 6/30/2016
Tecumseh State Corr Inst | 2725 N Highway 50 | Tecumseh | NE | 68450-9589 | Johnson | NE06059 | Scrapped/Junked | 14842 | U040053 | 2004 | Precision | WT - Water Tube Boiler | 0031 - Hightemp Water Supply | 6/30/2018
Tecumseh State Corr Inst | 2725 N Highway 50 | Tecumseh | NE | 68450-9589 | Johnson | NE06060 | Active | 14843 | U040054 | 2004 | Precision | WT - Water Tube Boiler | 0031 - Hightemp Water Supply | 6/30/2026
Tecumseh State Corr Inst | 2725 N Highway 50 | Tecumseh | NE | 68450-9589 | Johnson | NE26750 | Active | 21868 | S1000-250W-1 | 2016 | Hurst | FTHT - Firetube Horizontal | HWSP - Hot Water Non Potable Supply | 6/30/2026
Tecumseh State Corr Inst | 2725 N Highway 50 | Tecumseh | NE | 68450-9589 | Johnson | NE27483 | Active | 22599 | S1500-250W-3 | 2017 | Hurst | FTWB - FTS Marine Wet Back | HWSP - Hot Water Non Potable Supply | 6/30/2026
Lemay Elementary | 2726 Kennedy Blvd | Bellevue | NE | 68123-1701 | Sarpy | NE19750 | Exempt 1999 LB-66 |  | 000000000007768 | 1991 | STATE INDUSTRIES | AHWH - ANSI/Fired Water Htr | HWSD - Hot Water Dom/Potable | 7/31/1999
Lemay Elementary | 2726 Kennedy Blvd | Bellevue | NE | 68123-1701 | Sarpy | NE25156 | Active | 65381 | G-13-1250 | 2013 | Aerco | VTTB - Vertical Tube Bundle | HWHT - Hot Water Heat | 7/31/2026
Lemay Elementary | 2726 Kennedy Blvd | Bellevue | NE | 68123-1701 | Sarpy | NE25157 | Active | 65382 | G-13-1251 | 2013 | Aerco | VTTB - Vertical Tube Bundle | HWHT - Hot Water Heat | 7/31/2026
Lemay Elementary | 2726 Kennedy Blvd | Bellevue | NE | 68123-1701 | Sarpy | NE33531 | Scrapped/Junked | n/a | N-6150 | 1967 | Kewanee | FTFB - Firetube-Firebox Boiler | HWHT - Hot Water Heat | 7/31/2013
Lemay Elementary | 2726 Kennedy Blvd | Bellevue | NE | 68123-1701 | Sarpy | NE33532 | Scrapped/Junked | n/a | N-6153 | 1967 | Kewanee | FTFB - Firetube-Firebox Boiler | HWHT - Hot Water Heat | 7/31/2013
Oakview Medical Building | 2727 S 144th St | Omaha | NE | 68144-5225 | Douglas | NE09944 | Active | 12172 | 02F0088 | 2002 | ALES | FTVT - Firetube Vertical TB | HWHT - Hot Water Heat | 4/30/2025
Oakview Medical Building | 2727 S 144th St | Omaha | NE | 68144-5225 | Douglas | NE09689 | Out of Service | 17138 | 25408 | 2001 | Steris Corp | ELBL - Electric Boiler | PROC - Process Steam | 7/31/2019
Oakview Medical Building | 2727 S 144th St | Omaha | NE | 68144-5225 | Douglas | NE21329 | Scrapped/Junked | 9218 | 97E6301 | 1997 | Aldrich | FT - Firetube Boiler | HWHT - Hot Water Heat | 8/31/2017
Oakview Medical Building | 2727 S 144th St | Omaha | NE | 68144-5225 | Douglas | NE21330 | Scrapped/Junked | 9219 | 97-96302 | 1997 | Aldrich | FT - Firetube Boiler | HWHT - Hot Water Heat | 8/31/2017
Oakview Medical Building | 2727 S 144th St | Omaha | NE | 68144-5225 | Douglas | NE21369 | Active | 38791 | 79330 | 1996 | Bryan | WT - Water Tube Boiler | HWHT - Hot Water Heat | 8/31/2026
Oakview Medical Building | 2727 S 144th St | Omaha | NE | 68144-5225 | Douglas | NE21370 | Active | 38770 | NA | 1996 | Bryan | WT - Water Tube Boiler | HWHT - Hot Water Heat | 8/31/2026
Oakview Medical Building | 2727 S 144th St | Omaha | NE | 68144-5225 | Douglas | NE23283 | Scrapped/Junked | 11845 | 20936 | 1996 | Amsco | ELBL - Electric Boiler | PROC - Process Steam | 8/31/2009
Oakview Medical Building | 2727 S 144th St | Omaha | NE | 68144-5225 | Douglas | NE23284 | Scrapped/Junked | 12101 | 2116 | 1997 | Amsco | ELBL - Electric Boiler | PROC - Process Steam | 8/31/2009
Oakview Medical Building | 2727 S 144th St | Omaha | NE | 68144-5225 | Douglas | NE23994 | Out of Service | 6345 | 34822 | 2009 | Steris Corp | ELBL - Electric Boiler | PROC - Process Steam | 7/31/2021
Oakview Medical Building | 2727 S 144th St | Omaha | NE | 68144-5225 | Douglas | NE23995 | Out of Service | 6353 | 34830 | 2009 | Chromalox, Inc. | ELBL - Electric Boiler | PROC - Process Steam | 7/31/2021
Nebraska Orthopedic Hospital | 2727 S 144th St | Omaha | NE | 68144-5225 | Douglas | NE26660 | Active | 241 | 120101A | 2016 | IA Manufacturing | FTVT - Firetube Vertical TB | HWHT - Hot Water Heat | 8/31/2026
Nebraska Orthopedic Hospital | 2727 S 144th St | Omaha | NE | 68144-5225 | Douglas | NE26661 | Active | 242 | 120101B | 2016 | IA Manufacturing | FTVT - Firetube Vertical TB | HWHT - Hot Water Heat | 8/31/2026
Gorilla Wash | 2727 S 156th St | Omaha | NE | 68130-1913 | Douglas | NE00715 | Scrapped/Junked | 70491 | 8690245 | 1986 | TELE | CPFT - Horiz Cpr Fin Boiler | HWHF - Hot Water Heat-Floor | 3/31/2019
Gorilla Wash | 2727 S 156th St | Omaha | NE | 68130-1913 | Douglas | NE09533 | Active | 174746 | 0009174746 | 2000 | Raypak | CPFT - Horiz Cpr Fin Boiler | HWHF - Hot Water Heat-Floor | 3/31/2026
Gorilla Wash | 2727 S 156th St | Omaha | NE | 68130-1913 | Douglas | NE41731 | Active | 480833 | 5142408-201910 | 2019 | Sermeta | WT - Water Tube Boiler | GLFH - Glycol Floor Heat System | 3/31/2026
HUNAN CHINESE RESTAURANT | 2727 W 2nd St | Hastings | NE | 68901-4684 | ADAMS | NE23321 | Scrapped/Junked | 78687 | URNG0698G00962 | 1998 | RHEEM MANUFACTURING CO | CHWH - ASME/Fired Water Heater | HWSD - Hot Water Dom/Potable | 4/30/2007
Landmark Center | 2727 W 2nd St | Hastings | NE | 68901-4684 | Adams | NE02328 | Active | N/A | G0047201 | 2002 | Slant Fin | CI - Cast Iron | HWHT - Hot Water Heat | 4/30/2026
Landmark Center | 2727 W 2nd St | Hastings | NE | 68901-4684 | Adams | NE02329 | Active | N/A | G0047183 | 2002 | Slant Fin | CI - Cast Iron | HWHT - Hot Water Heat | 4/30/2026
Landmark Center | 2727 W 2nd St | Hastings | NE | 68901-4684 | Adams | NE02330 | Active | N/A | G0047188 | 2002 | Slant Fin | CI - Cast Iron | HWHT - Hot Water Heat | 4/30/2026
Landmark Center | 2727 W 2nd St | Hastings | NE | 68901-4684 | Adams | NE04630 | Inactive | 74469 |  | 1985 | TELEDYNE LAARS | CPFT - Horiz Cpr Fin Boiler | HWHT - Hot Water Heat | 4/30/1997
Landmark Center | 2727 W 2nd St | Hastings | NE | 68901-4684 | Adams | NE04655 | Scrapped/Junked | 118995 | 8992624 | 1989 | Teledyne Laars | CPFT - Horiz Cpr Fin Boiler | HWHT - Hot Water Heat | 4/30/2018
Landmark Center | 2727 W 2nd St | Hastings | NE | 68901-4684 | Adams | NE15609 | Scrapped/Junked |  | 1286402688 | 1986 | RHEEM MANUFACTURING CO | AHWH - ANSI/Fired Water Htr | HWSD - Hot Water Dom/Potable | 4/30/1999
Landmark Center | 2727 W 2nd St | Hastings | NE | 68901-4684 | Adams | NE20662 | Active | 141295 | A97CA0017 | 1997 | Teledyne Laars | CPFT - Horiz Cpr Fin Boiler | HWHT - Hot Water Heat | 4/30/2026
Landmark Center | 2727 W 2nd St | Hastings | NE | 68901-4684 | Adams | NE28203 | Active | 288616 | C1828616 | 2018 | Laars | CPFT - Horiz Cpr Fin Boiler | HWHT - Hot Water Heat | 4/30/2026
Landmark Center | 2727 W 2nd St | Hastings | NE | 68901-4684 | Adams | NE34203 | Scrapped/Junked |  | 3R6-1X | 1954 | KEWANEE | FTFB - Firetube-Firebox Boiler | HWHT - Hot Water Heat | 4/30/2005
Landmark Center | 2727 W 2nd St | Hastings | NE | 68901-4684 | Adams | NE34204 | Scrapped/Junked |  | 3R8-1X | 1954 | KEWANEE | FTFB - Firetube-Firebox Boiler | HWHT - Hot Water Heat | 4/30/2005
Minne Lusa Elementary | 2728 Ida St | Omaha | NE | 68112-3200 | Douglas | NE05673 | Scrapped/Junked | 793051 |  | 1997 | LOCHINVAR | CPFH - Copper Fin Water Heater | HWSD - Hot Water Dom/Potable | 12/31/2005
Minne Lusa Elementary | 2728 Ida St | Omaha | NE | 68112-3200 | Douglas | NE05674 | Scrapped/Junked | 793028 |  | 1997 | LOCHINVAR | CPFH - Copper Fin Water Heater | HWSD - Hot Water Dom/Potable | 12/31/2005
Minne Lusa Elementary | 2728 Ida St | Omaha | NE | 68112-3200 | Douglas | NE30992 | Active | 36130 | n/a | 1982 | Kewanee | FTFB - Firetube-Firebox Boiler | HWHT - Hot Water Heat | 12/31/2026
Minne Lusa Elementary | 2728 Ida St | Omaha | NE | 68112-3200 | Douglas | NE30993 | Active | 35916 | n/a | 1982 | Kewanee | FTFB - Firetube-Firebox Boiler | HWHT - Hot Water Heat | 12/31/2026
Ready Mixed Concrete | 2728 N 85th St | Omaha | NE | 68134-6206 | Douglas | NE03265 | Out of Service | 16203 | L40973 | 1966 | Cleaver & Brooks | FTSM - FTS Marine Dry Back | PROC - Process Steam | 9/30/2014
JetSplash Car Wash | 2730 Dan Ave | Lincoln | NE | 68504-1101 | Lancaster | NE42671 | Active | 155303 | I10H10155303 | 2010 | Lochinvar | WTSS - Watertube SS Steel | HWHF - Hot Water Heat-Floor | 5/31/2026
JetSplash Car Wash | 2730 Dan Ave | Lincoln | NE | 68504-1101 | Lancaster | NE42672 | Active | 150958 | I10H10150958 | 2010 | Lochinvar | WTSS - Watertube SS Steel | HWHF - Hot Water Heat-Floor | 5/31/2026
JetSplash Car Wash | 2730 Dan Ave | Lincoln | NE | 68504-1101 | Lancaster | NE42673 | Scrapped/Junked | 139627 | G10H10139627 | 2008 | Lochinvar | WTSS - Watertube SS Steel | HWSP - Hot Water Non Potable Supply | 5/31/2025
JetSplash Car Wash | 2730 Dan Ave | Lincoln | NE | 68504-1101 | Lancaster | NE43309 | Active | 608502 | N1.24.10.00058 | 2024 | Lochinvar | WTSS - Watertube SS Steel | HWHP - Hot Water Heat & Nonpotable | 5/31/2026
Syracuse Area Health | 2731 Healthcare Dr | Syracuse | NE | 68446 | Otoe | NE27886 | Active | 79363 | G-17-2109 | 2017 | Aerco | FTVT - Firetube Vertical TB | HWHT - Hot Water Heat | 10/31/2026
Syracuse Area Health | 2731 Healthcare Dr | Syracuse | NE | 68446 | Otoe | NE27887 | Active | 79361 | G-17-2102 | 2017 | Aerco | FTVT - Firetube Vertical TB | HWHT - Hot Water Heat | 10/31/2026
Syracuse Area Health | 2731 Healthcare Dr | Syracuse | NE | 68446 | Otoe | NE27888 | Active | 9614 | 49614 | 2017 | Steris Corp | ELBL - Electric Boiler | STER - Sterilizer | 10/31/2026
Syracuse Area Health | 2731 Healthcare Dr | Syracuse | NE | 68446 | Otoe | NE27889 | Active | 19246 | 0318114 | 2018 | Steris Corp | ELBL - Electric Boiler | STER - Sterilizer | 10/31/2026
Syracuse Area Health | 2731 Healthcare Dr | Syracuse | NE | 68446 | Otoe | NE28715 | Active | 308 | 120121 | 2018 | Les Inc/Aldrich Co | FTFB - Firetube-Firebox Boiler | HWHT - Hot Water Heat | 10/31/2026
Great Plains Budget Inn | 2732 O St | Lincoln | NE | 68510-1341 | Lancaster | NE40869 | Inactive | n/a | 211-1528-G | 1980 | Peerless | CI - Cast Iron | HWHT - Hot Water Heat | 4/30/2019
Great Plains Budget Inn | 2732 O St | Lincoln | NE | 68510-1341 | Lancaster | NE40870 | Scrapped/Junked | 33879 | LD960518660960 | 1996 | AO SMITH | CHWH - ASME/Fired Water Heater | HWSD - Hot Water Dom/Potable | 4/30/2006
Great Plains Budget Inn | 2732 O St | Lincoln | NE | 68510-1341 | Lancaster | NE40871 | Inactive |  | MMF-2160 | 1970 | PEERLESS HEATER COMPANY |  | HWHT - Hot Water Heat | 1/1/1900
Great Plains Budget Inn | 2732 O St | Lincoln | NE | 68510-1341 | Lancaster | NE40872 | Scrapped/Junked |  | ML87-0108764830 | 1987 | AO SMITH | AHWH - ANSI/Fired Water Htr | HWSD - Hot Water Dom/Potable | 4/30/2002
Gorilla Wash | 2734 S 90th St | Omaha | NE | 68124 | Douglas | NE00717 | Scrapped/Junked | 88032 | P2101503 | 1986 | TELE | CPFT - Horiz Cpr Fin Boiler | HWHF - Hot Water Heat-Floor | 3/31/2020
Gorilla Wash | 2734 S 90th St | Omaha | NE | 68124 | Douglas | NE28593 | Active | 480832 | 5142413-201910 | 2019 | Peerless | WT - Water Tube Boiler | GLFH - Glycol Floor Heat System | 3/31/2026
Osiri Place | 2737 N 49th St | Lincoln | NE | 68504-2666 | Lancaster | NE20440 | Active | NA | 85-15988-0991 | 1991 | Peerless | CI - Cast Iron | HWHT - Hot Water Heat | 1/31/2025
Osiri Place | 2737 N 49th St | Lincoln | NE | 68504-2666 | Lancaster | NE37676 | Inactive |  | G-8106 | 1982 | PEERLESS HEATER COMPANY |  | HWHT - Hot Water Heat | 1/31/1997
Good Neighbor Clinic | 2740 N Clarkson St | Fremont | NE | 68025-7702 | Dodge | NE42184 | Active | 546932 | G22546932 | 2022 | Laars | WTSS - Watertube SS Steel | HWHT - Hot Water Heat | 3/31/2026
Good Neighbor Clinic | 2740 N Clarkson St | Fremont | NE | 68025-7702 | Dodge | NE42185 | Active | 546935 | G22546935 | 2022 | Laars | WTSS - Watertube SS Steel | HWHT - Hot Water Heat | 3/31/2026
BENSON LODGE #221 I00F | 2741 N 61st St | Omaha | NE | 68104-4019 | Douglas | NE12782 | Scrapped/Junked |  | 211A-1531-1285 | 1986 | PEERLESS HEATER COMPANY |  | STHT - Steam-Heat | 12/31/2007
Madison Apartments | 2742 N 48th St | Lincoln | NE | 68504-2625 | Lancaster | NE10392 | Out of Service | N/A | 13BJ13 | 1907 | AMST | CI - Cast Iron | HWHT - Hot Water Heat | 10/31/2011
Irving Middle School | 2745 S 22nd St | Lincoln | NE | 68502-3915 | Lancaster | NE05486 | Exempt 1999 LB-66 |  | 02548 | 1992 | RUUD | AHWH - ANSI/Fired Water Htr | HWSD - Hot Water Dom/Potable | 6/30/2000
Irving Middle School | 2745 S 22nd St | Lincoln | NE | 68502-3915 | Lancaster | NE05487 | Exempt 1999 LB-66 |  | 06761 | 1992 | RUUD | AHWH - ANSI/Fired Water Htr | HWSD - Hot Water Dom/Potable | 6/30/2000
Irving Middle School | 2745 S 22nd St | Lincoln | NE | 68502-3915 | Lancaster | NE05701 | Exempt 1999 LB-66 |  |  | 1992 | AO SMITH | ELWH - Electric Water Heater | HWSD - Hot Water Dom/Potable | 6/30/2001
Irving Middle School | 2745 S 22nd St | Lincoln | NE | 68502-3915 | Lancaster | NE30152 | Scrapped/Junked | N/A | L6001 | 1961 | Kewanee | FTFB - Firetube-Firebox Boiler | STHT - Steam-Heat | 4/30/2016
Irving Middle School | 2745 S 22nd St | Lincoln | NE | 68502-3915 | Lancaster | NE30153 | Scrapped/Junked | N/A | L-5999 | 1961 | Kewanee | FTFB - Firetube-Firebox Boiler | STHT - Steam-Heat | 2/28/2015
The Meeting Place | 2748 S St | Lincoln | NE | 68503-3133 | Lancaster | NE40118 | Inactive | n/a | A-705-S0 | 1965 | AMST | CI - Cast Iron | STHT - Steam-Heat | 10/31/2011
Manchester Elementary School | 2750 Hws Cleveland Blvd | Omaha | NE | 68116-2687 | Douglas | NE07042 | Scrapped/Junked | 85423 | 85423 | 2004 | AOSC | CHWH - ASME/Fired Water Heater | HWSD - Hot Water Dom/Potable | 7/31/2020
Manchester Elementary School | 2750 Hws Cleveland Blvd | Omaha | NE | 68116-2687 | Douglas | NE28978 | Active | 15927 | 15927 | 2020 | RHEEM | CHWH - ASME/Fired Water Heater | HWSP - Hot Water Non Potable Supply | 7/31/2027
FAMOUS DAVE'S | 2750 Pine Lake Rd | Lincoln | NE | 68516-6011 | LANCASTER | NE24269 | Scrapped/Junked | 64711 | H99219232 | 1999 | STATE INDUSTRIES | CHWH - ASME/Fired Water Heater | HWSD - Hot Water Dom/Potable | 10/31/2007
Midwest Renewable Energy | 27532 W Hwy 30 | Sutherland | NE | 69165-2148 | Lincoln | NE06559 | Inactive | 6125 |  | 2006 | Unknown | ECON - Boiler Economizer | ECON - Boiler Economizer | 5/31/2008
Midwest Renewable Energy | 27532 W Hwy 30 | Sutherland | NE | 69165-2148 | Lincoln | NE10116 | Inactive | 3208 | 0-3459 | 1995 | NEBC | WT - Water Tube Boiler | PROC - Process Steam | 5/31/2008
Midwest Renewable Energy | 27532 W Hwy 30 | Sutherland | NE | 69165-2148 | Lincoln | NE24297 | Inactive | 3559 |  | 1998 | Nebraska Boiler |  | PROC - Process Steam | 9/30/2002
Midwest Renewable Energy | 27532 W Hwy 30 | Sutherland | NE | 69165-2148 | Lincoln | NE25116 | Active | 2442 | 2D-2562 | 1989 | Nebraska Boiler | WT - Water Tube Boiler | PROC - Process Steam | 10/31/2026
Midwest Renewable Energy | 27532 W Hwy 30 | Sutherland | NE | 69165-2148 | Lincoln | NE43328 | Active | 764 | 5386 | 2024 | eTech | SUPH - Tubed Superheater | ECON - Boiler Economizer | 4/30/2026
ALMA APARTMENTS | 2754 Harney St | Omaha | NE | 68131-3513 | Douglas | NE12789 | Inactive |  |  | 1940 | AMERICAN STANDARD |  | STHT - Steam-Heat | 12/31/2003
ALMA APARTMENTS | 2754 Harney St | Omaha | NE | 68131-3513 | Douglas | NE21734 | Exempt 1999 LB-66 |  | 0475-00678 | 1975 | RUUD | AHWH - ANSI/Fired Water Htr | HWSD - Hot Water Dom/Potable | 12/31/1999
MILLER PARK ELEMENTARY | 2758 ELLISON AVE | OMAHA | NE | 68107 | Douglas | NE05259 | Scrapped/Junked |  | 0000000648 | 1983 | STATE INDUSTRIES | AHWH - ANSI/Fired Water Htr | HWSD - Hot Water Dom/Potable | 6/30/2000
MILLER PARK ELEMENTARY | 2758 ELLISON AVE | OMAHA | NE | 68107 | Douglas | NE05260 | Scrapped/Junked |  | E86689801 | 1985 | STATE INDUSTRIES | AHWH - ANSI/Fired Water Htr | HWSD - Hot Water Dom/Potable | 6/30/2000
MILLER PARK ELEMENTARY | 2758 ELLISON AVE | OMAHA | NE | 68107 | Douglas | NE32966 | Scrapped/Junked | 32135 |  | 1979 | KEWANEE | FT - Firetube Boiler | STHT - Steam-Heat | 6/30/2002
MILLER PARK ELEMENTARY | 2758 ELLISON AVE | OMAHA | NE | 68107 | Douglas | NE32967 | Scrapped/Junked | 32495 |  | 1979 | KEWANEE | FT - Firetube Boiler | STHT - Steam-Heat | 6/30/2001
vacant bldg | 276 Main St | Newport | NE | 68759-5608 | Keya Paha | NE30386 | Out of Service | N/A | 0879V00023 | 1979 | Bryan | CI - Cast Iron | STHT - Steam-Heat | 3/31/2011
Kenny's Dry Cleaners | 2760 South St | Lincoln | NE | 68502-3252 | Lancaster | NE03669 | Inactive | 9864 | 48043 | 1977 | BRYAN STEAM | WT - Water Tube Boiler | PROC - Process Steam | 4/30/2003
Kenny's Dry Cleaners | 2760 South St | Lincoln | NE | 68502-3252 | Lancaster | NE09848 | Scrapped/Junked | 10105 | V61-150-1214 | 2002 | Hurst | VTNT - Vertical Tubeless | PROC - Process Steam | 7/31/2010
Kenny's Dry Cleaners | 2760 South St | Lincoln | NE | 68502-3252 | Lancaster | NE30427 | Out of Service | 31273 | 71784 | 1991 | BRYAN STEAM LLC | WT - Water Tube Boiler | PROC - Process Steam | 3/31/2011
Seward Wellness Center | 2765 Eaton Drummer Blvd | Seward | NE | 68434-8160 | Seward | NE43330 | Active | 477446 | 24.PGT550.432.00231 | 2024 | Lochinvar | VTTB - Vertical Tube Bundle | IPHT - Indoor Pool Heater | 4/30/2026
AGRICULTURAL SERVICES | 2777 N Broadwell Ave | Grand Island | NE | 68803-2156 | HALL | NE03621 | Inactive | 204 | 204 | 1957 | SUPERIOR BOILERWORKS | FTSM - FTS Marine Dry Back | PROC - Process Steam | 6/30/2007
Royal Canin USA | 2779 Rademakers Way | Fremont | NE | 68025-8044 | Dodge | NE10812 | Active | 12287 | OL102570 | 2003 | Cleaver Brooks | FTSM - FTS Marine Dry Back | PROC - Process Steam | 8/31/2026
Mud Deodorization Plant | 27Th & Childs Rd | Bellevue | NE | 68147 | Sarpy | NE11617 | Inactive |  | 61-26951 | 1979 | Peerless | CI - Cast Iron | HWHT - Hot Water Heat | 10/31/2006
OMAHA LIVESTOCK MARKET | 27TH & O ST | OMAHA | NE | 68114 | Douglas | NE05565 | Scrapped/Junked | 26597 |  | 1975 | KEWANEE | FT - Firetube Boiler | STHT - Steam-Heat | 6/30/1991
DODGE COUNTY JAIL | 28 N BROAD ST | FREMONT | NE | 68025 | DODGE | NE20059 | Exempt 1999 LB-66 |  | ME94-0340331 | 1994 | AO SMITH | AHWH - ANSI/Fired Water Htr | HWSD - Hot Water Dom/Potable | 5/31/1998
DODGE COUNTY JAIL | 28 N BROAD ST | FREMONT | NE | 68025 | DODGE | NE20060 | Exempt 1999 LB-66 |  | MD95-0423207 | 1995 | AO SMITH | AHWH - ANSI/Fired Water Htr | HWSD - Hot Water Dom/Potable | 5/31/1998
Beatrice School -Maintenance/Grounds Bldg | 280 High St. | Beatrice | NE | 68310 | Gage | NE06861 | Active | n/a | 517538-200506 | 2005 | Peerless | CI - Cast Iron | HWHT - Hot Water Heat | 1/31/2027
Beatrice School -Maintenance/Grounds Bldg | 280 High St. | Beatrice | NE | 68310 | Gage | NE06862 | Active | n/a | 517541-200506 | 2005 | Peerless | CI - Cast Iron | HWHT - Hot Water Heat | 1/31/2027
Beatrice School -Maintenance/Grounds Bldg | 280 High St. | Beatrice | NE | 68310 | Gage | NE33468 | Scrapped/Junked |  | 60332 | 1920 | Us Radiator | CI - Cast Iron | HWHT - Hot Water Heat | 1/31/2006
Agri Trading | 280 Pierce St | Omaha | NE | 68108-3360 | Douglas | NE43474 | Active | 32004 | 78462-1 | 2016 | Burnham | FTHT - Firetube Horizontal | PROC - Process Steam | 11/30/2025
Usa Steak Buffet | 2800 Cornhusker Hwy | Lincoln | NE | 68504-1572 | Lancaster | NE09736 | Inactive | 72299 | K01500212 | 2001 | STAT | CHWH - ASME/Fired Water Heater | HWSD - Hot Water Dom/Potable | 3/31/2010
CENTRAL NEBRASKA PACKING | 2800 E 8th St | North Platte | NE | 69101-2679 | LINCOLN | NE04498 | Inactive | 59592 |  | 1987 | RAYPAK INC, CALIFORNIA | CPFT - Horiz Cpr Fin Boiler | HWSP - Hot Water Non Potable Supply | 6/30/2001
CENTRAL NEBRASKA PACKING | 2800 E 8th St | North Platte | NE | 69101-2679 | LINCOLN | NE10721 | Inactive | 724 |  | 1955 | NEBRASKA BOILER | WT - Water Tube Boiler | PROC - Process Steam | 6/30/2001
CENTRAL NEBRASKA PACKING | 2800 E 8th St | North Platte | NE | 69101-2679 | LINCOLN | NE13485 | Inactive | 1305 |  | 1964 | NEBRASKA BOILER | WT - Water Tube Boiler | PROC - Process Steam | 6/30/2001
CENTRAL NEBRASKA PACKING | 2800 E 8th St | North Platte | NE | 69101-2679 | LINCOLN | NE14327 | Inactive |  | HSB89015 | 1942 | KEWANEE | FT - Firetube Boiler | STHT - Steam-Heat | 6/30/2001
North Platte Livestock Feeders | 2800 E Echo School Rd | Wellfleet | NE | 69170-7031 | Lincoln | NE15765 | Active | 16530 | 16530 | 2009 | Superior Boiler Works | FTWB - FTS Marine Wet Back | PROC - Process Steam | 1/31/2027
North Platte Livestock Feeders | 2800 E Echo School Rd | Wellfleet | NE | 69170-7031 | Lincoln | NE15766 | Active | 16531 | 16531 | 2009 | Superior Boiler Works | FTWB - FTS Marine Wet Back | PROC - Process Steam | 1/31/2026
Ogallala Ready Mix | 2800 E Riverdale Dr | Ogallala | NE | 69153 | Keith | NE13992 | Out of Service | 695 | 2604 | 1961 | Superior Boilerworks | FTSM - FTS Marine Dry Back | PROC - Process Steam | 11/24/2015
Ogallala Ready Mix | 2800 E Riverdale Dr | Ogallala | NE | 69153 | Keith | NE26428 | Active | 4407 | 16-4407 | 2016 | SIOUX | COWH - Coil Type Water Heater | HWSP - Hot Water Non Potable Supply | 9/30/2025
R RAY GATES ELEMENTARY | 2800 LOUISE | GRAND ISLAND | NE | 68801 | HALL | NE34578 | Inactive |  | 00000-8471 | 1972 | KEWANEE | FT - Firetube Boiler | STHT - Steam-Heat | 7/31/1998
C RAY GATES ELEMENTARY | 2800 LOUISE | GRAND ISLAND | NE | 68801 | HALL | NE32241 | Inactive | 35656 |  | 1981 | KEWANEE | FTFB - Firetube-Firebox Boiler | STHT - Steam-Heat | 7/31/2005
C RAY GATES ELEMENTARY | 2800 LOUISE | GRAND ISLAND | NE | 68801 | HALL | NE34526 | Scrapped/Junked |  | N3607 | 1966 | KEWANEE | FT - Firetube Boiler | STHT - Steam-Heat | 7/31/2002
Theta Chi Fraternity | 2800 N 50th St | Lincoln | NE | 68504-2703 | Lancaster | NE06639 | Scrapped/Junked | 95831 | 95831/D05M003727 | 2005 | AOSC | CHWH - ASME/Fired Water Heater | HWSD - Hot Water Dom/Potable | 10/31/2013
Theta Chi Fraternity | 2800 N 50th St | Lincoln | NE | 68504-2703 | Lancaster | NE24679 | Active | 167846 | 1213M000451 | 2012 | AO SMITH | CHWH - ASME/Fired Water Heater | HWSD - Hot Water Dom/Potable | 9/30/2025
Theta Chi Fraternity | 2800 N 50th St | Lincoln | NE | 68504-2703 | Lancaster | NE30836 | Scrapped/Junked | 33588 | LB960505241960 | 1996 | AO SMITH | CHWH - ASME/Fired Water Heater | HWSD - Hot Water Dom/Potable | 2/28/2006
Collins Aerospace | 2800 N Division Ave | York | NE | 68467-9700 | York | NE07466 | Scrapped/Junked | 4239 | 32716 | 2007 | Chromalox | ELBL - Electric Boiler | PROC - Process Steam | 7/31/2009
Collins Aerospace | 2800 N Division Ave | York | NE | 68467-9700 | York | NE07467 | Active | 53981 | 91807 | 2007 | Lattner | ELBL - Electric Boiler | HWCA - Hotwater to Coil Htexchgr | 10/31/2026
Collins Aerospace | 2800 N Division Ave | York | NE | 68467-9700 | York | NE10692 | Active | 18526 | 25949 | 2002 | Chromalox | ELBL - Electric Boiler | PROC - Process Steam | 10/31/2026
Collins Aerospace | 2800 N Division Ave | York | NE | 68467-9700 | York | NE13449 | Active | 5807 | 34284 | 2008 | Chromalox | ELBL - Electric Boiler | PROC - Process Steam | 10/31/2026
Collins Aerospace | 2800 N Division Ave | York | NE | 68467-9700 | York | NE28719 | Active | 8367 | 19HE0-69482119 | 2019 | Riello | WT - Water Tube Boiler | HWHT - Hot Water Heat | 10/31/2026
Collins Aerospace | 2800 N Division Ave | York | NE | 68467-9700 | York | NE28720 | Active | 8368 | 19-HE069492119 | 2019 | Riello | WT - Water Tube Boiler | HWHT - Hot Water Heat | 10/31/2026
Collins Aerospace | 2800 N Division Ave | York | NE | 68467-9700 | York | NE28721 | Active | 8370 | 19HE069512119 | 2019 | Riello | WT - Water Tube Boiler | HWHT - Hot Water Heat | 10/31/2026
Collins Aerospace | 2800 N Division Ave | York | NE | 68467-9700 | York | NE28722 | Active | 8364 | HE0-69452119 | 2019 | Riello | WT - Water Tube Boiler | HWHT - Hot Water Heat | 10/31/2026
Collins Aerospace | 2800 N Division Ave | York | NE | 68467-9700 | York | NE28723 | Active | 8365 | HEO-69462119 | 2019 | Riello | WT - Water Tube Boiler | HWHT - Hot Water Heat | 10/31/2026
Collins Aerospace | 2800 N Division Ave | York | NE | 68467-9700 | York | NE28724 | Active | 8366 | 19HE069472119 | 2019 | Riello | WT - Water Tube Boiler | HWHT - Hot Water Heat | 10/31/2026
Collins Aerospace | 2800 N Division Ave | York | NE | 68467-9700 | York | NE37196 | Scrapped/Junked | 35189 | 629341 | 1981 | Kewanee | FT - Firetube Boiler | GLYC - Glycol Bldg Heat Sys | 10/31/2020
Collins Aerospace | 2800 N Division Ave | York | NE | 68467-9700 | York | NE41076 | Out of Service | 11207 | 51207 | 2021 | Chromalox | ELBL - Electric Boiler | PROC - Process Steam | 10/31/2025
HAMILTON SUNDSTRAND | 2800 N Division Ave | York | NE | 68467-9700 | YORK | NE37195 | Inactive | 35326 |  | 1981 | KEWANEE | FT - Firetube Boiler | HWHT - Hot Water Heat | 10/31/2000
Falls City Care Center | 2800 Towle St | Falls City | NE | 68355-1065 | Richardson | NE13357 | Scrapped/Junked | 83071 | 98071 | 2008 | Bradford and White | CHWH - ASME/Fired Water Heater | HWSD - Hot Water Dom/Potable | 12/31/2009
Falls City Care Center | 2800 Towle St | Falls City | NE | 68355-1065 | Richardson | NE17981 | Scrapped/Junked | 87242 | FE11693506 | 2009 | BOCK | FTVT - Firetube Vertical TB | HWSD - Hot Water Dom/Potable | 7/31/2016
Falls City Care Center | 2800 Towle St | Falls City | NE | 68355-1065 | Richardson | NE20501 | Scrapped/Junked |  | 891530035 | 1989 | AMERICAN STANDARD | AHWH - ANSI/Fired Water Htr | HWSD - Hot Water Dom/Potable | 10/31/1998
Falls City Care Center | 2800 Towle St | Falls City | NE | 68355-1065 | Richardson | NE20531 | Exempt 1999 LB-66 |  | MA960496200960 | 1996 | AO SMITH | AHWH - ANSI/Fired Water Htr | HWSD - Hot Water Dom/Potable | 8/31/2000
Falls City Care Center | 2800 Towle St | Falls City | NE | 68355-1065 | Richardson | NE35569 | Scrapped/Junked |  | 690713E109 | 1971 | A. O. Smith | COBL - Coil Type Boiler | HWSD - Hot Water Dom/Potable | 8/31/2008
Country Club Apartments | 2800 Woods Blvd | Lincoln | NE | 68502-5817 | Lancaster | NE12246 | Active | 109638 | 0606G01209 | 2006 | RHEEM | CHWH - ASME/Fired Water Heater | HWSD - Hot Water Dom/Potable | 5/31/2026
Country Club Apartments | 2800 Woods Blvd | Lincoln | NE | 68502-5817 | Lancaster | NE13143 | Scrapped/Junked | 77498 | 77498 | 2003 | AOSM | CHWH - ASME/Fired Water Heater | HWSD - Hot Water Dom/Potable | 7/31/2009
Country Club Apartments | 2800 Woods Blvd | Lincoln | NE | 68502-5817 | Lancaster | NE13144 | Scrapped/Junked | 77019 | 77019 | 1997 | RHEEM | CHWH - ASME/Fired Water Heater | HWSD - Hot Water Dom/Potable | 5/31/2011
Country Club Apartments | 2800 Woods Blvd | Lincoln | NE | 68502-5817 | Lancaster | NE13145 | Scrapped/Junked | 57931 | M97294469 | 1997 | State Industries | CHWH - ASME/Fired Water Heater | HWSD - Hot Water Dom/Potable | 5/31/2014
Country Club Apartments | 2800 Woods Blvd | Lincoln | NE | 68502-5817 | Lancaster | NE13146 | Scrapped/Junked | 64005 | E99-271 | 1999 | State Industries | CHWH - ASME/Fired Water Heater | HWSD - Hot Water Dom/Potable | 5/31/2014
Country Club Apartments | 2800 Woods Blvd | Lincoln | NE | 68502-5817 | Lancaster | NE13147 | Active | 105999 | 105999 | 2005 | RHEEM | CHWH - ASME/Fired Water Heater | HWSD - Hot Water Dom/Potable | 5/31/2025
Country Club Apartments | 2800 Woods Blvd | Lincoln | NE | 68502-5817 | Lancaster | NE15756 | Scrapped/Junked | 120509 | 120509 | 2009 | RHEEM | CHWH - ASME/Fired Water Heater | HWSD - Hot Water Dom/Potable | 5/31/2021
Storage unit | 2801 Cornhusker Dr | South Sioux City | NE | 68776-3915 | Dakota | NE40178 | Scrapped/Junked | 125277 | 9507125277 | 1995 | Raytherm/Raypak | CPFT - Horiz Cpr Fin Boiler | HWSP - Hot Water Non Potable Supply | 4/30/2013
Storage unit | 2801 Cornhusker Dr | South Sioux City | NE | 68776-3915 | Dakota | NE40179 | Scrapped/Junked | 125513 | 9508125513 | 1995 | Raytherm/Raypak | CPFT - Horiz Cpr Fin Boiler | HWHP - Hot Water Heat & Nonpotable | 4/30/2013
CAR WASH LTD | 2801 Dakota Ave | South Sioux City | NE | 68776-3241 | DAKOTA | NE00726 | Scrapped/Junked | 98919 |  | 2000 | TELEDYNE LAARS | CPFT - Horiz Cpr Fin Boiler | HWHT - Hot Water Heat | 11/30/2003
CAR WASH LTD | 2801 Dakota Ave | South Sioux City | NE | 68776-3241 | DAKOTA | NE00727 | Scrapped/Junked | 179887 |  | 2000 | TELEDYNE LAARS | CPFT - Horiz Cpr Fin Boiler | HWSP - Hot Water Non Potable Supply | 11/30/2003
AG Processing, Inc. / Soybean Refinery Plant | 2801 E 7th St | Hastings | NE | 68901-5560 | Adams | NE00739 | Active | 1549 | 9-135 | 1999 | Alloy | PICO - Pipe Coil Assy | HTEX - Heat Exchanger | 6/30/2026
AG Processing, Inc. / Soybean Refinery Plant | 2801 E 7th St | Hastings | NE | 68901-5560 | Adams | NE06049 | Active | 246 | G-6613 | 2005 | Alloy | HEXC - Heat Exchanger | HTEX - Heat Exchanger | 5/31/2026
AG Processing, Inc. / Soybean Refinery Plant | 2801 E 7th St | Hastings | NE | 68901-5560 | Adams | NE06300 | Active | 283 | G-6637 | 2005 | Alloy | HEXC - Heat Exchanger | HTEX - Heat Exchanger | 5/31/2026
AG Processing, Inc. / Soybean Refinery Plant | 2801 E 7th St | Hastings | NE | 68901-5560 | Adams | NE06813 | Active | 447 | 7048 | 2005 | Contract Fabricators | SHTB - Shell/Tube Htexchngr | HTEX - Heat Exchanger | 6/30/2026
AG Processing, Inc. / Soybean Refinery Plant | 2801 E 7th St | Hastings | NE | 68901-5560 | Adams | NE06929 | Inactive | 2913 | O-3076 | 1993 | NEBC | WT - Water Tube Boiler | 0030 - Portable HPS Boiler | 6/30/2007
AG Processing, Inc. / Soybean Refinery Plant | 2801 E 7th St | Hastings | NE | 68901-5560 | Adams | NE06930 | Inactive | 5616 | 20037130-1 | 2003 | KENT | ECON - Boiler Economizer | ECON - Boiler Economizer | 6/30/2007
AG Processing Inc | 2801 E 7th St | Hastings | NE | 68901-5560 | Adams | NE06883 | Out of Service | 695 | HC1665 | 2004 | Hydro-Chem | FT - Firetube Boiler | PROC - Process Steam | 6/30/2022
AG Processing Inc | 2801 E 7th St | Hastings | NE | 68901-5560 | Adams | NE06884 | Out of Service | 147 | 03801 | 2003 | Economaster | ECON - Boiler Economizer | ECON - Boiler Economizer | 6/30/2022
AG Processing Inc | 2801 E 7th St | Hastings | NE | 68901-5560 | Adams | NE06942 | Out of Service | 688 | HC1658 | 2003 | Hydro-Chem | UTNK - Unfired Vertical Tank | 0001 - Desulfurizer | 6/30/2022
AG Processing Inc | 2801 E 7th St | Hastings | NE | 68901-5560 | Adams | NE06943 | Out of Service | 689 | HC1659 | 2003 | Hydro-Chem | UTNK - Unfired Vertical Tank | 0003 - Shift Converter | 6/30/2022
AG Processing Inc | 2801 E 7th St | Hastings | NE | 68901-5560 | Adams | NE06944 | Out of Service | 1894 | 3506 | 2003 | Hydro-Chem | SHTB - Shell/Tube Htexchngr | 0052 - Process Cooler | 6/30/2022
AG Processing Inc | 2801 E 7th St | Hastings | NE | 68901-5560 | Adams | NE06945 | Out of Service | 693 | HC1663 | 2003 | Hydro-Chem | SHTB - Shell/Tube Htexchngr | 0003 - Shift Converter | 6/30/2022
AG Processing Inc | 2801 E 7th St | Hastings | NE | 68901-5560 | Adams | NE06946 | Out of Service | 690 | HC1660 | 2003 | Hydro-Chem | SHTB - Shell/Tube Htexchngr | 0003 - Shift Converter | 6/30/2022
AG Processing Inc | 2801 E 7th St | Hastings | NE | 68901-5560 | Adams | NE06947 | Out of Service | 691 | HC1661 | 2003 | HYCM | SHTB - Shell/Tube Htexchngr | 0003 - Shift Converter | 6/30/2022
AG Processing Inc | 2801 E 7th St | Hastings | NE | 68901-5560 | Adams | NE06948 | Exempt | 2394 | 4950 | 2003 | Hydro-Chem | UTNK - Unfired Vertical Tank | STOR - Storage Vessel | 6/30/2010
AG Processing /CFB Plant | 2801 E 7th St | Hastings | NE | 68901-5560 | Adams | NE05902 | Active | 9512 | OL 097981 | 1998 | Cleaver & Brooks | FTSM - FTS Marine Dry Back | PROC - Process Steam | 5/31/2026
AG Processing /CFB Plant | 2801 E 7th St | Hastings | NE | 68901-5560 | Adams | NE07836 | Active | 23689 | 45659/M1693 | 1971 | Cleaver & Brooks | WT - Water Tube Boiler | PROC - Process Steam | 5/31/2026
AG Processing /CFB Plant | 2801 E 7th St | Hastings | NE | 68901-5560 | Adams | NE13348 | Active | 25296 | 118-0021 | 2007 | Babcock & Wilcox | WT - Water Tube Boiler | PROC - Process Steam | 6/30/2025
AG Processing /CFB Plant | 2801 E 7th St | Hastings | NE | 68901-5560 | Adams | NE19901 | Active | 24024 | 46002 / M1696 | 1972 | Cleaver & Brooks | WT - Water Tube Boiler | PROC - Process Steam | 5/31/2026
AG PROCESSING INC | 2801 E 7th St | Hastings | NE | 68901-5560 | ADAMS | NE00744 | Inactive | 131 | G-5306 | 1999 | ALLOY FABRICATIONS CO | WT - Water Tube Boiler | PROC - Process Steam | 6/30/2005
AG PROCESSING INC | 2801 E 7th St | Hastings | NE | 68901-5560 | ADAMS | NE06616 | Inactive | 3513 | O-3843 | 1997 | NEBRASKA BOILER | WT - Water Tube Boiler | PHPS - Portable High PSI Steam | 10/31/2006
AG PROCESSING INC | 2801 E 7th St | Hastings | NE | 68901-5560 | ADAMS | NE06617 | Inactive | 5616 | 20037130-1 | 2003 | KENTUBE ENG PRODUCTS | ECON - Boiler Economizer | ECON - Boiler Economizer | 10/31/2006
AG PROCESSING INC | 2801 E 7th St | Hastings | NE | 68901-5560 | ADAMS | NE19902 | Inactive | 23690 |  | 1979 | CLEAVER BROOKS | FTSM - FTS Marine Dry Back | PROC - Process Steam | 10/31/1996
CHIPOTLE | 2801 Pine Lake Rd | Lincoln | NE | 68516-6041 | LANCASTER | NE05974 | Inactive |  | 2004.09000782 | 2004 | NORITZ AMERICAN CORP | AHWH - ANSI/Fired Water Htr | HWSD - Hot Water Dom/Potable | 1/1/1900
Jersey Mikes | 2801 Pine Lake Rd Ste G | Lincoln | NE | 68516-6041 | Lancaster | NE25707 | Scrapped/Junked | 3814-3816 | 8700703 | 2013 | AO SMITH | WTHW - Watertube Wtr Heater | HWSD - Hot Water Dom/Potable | 3/31/2018
TRAVEL LODGE MOTEL | 2801 W O St | Lincoln | NE | 68528-1804 | LANCASTER | NE24231 | Exempt 1999 LB-66 |  | MM920249480880 | 1992 | AO SMITH | AHWH - ANSI/Fired Water Htr | HWSD - Hot Water Dom/Potable | 1/1/1900
TRAVEL LODGE MOTEL | 2801 W O St | Lincoln | NE | 68528-1804 | LANCASTER | NE24232 | Scrapped/Junked |  | B266710 | 1979 | PRESTIGE | AHWH - ANSI/Fired Water Htr | HWSD - Hot Water Dom/Potable | 1/1/1900
TRAVEL LODGE MOTEL | 2801 W O St | Lincoln | NE | 68528-1804 | LANCASTER | NE24233 | Scrapped/Junked |  | B841600035A | 1984 | PRESTIGE | AHWH - ANSI/Fired Water Htr | HWSD - Hot Water Dom/Potable | 1/1/1900
Merrick Medical Center | 2802 28th St | Central City | NE | 68826-2707 | Merrick | NE41332 | Active | 374276 | 2133125581577 | 2021 | Lochinvar | COBL - Coil Type Boiler | HWHT - Hot Water Heat | 2/28/2027
Merrick Medical Center | 2802 28th St | Central City | NE | 68826-2707 | Merrick | NE41333 | Active | 374277 | 2133125581576 | 2021 | Lochinvar | COBL - Coil Type Boiler | HWHT - Hot Water Heat | 2/28/2027
Merrick Medical Center | 2802 28th St | Central City | NE | 68826-2707 | Merrick | NE41334 | Active | 153139 | F017521 | 2021 | PVI Industries | CHWH - ASME/Fired Water Heater | HWSD - Hot Water Dom/Potable | 2/28/2027
Merrick Medical Center | 2802 28th St | Central City | NE | 68826-2707 | Merrick | NE41335 | Active | 153160 | F017522 | 2021 | PVI Industries | CHWH - ASME/Fired Water Heater | HWSD - Hot Water Dom/Potable | 2/28/2027
Merrick Medical Center | 2802 28th St | Central City | NE | 68826-2707 | Merrick | NE41336 | Active | 28791 | 112128 | 2021 | Steris Corp | ELBL - Electric Boiler | 0020 - Supp to Sterlizer/Autoclave | 2/28/2027
Merrick Medical Center | 2802 28th St | Central City | NE | 68826-2707 | Merrick | NE41337 | Active | 28533 | 1121107 | 2021 | Steris Corp | ELBL - Electric Boiler | 0020 - Supp to Sterlizer/Autoclave | 2/28/2027
Youth Development Center | 2802 30th Ave | Kearney | NE | 68845-4035 | Buffalo | NE02326 | Active | 28755 | 72792-2 | 2004 | Burnham | FTSM - FTS Marine Dry Back | STHT - Steam-Heat | 5/31/2025
Youth Development Center | 2802 30th Ave | Kearney | NE | 68845-4035 | Buffalo | NE02327 | Active | 28747 | 72792-1 | 2004 | Burnham | FTSM - FTS Marine Dry Back | STHT - Steam-Heat | 5/31/2025
Youth Development Center | 2802 30th Ave | Kearney | NE | 68845-4035 | Buffalo | NE02332 | Active | 28757 | 72793 | 2004 | Burnham | FTSM - FTS Marine Dry Back | STHT - Steam-Heat | 5/31/2025
YOUTH DEVELOPMENT CENTER | 2802 30th Ave | Kearney | NE | 68845-4035 | BUFFALO | NE00757 | Scrapped/Junked | 2262 | 6993 | 1947 | MURRAY | WT - Water Tube Boiler | STHT - Steam-Heat | 7/31/2004
YOUTH DEVELOPMENT CENTER | 2802 30th Ave | Kearney | NE | 68845-4035 | BUFFALO | NE01354 | Scrapped/Junked | 29917 |  | 1977 | KEWANEE | FTSM - FTS Marine Dry Back | BSUP - Bldg Heat & Process | 12/31/2004
YOUTH DEVELOPMENT CENTER | 2802 30th Ave | Kearney | NE | 68845-4035 | BUFFALO | NE30171 | Scrapped/Junked | 3878 | 8118104 | 1970 | RITE ENGINEERING | WT - Water Tube Boiler | HWHT - Hot Water Heat | 7/31/2004
YOUTH DEVELOPMENT CENTER | 2802 30th Ave | Kearney | NE | 68845-4035 | BUFFALO | NE30345 | Scrapped/Junked |  | 0060-41392 | 1970 | PEERLESS HEATER COMPANY |  | STHT - Steam-Heat | 1/31/2002
YOUTH DEVELOPMENT CENTER | 2802 30th Ave | Kearney | NE | 68845-4035 | BUFFALO | NE30491 | Scrapped/Junked |  | RUN0493G01074 | 1993 | RHEEM MANUFACTURING CO | AHWH - ANSI/Fired Water Htr | HWSD - Hot Water Dom/Potable | 7/31/2004
Dusters Gottberg Brew Pub | 2804 13th St | Columbus | NE | 68601-4919 | Platte | NE30651 | Active | 2566 | 7880 | 1979 | PPCO | ELBL - Electric Boiler | PROC - Process Steam | 10/31/2026
Dusters Gottberg Brew Pub | 2804 13th St | Columbus | NE | 68601-4919 | Platte | NE30652 | Active | 2567 | 7881 | 1979 | PPCO | ELBL - Electric Boiler | PROC - Process Steam | 10/31/2026
Dusters Gottberg Brew Pub | 2804 13th St | Columbus | NE | 68601-4919 | Platte | NE30653 | Scrapped/Junked | 54918 | SJ94Y54918-Y3 | 1994 | AOSM | ELWH - Electric Water Heater | HWSD - Hot Water Dom/Potable | 10/31/2008
Dusters Gottberg Brew Pub | 2804 13th St | Columbus | NE | 68601-4919 | Platte | NE30654 | Scrapped/Junked | 54917 | SI9454917-Y3 | 1994 | AOSM | ELWH - Electric Water Heater | HWSD - Hot Water Dom/Potable | 10/31/2009
Lake Minatare School | 280548 County Rd N # K | Minatare | NE | 69356-4102 | Scotts Bluff | NE16318 | Scrapped/Junked |  | 8202 | 1990 | BRADFORD-WHITE | AHWH - ANSI/Fired Water Htr | HWSD - Hot Water Dom/Potable | 4/30/2003
Lake Minatare School | 280548 County Rd N # K | Minatare | NE | 69356-4102 | Scotts Bluff | NE31733 | Scrapped/Junked | n/a | M-9982 | 1965 | Kewanee | FTFB - Firetube-Firebox Boiler | HWHT - Hot Water Heat | 3/31/2015
Lake Minatare School | 280548 County Road K | Minatare | NE | 69356-4302 | Scotts Bluff | NE25805 | Active | N/A | 1060-09-0698 | 2012 | Aerco | CALU - Cast Aluminum | HWHT - Hot Water Heat | 3/31/2026
OrthoNebraska | 2808 S 143rd Plaza | Omaha | NE | 68144-5611 | Douglas | NE15038 | Active | 49703 | 90281 | 2003 | BRYA | WT - Water Tube Boiler | 0020 - Supp to Sterlizer/Autoclave | 2/28/2026
OrthoNebraska | 2808 S 143rd Plaza | Omaha | NE | 68144-5611 | Douglas | NE15039 | Active | 49725 | SN90303 | 2003 | Bryan Steam Corporation | WT - Water Tube Boiler | 0020 - Supp to Sterlizer/Autoclave | 2/28/2026
OrthoNebraska | 2808 S 143rd Plaza | Omaha | NE | 68144-5611 | Douglas | NE15040 | Scrapped/Junked | 12602 | 03F-0518 | 2003 | ALES | FTVT - Firetube Vertical TB | HWHT - Hot Water Heat | 2/28/2024
OrthoNebraska | 2808 S 143rd Plaza | Omaha | NE | 68144-5611 | Douglas | NE15041 | Scrapped/Junked | 12603 | 03F-0519 | 2003 | ALES | FTVT - Firetube Vertical TB | HWHT - Hot Water Heat | 2/28/2024
OrthoNebraska | 2808 S 143rd Plaza | Omaha | NE | 68144-5611 | Douglas | NE15042 | Scrapped/Junked | 12605 | 03F-0521 | 2003 | ALES | FTVT - Firetube Vertical TB | HWHT - Hot Water Heat | 2/28/2022
OrthoNebraska | 2808 S 143rd Plaza | Omaha | NE | 68144-5611 | Douglas | NE15043 | Scrapped/Junked | 150848 | A0H00150848 | 2003 | Loch | CPFH - Copper Fin Water Heater | HWSD - Hot Water Dom/Potable | 2/28/2020
OrthoNebraska | 2808 S 143rd Plaza | Omaha | NE | 68144-5611 | Douglas | NE15044 | Scrapped/Junked | 149142 | K02H00149142 | 2002 | Loch | CPFH - Copper Fin Water Heater | HWSD - Hot Water Dom/Potable | 2/28/2020
OrthoNebraska | 2808 S 143rd Plaza | Omaha | NE | 68144-5611 | Douglas | NE28828 | Active | 349533 | SN19349533 | 2019 | Lochinvar, Inc. | CPFT - Horiz Cpr Fin Boiler | HWSD - Hot Water Dom/Potable | 2/28/2026
OrthoNebraska | 2808 S 143rd Plaza | Omaha | NE | 68144-5611 | Douglas | NE28829 | Active | 343880 | SN19343880 | 2019 | Lochinvar, Inc. | CPFT - Horiz Cpr Fin Boiler | HWSD - Hot Water Dom/Potable | 2/28/2026
OrthoNebraska | 2808 S 143rd Plaza | Omaha | NE | 68144-5611 | Douglas | NE41253 | Active | 555 | 120286 | 2021 | Les Inc/Aldrich Co | FTVT - Firetube Vertical TB | HWHT - Hot Water Heat | 2/28/2026
OrthoNebraska | 2808 S 143rd Plaza | Omaha | NE | 68144-5611 | Douglas | NE42201 | Active | 672 | 120360B | 2023 | Les Inc/Aldrich Co | FTVT - Firetube Vertical TB | HWHT - Hot Water Heat | 2/28/2026
OrthoNebraska | 2808 S 143rd Plaza | Omaha | NE | 68144-5611 | Douglas | NE42202 | Active | 671 | 120360A | 2023 | Les Inc/Aldrich Co | FTVT - Firetube Vertical TB | HWHT - Hot Water Heat | 2/28/2026
vacant bldg | 2808 S 72nd St | Omaha | NE | 68124-3501 | Douglas | NE12817 | Inactive | 25007 | 1924749 | 1992 | Teledyne Laars | CPFT - Horiz Cpr Fin Boiler | HWHT - Hot Water Heat | 11/30/2016
vacant bldg | 2808 S 72nd St | Omaha | NE | 68124-3501 | Douglas | NE12818 | Inactive | 25008 | 1924750 | 1992 | Teledyne Laars | CPFT - Horiz Cpr Fin Boiler | HWHT - Hot Water Heat | 11/30/2016
vacant bldg | 2808 S 72nd St | Omaha | NE | 68124-3501 | Douglas | NE12927 | Exempt |  | 93AV14658 | 1993 | COMFORT ZONE | WT - Water Tube Boiler | HWSD - Hot Water Dom/Potable | 11/30/1997
vacant bldg | 2808 S 72nd St | Omaha | NE | 68124-3501 | Douglas | NE12928 | Exempt 1999 LB-66 |  | MJ0779345 | 1990 | AMERICAN WATER | AHWH - ANSI/Fired Water Htr | HWSD - Hot Water Dom/Potable | 11/30/1999
vacant bldg | 2808 S 72nd St | Omaha | NE | 68124-3501 | Douglas | NE12929 | Exempt 1999 LB-66 |  | MA199-100B | 1990 | PRESTIGE | AHWH - ANSI/Fired Water Htr | HWSD - Hot Water Dom/Potable | 11/30/1999
vacant bldg | 2808 S 72nd St | Omaha | NE | 68124-3501 | Douglas | NE12930 | Exempt 1999 LB-66 |  | RN-0292D04990 | 1990 | RHEEM MANUFACTURING CO | AHWH - ANSI/Fired Water Htr | HWSD - Hot Water Dom/Potable | 11/30/1999
BLAIR LAUNDROMAT | 2809 Florence Blvd | Omaha | NE | 68110-2113 | Douglas | NE12832 | Inactive | 36266 |  | 1991 | AO SMITH | COBL - Coil Type Boiler | HWSP - Hot Water Non Potable Supply | 10/31/2005
Scottsbluff Armory | 2810 1st Ave | Scottsbluff | NE | 69361-4301 | Scotts Bluff | NE07085 | Active | 14800 | 06F-2707 | 2005 | Aldrich | FTHT - Firetube Horizontal | STHT - Steam-Heat | 2/28/2026
Scottsbluff Armory | 2810 1st Ave | Scottsbluff | NE | 69361-4301 | Scotts Bluff | NE30091 | Scrapped/Junked |  | 16S630 | 1968 | BRYANT |  | STHT - Steam-Heat | 2/28/2006
Bauer Built Inc | 2810 Heartland Dr | Lexington | NE | 68850 | Dawson | NE26861 | Active | N/A | 1736941 | 2016 | Slant Fin | CI - Cast Iron | HWHF - Hot Water Heat-Floor | 2/28/2026
Bellevue University | 2810 N 118th St | Omaha | NE | 68164-3682 | Douglas | NE24779 | Active | 9509 | 97E6763 | 1997 | Aldrich | FTVT - Firetube Vertical TB | HWHT - Hot Water Heat | 1/31/2026
Bellevue University | 2810 N 118th St | Omaha | NE | 68164-3682 | Douglas | NE24780 | Active | 9513 | 97E6768 | 1997 | Aldrich | FTVT - Firetube Vertical TB | HWHT - Hot Water Heat | 1/31/2026
Bellevue University | 2810 N 118th St | Omaha | NE | 68164-3682 | Douglas | NE24781 | Active | 9512 | 97E6766 | 1997 | Aldrich | FTVT - Firetube Vertical TB | HWHT - Hot Water Heat | 1/31/2026
LEXINGTON COMFORT INN | 2810 Plum Creek Pkwy | Lexington | NE | 68850-5627 | DAWSON | NE21171 | Scrapped/Junked |  | 6950 | 1992 | AO SMITH | AHWH - ANSI/Fired Water Htr | HWSD - Hot Water Dom/Potable | 2/29/2000
LEXINGTON COMFORT INN | 2810 Plum Creek Pkwy | Lexington | NE | 68850-5627 | DAWSON | NE21172 | Scrapped/Junked |  | 6199 | 1992 | AO SMITH | AHWH - ANSI/Fired Water Htr | HWSD - Hot Water Dom/Potable | 2/29/2000
New West Sports Medicine | 2810 W 35th St | Kearney | NE | 68845-2909 | Buffalo | NE17944 | Active | 99302 | B09H10099302 | 2009 | Lochinvar | WTSS - Watertube SS Steel | HWHT - Hot Water Heat | 1/31/2027
New West Sports Medicine | 2810 W 35th St | Kearney | NE | 68845-2909 | Buffalo | NE17945 | Active | 73565 | B09H10073565 | 2009 | Lochinvar | WTSS - Watertube SS Steel | HWHT - Hot Water Heat | 1/31/2027
New West Sports Medicine | 2810 W 35th St | Kearney | NE | 68845-2909 | Buffalo | NE17946 | Active | 94088 | B09H10094088 | 2009 | Lochinvar | WTSS - Watertube SS Steel | HWHT - Hot Water Heat | 1/31/2027
Hexagon Helicopter | 28101 Pawnee Road | Valley | NE | 68064 | Douglas | NE42338 | Active | 350130 | 22. VC60.338.06167 | 2022 | Lochinvar | FTVT - Firetube Vertical TB | GLFH - Glycol Floor Heat System | 6/30/2025
West Hampton Park/Bldg #23 | 2811 N 193rd Ct | Omaha | NE | 68022-2634 | Douglas | NE07646 | Active | 188610 | G06H00188610 | 2006 | Lochinvar | CHWH - ASME/Fired Water Heater | HWSD - Hot Water Dom/Potable | 6/30/2026
Girls Inc Of Omaha | 2811 N 45th St | Omaha | NE | 68104-4518 | Douglas | NE09925 | Active | 11844 | 02E-9747 | 2002 | Aldrich | FTVT - Firetube Vertical TB | HWHT - Hot Water Heat | 5/31/2026
Girls Inc Of Omaha | 2811 N 45th St | Omaha | NE | 68104-4518 | Douglas | NE09926 | Active | 11836 | 02E-9739 | 2002 | Aldrich | FTVT - Firetube Vertical TB | HWHT - Hot Water Heat | 5/31/2026
Girls Inc Of Omaha | 2811 N 45th St | Omaha | NE | 68104-4518 | Douglas | NE09927 | Active | 11845 | 02E-9748 | 2002 | Aldrich | FTVT - Firetube Vertical TB | HWHT - Hot Water Heat | 5/31/2026
Girls Inc Of Omaha | 2811 N 45th St | Omaha | NE | 68104-4518 | Douglas | NE26334 | Active | 70420 | G-15-0334 | 2015 | Aerco | FT - Firetube Boiler | HWHT - Hot Water Heat | 5/31/2026
Girls Inc Of Omaha | 2811 N 45th St | Omaha | NE | 68104-4518 | Douglas | NE26335 | Active | 70421 | G-15-0335 | 2015 | Aerco | FT - Firetube Boiler | HWHT - Hot Water Heat | 5/31/2026
Girls Inc Of Omaha | 2811 N 45th St | Omaha | NE | 68104-4518 | Douglas | NE26336 | Active | 211158 | 211158 | 2015 | AO SMITH | CHWH - ASME/Fired Water Heater | HWSD - Hot Water Dom/Potable | 5/31/2026
Girls Inc Of Omaha | 2811 N 45th St | Omaha | NE | 68104-4518 | Douglas | NE37493 | Scrapped/Junked | 32210 |  | 1979 | KEWANEE | FTFB - Firetube-Firebox Boiler | STHT - Steam-Heat | 8/31/2002
Girls Inc Of Omaha | 2811 N 45th St | Omaha | NE | 68104-4518 | Douglas | NE37494 | Scrapped/Junked | 32345 |  | 1979 | KEWANEE | FTFB - Firetube-Firebox Boiler | STHT - Steam-Heat | 8/31/2002
Central Valley Ag | 28115 158th st | Duncan | NE | 68634 | Platte | NE02953 | Active | 4954 | S/N 4954 | 1969 | Superior Boiler Works | FTSM - FTS Marine Dry Back | PROC - Process Steam | 6/30/2026
SIRLOIN BUFFET | 2812 23rd St | Columbus | NE | 68601-3206 | PLATTE | NE22334 | Exempt 1999 LB-66 |  | 730F7630807 | 1976 | RHEEM MANUFACTURING CO | AHWH - ANSI/Fired Water Htr | HWSD - Hot Water Dom/Potable | 5/31/2000
Splash Arena | 2813 2nd Ave | Scottsbluff | NE | 69361 | Scotts Bluff | NE22812 | Inactive | 128899 | E01722 | 2001 | Lochinvar | CPFH - Copper Fin Water Heater | OPHT - Outdoor Pool Heater | 3/31/2016
Splash Arena | 2813 2nd Ave | Scottsbluff | NE | 69361 | Scotts Bluff | NE25835 | Out of Service | 141790 | A051519763 | 2014 | Rheem/Ruud | CHWH - ASME/Fired Water Heater | HWSD - Hot Water Dom/Potable | 4/30/2019
West Hampton Park/Bldg #18 | 2814 N 194th Ct | Elkhorn | NE | 68022-2618 | Douglas | NE07644 | Active | 187977 | I05H00179761 | 2006 | Lochinvar | CHWH - ASME/Fired Water Heater | HWSD - Hot Water Dom/Potable | 6/30/2026
Central City Middle Schl | 2815 17th Ave | Central City | NE | 68826-9604 | Merrick | NE18128 | Scrapped/Junked | 7461 | 93-3531 | 1993 | Aldrich | FTVT - Firetube Vertical TB | HWHT - Hot Water Heat | 1/31/2014
Central City Middle Schl | 2815 17th Ave | Central City | NE | 68826-9604 | Merrick | NE18129 | Scrapped/Junked | 7463 | 93-3533 | 1993 | Aldrich | FTVT - Firetube Vertical TB | HWHT - Hot Water Heat | 1/31/2014
Central City Middle Schl | 2815 17th Ave | Central City | NE | 68826-9604 | Merrick | NE18130 | Scrapped/Junked | 7460 | 93-3530 | 1993 | Aldrich | FTVT - Firetube Vertical TB | HWHT - Hot Water Heat | 1/31/2014
Central City Middle Schl | 2815 17th Ave | Central City | NE | 68826-9604 | Merrick | NE18131 | Scrapped/Junked | 7462 | 93-3532 | 1993 | Aldrich | FTVT - Firetube Vertical TB | HWHT - Hot Water Heat | 1/31/2014
Central City Middle Schl | 2815 17th Ave | Central City | NE | 68826-9604 | Merrick | NE18132 | Scrapped/Junked | 47525 | SB93-47525-Y3 | 1993 | AOSM | CHWH - ASME/Fired Water Heater | HWSD - Hot Water Dom/Potable | 1/31/2014
Central City Middle Schl | 2815 17th Ave | Central City | NE | 68826-9604 | Merrick | NE18133 | Scrapped/Junked | 47426 | SB93-47526-Y3 | 1993 | AOSM | CHWH - ASME/Fired Water Heater | HWSD - Hot Water Dom/Potable | 1/31/2014
Central City Middle Schl | 2815 17th Ave | Central City | NE | 68826-9604 | Merrick | NE18134 | Scrapped/Junked | 41666 | 492P | 1968 | GROE | COOK - Fired Cooker | 0023 - Water Heated Cooker | 1/31/2016
Central City Middle Schl | 2815 17th Ave | Central City | NE | 68826-9604 | Merrick | NE22871 | Active | 31523 | 31523 | 1993 | Groen | KETT - Fired Kettle | COOK - Cooker/Kettle | 1/31/2027
Central City Middle Schl | 2815 17th Ave | Central City | NE | 68826-9604 | Merrick | NE24055 | Active | 5435 | 071317663 | 2013 | CAMUS | WT - Water Tube Boiler | HWHT - Hot Water Heat | 1/31/2027
Central City Middle Schl | 2815 17th Ave | Central City | NE | 68826-9604 | Merrick | NE24056 | Out of Service | 5436 | 071317664 | 2013 | CAMUS | WT - Water Tube Boiler | HWHT - Hot Water Heat | 1/31/2026
Apartment Building - Colonial Heights | 2815 Tierra Dr | Lincoln | NE | 68516-5000 | Lancaster | NE10696 | Active | N/A | 7718847 | 1984 | BURN | CI - Cast Iron | HWHT - Hot Water Heat | 5/31/2026
Apartment Building - Colonial Heights | 2815 Tierra Dr | Lincoln | NE | 68516-5000 | Lancaster | NE10697 | Scrapped/Junked | N/A | D8834760-R | 1988 | TELE | CPFH - Copper Fin Water Heater | SPAJ - Spa/Jacuzzi Heater | 5/31/2016
Apartment Building - Colonial Heights | 2815 Tierra Dr | Lincoln | NE | 68516-5000 | Lancaster | NE10698 | Scrapped/Junked |  | E8916431R | 1989 | TELE | CPFH - Copper Fin Water Heater | IPHT - Indoor Pool Heater | 5/31/2009
Apartment Building - Colonial Heights | 2815 Tierra Dr | Lincoln | NE | 68516-5000 | Lancaster | NE10699 | Scrapped/Junked | N/A | E8916430R | 1989 | TELE | CPFH - Copper Fin Water Heater | OPHT - Outdoor Pool Heater | 5/31/2012
Apartment Building - Colonial Heights | 2815 Tierra Dr | Lincoln | NE | 68516-5000 | Lancaster | NE15354 | Scrapped/Junked | 245874 | J08PE0286 | 2008 | JANDY | CPFT - Horiz Cpr Fin Boiler | IPHT - Indoor Pool Heater | 5/31/2012
Apartment Building - Colonial Heights | 2815 Tierra Dr | Lincoln | NE | 68516-5000 | Lancaster | NE25720 | Scrapped/Junked | 13882 | 11W056 | 2011 | PENTAIR | CPPH - Ansi Cpr Fin Pool Heater | IPHT - Indoor Pool Heater | 5/31/2016
Apartment Building - Colonial Heights | 2815 Tierra Dr | Lincoln | NE | 68516-5000 | Lancaster | NE25721 | Scrapped/Junked | 000853 | 21131202102133001 | 2013 | Hayward | CPPH - Ansi Cpr Fin Pool Heater | OPHT - Outdoor Pool Heater | 5/31/2025
Apartment Building - Colonial Heights | 2815 Tierra Dr | Lincoln | NE | 68516-5000 | Lancaster | NE26310 | Active | 23610 | 16W0104 | 2016 | PENTAIR | CPPH - Ansi Cpr Fin Pool Heater | IPHT - Indoor Pool Heater | 5/31/2026
West Hampton Park/Bldg #25 | 2816 N 192nd Ct | Omaha | NE | 68022-2650 | Douglas | NE07648 | Active | 189264 | G06H00189264 | 2006 | Lochinvar | CHWH - ASME/Fired Water Heater | HWSD - Hot Water Dom/Potable | 6/30/2026
Central City Aquatic Center | 2818 18th Ave | Central City | NE | 68826-2254 | Merrick | NE14137 | Scrapped/Junked | 290765 | 0812290765 | 2008 | RAYPAK INC | CPFH - Copper Fin Water Heater | OPHT - Outdoor Pool Heater | 6/30/2015
Central City Aquatic Center | 2818 18th Ave | Central City | NE | 68826-2254 | Merrick | NE25991 | Scrapped/Junked | 402478 | 1506402478 | 2015 | Raypak | CPPH - Ansi Cpr Fin Pool Heater | OPHT - Outdoor Pool Heater | 7/31/2024
Central City Aquatic Center | 2818 18th Ave | Central City | NE | 68826-2254 | Merrick | NE42720 | Active | 565034 | 2337565034 | 2023 | Raypak | CPPH - Ansi Cpr Fin Pool Heater | OPHT - Outdoor Pool Heater | 6/30/2026
Car Wash | 2818 S 148th Ave Cir | Omaha | NE | 68144-5476 | Douglas | NE00716 | Inactive | n/a | GEM 16890 | 1980 | Peerless | CI - Cast Iron | GLFH - Glycol Floor Heat System | 3/31/2024
Aurora Coop | 2819 Old West Highway 30 | Grand Island | NE | 68803-5224 | Hall | NE14072 | Active | 10732 | 69-4599H47004 | 1969 | York International | FTSM - FTS Marine Dry Back | PROC - Process Steam | 10/31/2026
Aurora Coop | 2819 Old West Highway 30 | Grand Island | NE | 68803-5224 | Hall | NE19590 | Out of Service | 49427 | L-69809 | 1980 | Cleaver Brooks | FTSM - FTS Marine Dry Back | PROC - Process Steam | 11/30/2015
Compass Roofing | 2820 E Hwy 34 | Grand Island | NE | 68801-9734 | Hall | NE21088 | Out of Service | 1284 | 199F2010136 | 2002 | Heat Transfer Products Inc. | WTSS - Watertube SS Steel | HWHT - Hot Water Heat | 2/28/2017
Compass Roofing | 2820 E Hwy 34 | Grand Island | NE | 68801-9734 | Hall | NE26446 | Active | N/A | 65549187 | 2016 | Burnham | CI - Cast Iron | HWHT - Hot Water Heat | 1/31/2026
Maple Crest Care Center | 2820 N 66th Ave | Omaha | NE | 68104-3900 | Douglas | NE21966 | Exempt 1999 LB-66 |  | 0982403899 | 1983 | RHEEM MANUFACTURING CO | AHWH - ANSI/Fired Water Htr | HWSD - Hot Water Dom/Potable | 9/30/1998
Maple Crest Care Center | 2820 N 66th Ave | Omaha | NE | 68104-3900 | Douglas | NE21967 | Exempt 1999 LB-66 |  | 0695G01379 | 1996 | RUUD | AHWH - ANSI/Fired Water Htr | HWSD - Hot Water Dom/Potable | 9/30/1998
Maple Crest Care Center | 2820 N 66th Ave | Omaha | NE | 68104-3900 | Douglas | NE21968 | Exempt 1999 LB-66 |  | RUN1183402258 | 1983 | RUUD | AHWH - ANSI/Fired Water Htr | HWSD - Hot Water Dom/Potable | 9/30/1998
Maple Crest Care Center | 2820 N 66th Ave | Omaha | NE | 68104-3900 | Douglas | NE22654 | Exempt 1999 LB-66 |  | RUN0087401249 | 1987 | RUUD | AHWH - ANSI/Fired Water Htr | HWHT - Hot Water Heat | 9/30/1998
Maple Crest Care Center | 2820 N 66th Ave | Omaha | NE | 68104-3900 | Douglas | NE22655 | Exempt 1999 LB-66 |  | RUN038701951 | 1987 | RUUD | AHWH - ANSI/Fired Water Htr | HWSD - Hot Water Dom/Potable | 9/30/1998
Maple Crest Care Center | 2820 N 66th Ave | Omaha | NE | 68104-3900 | Douglas | NE22656 | Exempt 1999 LB-66 |  | RN118840177 | 1988 | RHEEM MANUFACTURING CO | AHWH - ANSI/Fired Water Htr | HWSD - Hot Water Dom/Potable | 9/30/1998
Riverside Golf Club | 2820 Riverside Dr | Grand Island | NE | 68801-7650 | Hall | NE10028 | Scrapped/Junked | 279605 | 0803279605 | 2008 | Raypak | CPFT - Horiz Cpr Fin Boiler | OPHT - Outdoor Pool Heater | 5/31/2017
Riverside Golf Club | 2820 Riverside Dr | Grand Island | NE | 68801-7650 | Hall | NE26900 | Scrapped/Junked | 442488 | 170442488 | 2017 | Raypak | CPFT - Horiz Cpr Fin Boiler | OPHT - Outdoor Pool Heater | 5/31/2024
Riverside Golf Club | 2820 Riverside Dr | Grand Island | NE | 68801-7650 | Hall | NE30403 | Scrapped/Junked | N/A | 85-105830889 | 1989 | Peerless | CI - Cast Iron | HWSD - Hot Water Dom/Potable | 5/31/2011
Riverside Golf Club | 2820 Riverside Dr | Grand Island | NE | 68801-7650 | Hall | NE30405 | Scrapped/Junked | 79397 | 1089107297 | 1989 | RAYPAK INC, CALIFORNIA | CPFT - Horiz Cpr Fin Boiler | OPHT - Outdoor Pool Heater | 5/31/2008
Riverside Golf Club | 2820 Riverside Dr | Grand Island | NE | 68801-7650 | Hall | NE30728 | Exempt 1999 LB-66 |  | RN0694G01183 | 1994 | RHEEM MANUFACTURING CO | AHWH - ANSI/Fired Water Htr | HWSD - Hot Water Dom/Potable | 4/30/2000
Riverside Golf Club | 2820 Riverside Dr | Grand Island | NE | 68801-7650 | Hall | NE30729 | Exempt 1999 LB-66 |  | 730-E-75-54338 | 1975 | AO SMITH | AHWH - ANSI/Fired Water Htr | HWSD - Hot Water Dom/Potable | 4/30/2000
Riverside Golf Club | 2820 Riverside Dr | Grand Island | NE | 68801-7650 | Hall | NE40525 | Inactive | N/A | 449800232 | 1998 | Dunkirk | CI - Cast Iron | HWHT - Hot Water Heat | 5/31/2011
Riverside Golf Club | 2820 Riverside Dr | Grand Island | NE | 68801-7650 | Hall | NE42906 | Active | 417247 | 24417247 | 2024 | Lochinvar | CPPH - Ansi Cpr Fin Pool Heater | OPHT - Outdoor Pool Heater | 10/31/2026
Crown Pointe | 2820 S 80th St | Omaha | NE | 68124-3266 | Douglas | NE09298 | Scrapped/Junked | 69367 | 69367 | 2007 | MKTF | FT - Firetube Boiler | 0021 - Steam Supp Cooker/Kettle | 5/31/2016
Crown Pointe | 2820 S 80th St | Omaha | NE | 68124-3266 | Douglas | NE10533 | Scrapped/Junked | 74432 | LA032172926964 | 2003 | AOSM | CHWH - ASME/Fired Water Heater | HWSD - Hot Water Dom/Potable | 12/31/2010
Crown Pointe | 2820 S 80th St | Omaha | NE | 68124-3266 | Douglas | NE10534 | Scrapped/Junked | 65877 | LB021465804964 | 2001 | AOSM | CHWH - ASME/Fired Water Heater | HWSD - Hot Water Dom/Potable | 12/31/2012
Crown Pointe | 2820 S 80th St | Omaha | NE | 68124-3266 | Douglas | NE12076 | Scrapped/Junked | 39313 | 66480 | 2000 | MARKET FORGE INDUSTRIES | FT - Firetube Boiler | 0021 - Steam Supp Cooker/Kettle | 9/30/2007
Crown Pointe | 2820 S 80th St | Omaha | NE | 68124-3266 | Douglas | NE15875 | Scrapped/Junked | 64741 |  | 1993 | RHEEM MANUFACTURING CO | CHWH - ASME/Fired Water Heater | HWSD - Hot Water Dom/Potable | 9/30/2000
Crown Pointe | 2820 S 80th St | Omaha | NE | 68124-3266 | Douglas | NE15876 | Scrapped/Junked | 43976 |  | 1993 | Unknown | FT - Firetube Boiler | PROC - Process Steam | 9/30/2000
Crown Pointe | 2820 S 80th St | Omaha | NE | 68124-3266 | Douglas | NE17841 | Scrapped/Junked | 63620 |  | 1993 | RHEEM MANUFACTURING CO | CHWH - ASME/Fired Water Heater | HWSD - Hot Water Dom/Potable | 9/30/2003
Crown Pointe | 2820 S 80th St | Omaha | NE | 68124-3266 | Douglas | NE22185 | Scrapped/Junked | 164076 | 164076 | 2011 | AO SMITH | CHWH - ASME/Fired Water Heater | HWDP - Hotwater Heat & Dom Supply | 5/31/2021
Crown Pointe | 2820 S 80th St | Omaha | NE | 68124-3266 | Douglas | NE24851 | Scrapped/Junked | 180364 | 180364 | 2013 | AO SMITH | CHWH - ASME/Fired Water Heater | HWSD - Hot Water Dom/Potable | 5/31/2021
Crown Pointe | 2820 S 80th St | Omaha | NE | 68124-3266 | Douglas | NE26683 | Scrapped/Junked | 77608 | 021617mg09513 | 2017 | Market Forge | FT - Firetube Boiler | 0021 - Steam Supp Cooker/Kettle | 5/31/2021
Strategic Air Command & Aerospace Museum | 28210 W Park Hwy | Ashland | NE | 68003-3525 | Cass | NE28802 | Active | 20399 | 20F-8307 | 2020 | Aldrich | FTVT - Firetube Vertical TB | HWHT - Hot Water Heat | 3/31/2026
Strategic Air Command & Aerospace Museum | 28210 W Park Hwy | Ashland | NE | 68003-3525 | Cass | NE28803 | Active | 20401 | 20F-8309 | 2020 | Aldrich | FTVT - Firetube Vertical TB | HWHT - Hot Water Heat | 3/31/2026
Strategic Air Command & Aerospace Museum | 28210 W Park Hwy | Ashland | NE | 68003-3525 | Cass | NE30976 | Out of Service | 9149 | 97-E610 | 1997 | ALES | FTVT - Firetube Vertical TB | HWHT - Hot Water Heat | 12/31/2019
Strategic Air Command & Aerospace Museum | 28210 W Park Hwy | Ashland | NE | 68003-3525 | Cass | NE30977 | Scrapped/Junked | 9152 | 97-E6193 | 1997 | ALES | FTVT - Firetube Vertical TB | HWHT - Hot Water Heat | 12/31/2019
Strategic Air Command & Aerospace Museum | 28210 W Park Hwy | Ashland | NE | 68003-3525 | Cass | NE30978 | Out of Service | 9151 | 97-E6192 | 1997 | ALES | FTVT - Firetube Vertical TB | HWHT - Hot Water Heat | 12/31/2019
Schiff of Nebraska | 2822 S Highway 385 Lot 3 | Alliance | NE | 69301-6118 | Box Butte | NE04485 | Active | 9873 | 9873 | 1986 | Superior Boiler Works | FTSM - FTS Marine Dry Back | PROD - Product Testing | 6/30/2026
Shiloh Templecraft | 2823 N 83rd St | Omaha | NE | 68134-6311 | Douglas | NE11944 | Scrapped/Junked | N/A | 6B-4 | 1970 | USRA | CI - Cast Iron | HWHT - Hot Water Heat | 10/31/2008
Shiloh Templecraft | 2823 N 83rd St | Omaha | NE | 68134-6311 | Douglas | NE23739 | Active | 163434 | M1.10.31.00189 | 2010 | Giannoni France | WT - Water Tube Boiler | HWHT - Hot Water Heat | 4/30/2025
SPRIGS RESTAURANT | 2823 N 88th St | Omaha | NE | 68134-6113 | Douglas | NE21751 | Inactive | 35354 | LG960554163962 | 1996 | AO SMITH | CHWH - ASME/Fired Water Heater | HWSD - Hot Water Dom/Potable | 7/31/2005
TANGIER TEMPLE | 2823 S 84th St | Omaha | NE | 68124-3210 | Douglas | NE05217 | Inactive |  | 7311K11 | 1963 | RITE ENGINEERING | WT - Water Tube Boiler | HWHT - Hot Water Heat | 6/30/2002
TANGIER TEMPLE | 2823 S 84th St | Omaha | NE | 68124-3210 | Douglas | NE05218 | Scrapped/Junked | 38847 | R-7388 | 1984 | KEWANEE | FTFB - Firetube-Firebox Boiler | HWHT - Hot Water Heat | 6/30/2003
TANGIER TEMPLE | 2823 S 84th St | Omaha | NE | 68124-3210 | Douglas | NE19260 | Exempt 1999 LB-66 |  | 1296G00575 | 1993 | RHEEM MANUFACTURING CO | AHWH - ANSI/Fired Water Htr | HWSD - Hot Water Dom/Potable | 2/29/2000
Maple Crest Health Center | 2824 N 66th Ave | Omaha | NE | 68104-3928 | Douglas | NE12615 | Scrapped/Junked | N/A | 499111-200410 | 2004 | Peerless | CI - Cast Iron | HWHT - Hot Water Heat | 10/31/2022
Maple Crest Health Center | 2824 N 66th Ave | Omaha | NE | 68104-3928 | Douglas | NE22653 | Scrapped/Junked | n/a | 61-855201296 | 1997 | Peerless | CI - Cast Iron | HWHT - Hot Water Heat | 10/31/2022
Maple Crest Health Center | 2824 N 66th Ave | Omaha | NE | 68104-3928 | Douglas | NE27978 | Active | 253075 | H13H00253075 | 2013 | Lochinvar | WTSS - Watertube SS Steel | HWHT - Hot Water Heat | 10/31/2025
Maple Crest Health Center | 2824 N 66th Ave | Omaha | NE | 68104-3928 | Douglas | NE35345 | Scrapped/Junked |  |  | 1975 | CRANE |  | HWHT - Hot Water Heat | 10/31/2006
Maple Crest Health Center | 2824 N 66th Ave | Omaha | NE | 68104-3928 | Douglas | NE37185 | Scrapped/Junked | 2541 | 25154 | 1975 | ROCKMILLS STEEL | FT - Firetube Boiler | STHT - Steam-Heat | 10/31/2007
Maple Crest Health Center | 2824 N 66th Ave | Omaha | NE | 68104-3928 | Douglas | NE37186 | Out of Service | n/a | 1BN J3 | 1975 | American Standard | CI - Cast Iron | HWHT - Hot Water Heat | 10/31/2013
Maple Crest Health Center | 2824 N 66th Ave | Omaha | NE | 68104-3928 | Douglas | NE41964 | Active | 6393 | 18-HE049745018 | 2018 | Riello | WT - Water Tube Boiler | HWHT - Hot Water Heat | 10/31/2026
Maple Crest Health Center | 2824 N 66th Ave | Omaha | NE | 68104-3928 | Douglas | NE41965 | Active | 6395 | 18-HE049745018 | 2018 | Riello | WT - Water Tube Boiler | HWHT - Hot Water Heat | 10/31/2026
Salvation Army/KROC Center | 2825 Y St | Omaha | NE | 68107-4450 | Douglas | NE14843 | Active | 124544 | 0508124544 | 2008 | PVI Industries | CHWH - ASME/Fired Water Heater | HWDP - Hotwater Heat & Dom Supply | 10/31/2026
Salvation Army/KROC Center | 2825 Y St | Omaha | NE | 68107-4450 | Douglas | NE14847 | Active | 124545 | 0508124545 | 2008 | PVI Industries | CHWH - ASME/Fired Water Heater | HWDP - Hotwater Heat & Dom Supply | 10/31/2026
Salvation Army/KROC Center | 2825 Y St | Omaha | NE | 68107-4450 | Douglas | NE14848 | Active | 16958 | 08f-4865 | 2008 | Aldrich/LES | FT - Firetube Boiler | HWHT - Hot Water Heat | 10/31/2026
Salvation Army/KROC Center | 2825 Y St | Omaha | NE | 68107-4450 | Douglas | NE14849 | Active | 16957 | 08f-4864 | 2008 | Aldrich/LES | FTNT - FT Vertical Tubeless | HWHT - Hot Water Heat | 10/31/2026
Salvation Army/KROC Center | 2825 Y St | Omaha | NE | 68107-4450 | Douglas | NE14850 | Active | 16959 | 08f-4866 | 2008 | Aldrich/LES | FTNT - FT Vertical Tubeless | HWHT - Hot Water Heat | 10/31/2026
Salvation Army/KROC Center | 2825 Y St | Omaha | NE | 68107-4450 | Douglas | NE19473 | Active | 16543 | D1103300564 | 2010 | GIANNONI | COND - Condenser | HWSD - Hot Water Dom/Potable | 10/31/2026
Salvation Army/KROC Center | 2825 Y St | Omaha | NE | 68107-4450 | Douglas | NE20764 | Scrapped/Junked | 21273 | 0 | 2009 | Laars | WT - Water Tube Boiler | HWSP - Hot Water Non Potable Supply | 10/31/2019
Salvation Army/KROC Center | 2825 Y St | Omaha | NE | 68107-4450 | Douglas | NE20765 | Scrapped/Junked | 212372 | 0 | 2009 | Laars | WT - Water Tube Boiler | HWSP - Hot Water Non Potable Supply | 10/31/2020
Salvation Army/KROC Center | 2825 Y St | Omaha | NE | 68107-4450 | Douglas | NE28058 | Active | 295529 | unk | 2019 | Laars | CPPH - Ansi Cpr Fin Pool Heater | IPHT - Indoor Pool Heater | 10/31/2026
Salvation Army/KROC Center | 2825 Y St | Omaha | NE | 68107-4450 | Douglas | NE29010 | Active | 303261 | C20 303261 | 2020 | Laars | CPPH - Ansi Cpr Fin Pool Heater | IPHT - Indoor Pool Heater | 10/31/2026
Apartment Building | 2827 N 53rd St | Lincoln | NE | 68504-2778 | Lancaster | NE04748 | Scrapped/Junked | n/a | G-29 | 1981 | AMST | CI - Cast Iron | HWHT - Hot Water Heat | 3/31/2016
North Middle School | 2828 S 139th St | Omaha | NE | 68144-3343 | Douglas | NE03412 | Scrapped/Junked |  |  | 1972 | AO SMITH | AHWH - ANSI/Fired Water Htr | HWSD - Hot Water Dom/Potable | 8/31/2006
North Middle School | 2828 S 139th St | Omaha | NE | 68144-3343 | Douglas | NE03413 | Scrapped/Junked |  |  | 1972 | AO SMITH | AHWH - ANSI/Fired Water Htr | HWSD - Hot Water Dom/Potable | 8/31/2006
North Middle School | 2828 S 139th St | Omaha | NE | 68144-3343 | Douglas | NE04801 | Out of Service | 1706 | 8991813 | 1989 | Teledyne Laars | CPFT - Horiz Cpr Fin Boiler | HWSD - Hot Water Dom/Potable | 8/31/2013
North Middle School | 2828 S 139th St | Omaha | NE | 68144-3343 | Douglas | NE32440 | Scrapped/Junked | 4837 |  | 1972 | CLEVELAND RANGE | ELBL - Electric Boiler | 0021 - Steam Supp Cooker/Kettle | 8/31/2007
TERRENCE L KUBICEK | 2835 S 14th St | Lincoln | NE | 68502-4525 | LANCASTER | NE30302 | Inactive |  | 1342NE | 1915 | NICHOLS-SHEPARD | FT - Firetube Boiler | 0024 - Antique Steam Tractor | 12/31/1995
TERRENCE L KUBICEK | 2835 S 14th St | Lincoln | NE | 68502-4525 | LANCASTER | NE30507 | Inactive |  | 0000001409 | 1920 | CASE | FT - Firetube Boiler | 0024 - Antique Steam Tractor | 12/31/1996
TERRENCE L KUBICEK | 2835 S 14th St | Lincoln | NE | 68502-4525 | LANCASTER | NE30714 | Inactive |  | 0000000868 | 1922 | KECK CONNERMAN | FT - Firetube Boiler | 0024 - Antique Steam Tractor | 12/31/1995
Tasty Toppings | 28355 158th St | Duncan | NE | 68634 | Platte | NE13936 | Active | 54702 | 92965 | 2009 | PM LATTNER MFR COMPANY | ELBL - Electric Boiler | PROC - Process Steam | 4/30/2026
Daro Properties Inc | 284 N 9th St | David City | NE | 68632-2020 | Butler | NE17813 | Out of Service | NA | 211-6949 | 1979 | Peerless | CI - Cast Iron | HWHT - Hot Water Heat | 11/30/2011
RiverCrest Bible Camp-BMIC#481648 | 2840 County Rd 13 | Fremont | NE | 68025-7951 | Dodge | NE06985 | Active | 102779 | 806M001832 | 2006 | A O Smith | CHWH - ASME/Fired Water Heater | HWSD - Hot Water Dom/Potable | 10/31/2026
RiverCrest Bible Camp-BMIC#481648 | 2840 County Rd 13 | Fremont | NE | 68025-7951 | Dodge | NE07533 | Active | 103499 | BPGM009749 | 2006 | A O Smith | CHWH - ASME/Fired Water Heater | HWSD - Hot Water Dom/Potable | 10/31/2026
Northridge Heights Apts | 2840 Fletcher Ave | Lincoln | NE | 68504-1141 | Lancaster | NE40516 | Inactive | 156756 | 9902156756 | 1999 | Raypak | CPFT - Horiz Cpr Fin Boiler | OPHT - Outdoor Pool Heater | 6/30/2018
RUSS'S MARKET #15 | 2840 S 70th St | Lincoln | NE | 68506-3662 | LANCASTER | NE00768 | Scrapped/Junked | 52019 | LK990880616 | 1999 | AO SMITH | CHWH - ASME/Fired Water Heater | HWSD - Hot Water Dom/Potable | 11/30/2003
RUSS'S MARKET #15 | 2840 S 70th St | Lincoln | NE | 68506-3662 | LANCASTER | NE30655 | Scrapped/Junked | 27473 | LL940388512920 | 1994 | AO SMITH | CHWH - ASME/Fired Water Heater | HWSD - Hot Water Dom/Potable | 10/31/2000
Prairie Mechanical Corp. | 2842 Tucker St | Omaha | NE | 68112-1838 | Douglas | NE43263 | Active | 376731 | 22.PG45.93.04019 | 2022 | Lochinvar | FTVT - Firetube Vertical TB | HWHT - Hot Water Heat | 4/30/2026
Prairie Mechanical Corp. | 2842 Tucker St | Omaha | NE | 68112-1838 | Douglas | NE43264 | Active | 383556 | 22.PG45.93.04420 | 2022 | Lochinvar | FTVT - Firetube Vertical TB | HWHT - Hot Water Heat | 4/30/2026
Smithfield Foods, Inc. | 2845 10th St | Gering | NE | 69341-2240 | Scotts Bluff | NE11741 | Inactive | 11977 |  | 1971 | York-Shipley | FT - Firetube Boiler | PROC - Process Steam | 3/31/2006
Smithfield Foods, Inc. | 2845 10th St | Gering | NE | 69341-2240 | Scotts Bluff | NE13219 | Inactive | 5663 |  | 1965 | York-Shipley |  | PROC - Process Steam | 3/31/2006
Mahoney State Park | 28500 W Park Hwy | Ashland | NE | 68003-3508 | Cass | NE09838 | Active | 132981 | I013444 | 2001 | Lochinvar | CPFH - Copper Fin Water Heater | OPHT - Outdoor Pool Heater | 6/30/2026
Mahoney State Park | 28500 W Park Hwy | Ashland | NE | 68003-3508 | Cass | NE09839 | Active | 132983 | I013442 | 2001 | Lochinvar | CPFH - Copper Fin Water Heater | OPHT - Outdoor Pool Heater | 6/30/2026
Mahoney State Park | 28500 W Park Hwy | Ashland | NE | 68003-3508 | Cass | NE09840 | Active | 132982 | I013443 | 2001 | Lochinvar | CPFH - Copper Fin Water Heater | OPHT - Outdoor Pool Heater | 6/30/2026
Emerald Nursing & Rehab Columbus | 2855 40th Ave | Columbus | NE | 68601-2152 | Platte | NE16691 | Scrapped/Junked |  |  | 1990 | RAYPAK INC, CALIFORNIA |  | HWHT - Hot Water Heat | 4/30/2001
Emerald Nursing & Rehab Columbus | 2855 40th Ave | Columbus | NE | 68601-2152 | Platte | NE19554 | Out of Service | C29895 | 1044M001903 | 2010 | A O Smith | COBL - Coil Type Boiler | HWSD - Hot Water Dom/Potable | 4/30/2022
Emerald Nursing & Rehab Columbus | 2855 40th Ave | Columbus | NE | 68601-2152 | Platte | NE19659 | Scrapped/Junked |  | 69201 | 1969 | ACE | COBL - Coil Type Boiler | HWSD - Hot Water Dom/Potable | 6/30/2009
Emerald Nursing & Rehab Columbus | 2855 40th Ave | Columbus | NE | 68601-2152 | Platte | NE19660 | Exempt 1999 LB-66 |  | 0000000003 | 1993 | RHEEM MANUFACTURING CO | AHWH - ANSI/Fired Water Htr | HWSD - Hot Water Dom/Potable | 4/30/2000
Emerald Nursing & Rehab Columbus | 2855 40th Ave | Columbus | NE | 68601-2152 | Platte | NE34850 | Scrapped/Junked | 21391 | 780-882 | 1982 | AOSM | COBL - Coil Type Boiler | HWSD - Hot Water Dom/Potable | 5/31/2011
City of Omaha-Washington Branch Library | 2868 Ames Ave | Omaha | NE | 68111-2469 | Douglas | NE06717 | Active | 13960 | 05F-1867 | 2005 | ALES | FTVT - Firetube Vertical TB | HWHT - Hot Water Heat | 9/30/2026
City of Omaha-Washington Branch Library | 2868 Ames Ave | Omaha | NE | 68111-2469 | Douglas | NE06718 | Active | 13961 | 05F-1868 | 2005 | ALES | FTVT - Firetube Vertical TB | HWHT - Hot Water Heat | 9/30/2026
Wild West Car Wash | 288 Pony Express Ln | Ogallala | NE | 69153-3109 | Keith | NE41615 | Active | 305262 | 21VC6053814983 | 2022 | Lochinvar | COBL - Coil Type Boiler | HWFG - Hotwater Heat Floor-Glycl | 12/31/2026
Valmont Industries Inc | 28800 Ida St | Valley | NE | 68064-8017 | Douglas | NE07860 | Exempt | 35940 |  | 1995 | TRANE | SHTB - Shell/Tube Htexchngr | COND - Condenser | 9/30/2006
Valmont Industries Inc | 28800 Ida St | Valley | NE | 68064-8017 | Douglas | NE07861 | Exempt | 35939 |  | 1995 | TRANE | SHTB - Shell/Tube Htexchngr | EVAP - Evaporator | 9/30/2006
Valmont Industries Inc | 28800 Ida St | Valley | NE | 68064-8017 | Douglas | NE07862 | Exempt | 35891 |  | 1995 | TRANE | SHTB - Shell/Tube Htexchngr | COND - Condenser | 9/30/2006
Valmont Industries Inc | 28800 Ida St | Valley | NE | 68064-8017 | Douglas | NE07863 | Exempt | 35890 |  | 1995 | TRANE | SHTB - Shell/Tube Htexchngr | COND - Condenser | 9/30/2006
Valmont Industries Inc | 28800 Ida St | Valley | NE | 68064-8017 | Douglas | NE07864 | Exempt | 8442 |  | 1995 | RANSOME MANUFACTURING | UFPV - Unfired Pressure Vessel | 0018 - Vaporizer | 1/1/1900
Valmont Industries Inc | 28800 Ida St | Valley | NE | 68064-8017 | Douglas | NE07865 | Exempt | 9154 |  | 9999 | HOUSTON PROCESS SYSTEMS | UFPV - Unfired Pressure Vessel | 0018 - Vaporizer | 1/1/1900
Valmont Industries Inc | 28800 Ida St | Valley | NE | 68064-8017 | Douglas | NE07866 | Exempt | 111220 |  | 1975 | TRINITY INDUSTRIES | UFPV - Unfired Pressure Vessel | PROP - Propane Storage Tank | 1/1/1900
Valmont Industries Inc | 28800 Ida St | Valley | NE | 68064-8017 | Douglas | NE07867 | Exempt | 62037 |  | 1975 | TRINITY INDUSTRIES | UFPV - Unfired Pressure Vessel | PROP - Propane Storage Tank | 1/1/1900
Valmont Industries Inc | 28800 Ida St | Valley | NE | 68064-8017 | Douglas | NE07868 | Exempt | 607631 |  | 1975 | TRINITY INDUSTRIES | UFPV - Unfired Pressure Vessel | PROP - Propane Storage Tank | 1/1/1900
Valmont Industries Inc | 28800 Ida St | Valley | NE | 68064-8017 | Douglas | NE07869 | Exempt | 35056 |  | 1965 | TRINITY INDUSTRIES | UFPV - Unfired Pressure Vessel | PROP - Propane Storage Tank | 1/1/1900
Valmont Industries Inc | 28800 Ida St | Valley | NE | 68064-8017 | Douglas | NE07870 | Exempt |  | SN1000M43 | 1967 | MAPP | UFPV - Unfired Pressure Vessel | STOR - Storage Vessel | 1/1/1900
Valmont Industries Inc | 28800 Ida St | Valley | NE | 68064-8017 | Douglas | NE14041 | Inactive | 32135 | 32135 | 1977 | Lattner Boiler Co | ELBL - Electric Boiler | HWHP - Hot Water Heat & Nonpotable | 9/30/2010
Valmont Industries Inc | 28800 Ida St | Valley | NE | 68064-8017 | Douglas | NE14075 | Scrapped/Junked | 25825 | SN L-53343 | 1971 | Cleaver Brooks | FTSM - FTS Marine Dry Back | PROC - Process Steam | 9/30/2020
Valmont Industries Inc | 28800 Ida St | Valley | NE | 68064-8017 | Douglas | NE15350 | Inactive | 6285 |  | 1990 | TELE |  |  | 9/30/2001
Valmont Industries Inc | 28800 Ida St | Valley | NE | 68064-8017 | Douglas | NE24506 | Active | 220773 | 613-220773 | 2013 | Laars | WTSS - Watertube SS Steel | GLFH - Glycol Floor Heat System | 9/30/2026
Valmont Industries Inc | 28800 Ida St | Valley | NE | 68064-8017 | Douglas | NE25151 | Active | 65704 | G-13-1526 | 2013 | Aerco | VTTB - Vertical Tube Bundle | HWHT - Hot Water Heat | 9/30/2026
Valmont Industries Inc | 28800 Ida St | Valley | NE | 68064-8017 | Douglas | NE25152 | Active | 65705 | G-13-1527 | 2013 | Aerco | FTVT - Firetube Vertical TB | HWHT - Hot Water Heat | 9/30/2026
Valmont Industries Inc | 28800 Ida St | Valley | NE | 68064-8017 | Douglas | NE26592 | Active | 74172 | G-16-0727 | 2016 | Aerco | FTVT - Firetube Vertical TB | HWHT - Hot Water Heat | 9/30/2026
Valmont Industries Inc | 28800 Ida St | Valley | NE | 68064-8017 | Douglas | NE29198 | Active | 19581 | 19581 | 2021 | Superior Boiler Works | FTSM - FTS Marine Dry Back | PROC - Process Steam | 9/30/2026
Valmont Industries Inc | 28800 Ida St | Valley | NE | 68064-8017 | Douglas | NE35541 | Out of Service | 33361 | 9173 | 1979 | Kewannee | FTFB - Firetube-Firebox Boiler | STHT - Steam-Heat | 9/30/2012
Valmont Industries Inc | 28800 Ida St | Valley | NE | 68064-8017 | Douglas | NE35542 | Out of Service | 33274 | 9169 | 1979 | Kewannee | FTFB - Firetube-Firebox Boiler | STHT - Steam-Heat | 9/30/2012
Valmont Industries Inc | 28800 Ida St | Valley | NE | 68064-8017 | Douglas | NE35543 | Active | 0 | 8378 | 1972 | Kewanee | FTFB - Firetube-Firebox Boiler | GLYC - Glycol Bldg Heat Sys | 9/30/2026
Valmont Industries Inc | 28800 Ida St | Valley | NE | 68064-8017 | Douglas | NE35544 | Active | n/a | 2118740 | 1980 | Peerless Heater Company | CI - Cast Iron | HWHT - Hot Water Heat | 9/30/2026
Premier Estates | 2895 W E St | North Platte | NE | 69101-1820 | Lincoln | NE05887 | Scrapped/Junked | 78684 | n/a | 1998 | RHEEM | CHWH - ASME/Fired Water Heater | HWSD - Hot Water Dom/Potable | 3/31/2021
Premier Estates | 2895 W E St | North Platte | NE | 69101-1820 | Lincoln | NE05888 | Scrapped/Junked | 77585 | URNG029804931 | 1998 | RHEEM | CHWH - ASME/Fired Water Heater | HWSD - Hot Water Dom/Potable | 3/31/2021
Premier Estates | 2895 W E St | North Platte | NE | 69101-1820 | Lincoln | NE05889 | Active | 9484 | 97-36729 | 1997 | ALES | FTHT - Firetube Horizontal | HWHT - Hot Water Heat | 3/31/2026
Premier Estates | 2895 W E St | North Platte | NE | 69101-1820 | Lincoln | NE41102 | Active | 156992 | 156992 | 2019 | RHEEM | CHWH - ASME/Fired Water Heater | HWSD - Hot Water Dom/Potable | 3/31/2026
Premier Estates | 2895 W E St | North Platte | NE | 69101-1820 | Lincoln | NE41103 | Active | 155226 | 155226 | 2018 | RHEEM | CHWH - ASME/Fired Water Heater | HWSD - Hot Water Dom/Potable | 3/31/2026
CAMBRIDGE HOUSING AUTH | 290 NELSON ST | CAMBRIDGE | NE | 69022 | FURNAS | NE40424 | Exempt |  | 661199 | 1977 | SLANT FIN |  | HWHT - Hot Water Heat | 1/1/1900
CAMBRIDGE HOUSING AUTH | 290 NELSON ST | CAMBRIDGE | NE | 69022 | FURNAS | NE40425 | Exempt |  | 664203 | 1977 | SLANT FIN |  | HWHT - Hot Water Heat | 1/1/1900
CAMBRIDGE HOUSING AUTH | 290 NELSON ST | CAMBRIDGE | NE | 69022 | FURNAS | NE40426 | Exempt |  | 661198 | 1977 | SLANT FIN |  | HWHT - Hot Water Heat | 1/1/1900
CAMBRIDGE HOUSING AUTH | 290 NELSON ST | CAMBRIDGE | NE | 69022 | FURNAS | NE40427 | Exempt |  | 661201 | 1977 | SLANT FIN |  | HWHT - Hot Water Heat | 1/1/1900
CAMBRIDGE HOUSING AUTH | 290 NELSON ST | CAMBRIDGE | NE | 69022 | FURNAS | NE40428 | Exempt |  | 425-143 | 1993 | VALLIANT |  | HWHT - Hot Water Heat | 1/1/1900
CAMBRIDGE HOUSING AUTH | 290 NELSON ST | CAMBRIDGE | NE | 69022 | FURNAS | NE40429 | Exempt |  | 425-144 | 1993 | VALLIANT |  | HWHT - Hot Water Heat | 1/1/1900
CAMBRIDGE HOUSING AUTH | 290 NELSON ST | CAMBRIDGE | NE | 69022 | FURNAS | NE40430 | Exempt |  | 425-146 | 1993 | VALLIANT |  | HWHT - Hot Water Heat | 1/1/1900
Ardent Flour Mill | 2900 C St | Omaha | NE | 68107-1589 | Douglas | NE17884 | Active | 4498 | 97973 | 1993 | Kewanee | FTSM - FTS Marine Dry Back | STHT - Steam-Heat | 9/30/2025
R Choice Surgical Center | 2900 Elk Ln | Fremont | NE | 68025-8691 | Dodge | NE27989 | Scrapped/Junked | 2171 | 2887.26 | 2015 | General Boiler | ELBL - Electric Boiler | STER - Sterilizer | 4/30/2019
R Choice Surgical Center | 2900 Elk Ln | Fremont | NE | 68025-8691 | Dodge | NE28523 | Active | 19707 | 27759 | 2003 | Steris Corp | ELBL - Electric Boiler | STER - Sterilizer | 1/31/2025
Huntington Elementary | 2900 N 46th St | Lincoln | NE | 68504-2630 | Lancaster | NE07819 | Active | 9640 | 94-E7009 | 1998 | Les Inc/Aldrich Co | FTVT - Firetube Vertical TB | GLYC - Glycol Bldg Heat Sys | 11/30/2026
Huntington Elementary | 2900 N 46th St | Lincoln | NE | 68504-2630 | Lancaster | NE07820 | Active | 9641 | 98-E7010 | 1998 | Les Inc/Aldrich Co | FTVT - Firetube Vertical TB | GLYC - Glycol Bldg Heat Sys | 11/30/2026
Huntington Elementary | 2900 N 46th St | Lincoln | NE | 68504-2630 | Lancaster | NE07821 | Active | 9659 | 98E7028 | 1998 | Les Inc/Aldrich Co | FTVT - Firetube Vertical TB | GLYC - Glycol Bldg Heat Sys | 11/30/2026
Huntington Elementary | 2900 N 46th St | Lincoln | NE | 68504-2630 | Lancaster | NE07822 | Active | 9661 | 98-E7030 | 1998 | Les Inc/Aldrich Co | FTVT - Firetube Vertical TB | GLYC - Glycol Bldg Heat Sys | 11/30/2026
LIVESTOCK EXCHANGE BLDG | 2900 O PLAZA | OMAHA | NE | 68107 | Douglas | NE05159 | Inactive | 3796 |  | 1969 | WILLIAMS & DAVIS BOILERS | FT - Firetube Boiler | STHT - Steam-Heat | 6/30/2002
Reed Investment Properties | 2900 O St | Lincoln | NE | 68510-1454 | Lancaster | NE26259 | Active | 354272 | 121522084 | 2014 | CAMUS | WTSS - Watertube SS Steel | HWHT - Hot Water Heat | 3/31/2026
Reed Investment Properties | 2900 O St | Lincoln | NE | 68510-1454 | Lancaster | NE34121 | Scrapped/Junked | 88402 | 8692151 | 1988 | Teledyne Laars | CPFT - Horiz Cpr Fin Boiler | HWHT - Hot Water Heat | 3/31/2016
UNION STOCKYARDS | 2900 O ST | OMAHA | NE | 68107 | Douglas | NE17902 | Scrapped/Junked | 33392 |  | 1987 | ACE BUEHLER | CHWH - ASME/Fired Water Heater | HWSD - Hot Water Dom/Potable | 5/31/1999
THE WEST COMPANY | 2900 W 24th St | Kearney | NE | 68845-4926 | BUFFALO | NE14418 | Inactive | 30214 |  | 1994 | BRYAN STEAM LLC | WT - Water Tube Boiler | PROC - Process Steam | 8/31/2000
THE WEST COMPANY | 2900 W 24th St | Kearney | NE | 68845-4926 | BUFFALO | NE14419 | Inactive | 6899 |  | 1994 | ALDRICH | FTVT - Firetube Vertical TB | HWSP - Hot Water Non Potable Supply | 8/31/2000
Accura Healthcare of North Platte | 2900 W E St | North Platte | NE | 69101-1803 | Lincoln | NE05920 | Scrapped/Junked | 63152 | E0163152 | 2001 | AOSM | COBL - Coil Type Boiler | HWSD - Hot Water Dom/Potable | 3/31/2015
Accura Healthcare of North Platte | 2900 W E St | North Platte | NE | 69101-1803 | Lincoln | NE18182 | Scrapped/Junked | 42034 | n/a | 1994 | Lochinvar | CPFT - Horiz Cpr Fin Boiler | HWSD - Hot Water Dom/Potable | 3/31/2018
Accura Healthcare of North Platte | 2900 W E St | North Platte | NE | 69101-1803 | Lincoln | NE19370 | Scrapped/Junked | 28343 |  | 1995 | AO SMITH | FT - Firetube Boiler | HWSD - Hot Water Dom/Potable | 3/31/2002
Accura Healthcare of North Platte | 2900 W E St | North Platte | NE | 69101-1803 | Lincoln | NE25178 | Scrapped/Junked | C41070 | 1417M002357 | 2014 | AO SMITH | COBL - Coil Type Boiler | HWSD - Hot Water Dom/Potable | 3/31/2017
Accura Healthcare of North Platte | 2900 W E St | North Platte | NE | 69101-1803 | Lincoln | NE26903 | Scrapped/Junked | C44917 | 1531M001723 | 2015 | AO SMITH | COBL - Coil Type Boiler | HWSD - Hot Water Dom/Potable | 3/31/2021
Accura Healthcare of North Platte | 2900 W E St | North Platte | NE | 69101-1803 | Lincoln | NE27784 | Active | 317725 | 1803108890629 | 2018 | Lochinvar | CPFT - Horiz Cpr Fin Boiler | HWSD - Hot Water Dom/Potable | 3/31/2026
Accura Healthcare of North Platte | 2900 W E St | North Platte | NE | 69101-1803 | Lincoln | NE35150 | Active | n/a | N7881 | 1969 | kewanee | FTFB - Firetube-Firebox Boiler | HWHT - Hot Water Heat | 3/31/2026
Accura Healthcare of North Platte | 2900 W E St | North Platte | NE | 69101-1803 | Lincoln | NE35151 | Active | n/a | N7871 | 1969 | Kewanee | FTFB - Firetube-Firebox Boiler | HWHT - Hot Water Heat | 3/31/2026
Grand Island Armory | 2900 W Lincoln Hwy | Grand Island | NE | 68803-5212 | Hall | NE10260 | Inactive | n/a | 394122-200204 | 2002 | Peerless | CI - Cast Iron | STHT - Steam-Heat | 12/31/2015
Grand Island Armory | 2900 W Lincoln Hwy | Grand Island | NE | 68803-5212 | Hall | NE30422 | Inactive |  | 0007L80-4X | 1953 | KEWANEE | FT - Firetube Boiler | STHT - Steam-Heat | 7/31/2000
Hiland Dairy | 2901 Cuming St | Omaha | NE | 68131-2134 | Douglas | NE00007 | Inactive | 14010 | S625-150-67 | 2007 | Hurst | FTWB - FTS Marine Wet Back | PROC - Process Steam | 7/22/2010
Hiland Dairy | 2901 Cuming St | Omaha | NE | 68131-2134 | Douglas | NE00008 | Inactive | 14011 | S625-150-68 | 2007 | Hurst | FTWB - FTS Marine Wet Back | PROC - Process Steam | 7/22/2010
Hiland Dairy | 2901 Cuming St | Omaha | NE | 68131-2134 | Douglas | NE03004 | Inactive | 97000 |  | 1937 | Murray Iron Works | FHRT - FT Horiz Return Tube | PROC - Process Steam | 6/30/2008
Hiland Dairy | 2901 Cuming St | Omaha | NE | 68131-2134 | Douglas | NE03133 | Inactive |  | 1798-658 | 1931 | Frost Mfg. | FHRT - FT Horiz Return Tube | PROC - Process Steam | 5/31/2008
Hiland Dairy | 2901 Cuming St | Omaha | NE | 68131-2134 | Douglas | NE14643 | Active | 14011 | S625-150-68 | 2007 | HURST BOILER & WELDING CO | FTSM - FTS Marine Dry Back | PROC - Process Steam | 7/31/2026
Hiland Dairy | 2901 Cuming St | Omaha | NE | 68131-2134 | Douglas | NE14644 | Active | 14010 | S625-150-67 | 2007 | HURST BOILER & WELDING CO | FTSM - FTS Marine Dry Back | PROC - Process Steam | 7/31/2026
Northbrook Apartments | 2901 Fletcher Ave | Lincoln | NE | 68504-1144 | Lancaster | NE07966 | Scrapped/Junked | N/A | B07H0007684 | 2006 | Lochinvar | CPFH - Copper Fin Water Heater | OPHT - Outdoor Pool Heater | 6/30/2009
Northbrook Apartments | 2901 Fletcher Ave | Lincoln | NE | 68504-1144 | Lancaster | NE08500 | Inactive | 170599 | 0005170599 | 2000 | Raypak | CPFT - Horiz Cpr Fin Boiler | SPAJ - Spa/Jacuzzi Heater | 6/30/2024
Northbrook Apartments | 2901 Fletcher Ave | Lincoln | NE | 68504-1144 | Lancaster | NE19242 | Scrapped/Junked | 255470 | D10H00255470 | 2010 | Lochinvar | CPFH - Copper Fin Water Heater | OPHT - Outdoor Pool Heater | 6/30/2020
NORTHBROOK APARTMENTS | 2901 Fletcher Ave | Lincoln | NE | 68504-1144 | LANCASTER | NE00185 | Scrapped/Junked | 160617 | 9906160617 | 1999 | RAYPAK INC, CALIFORNIA | CPFT - Horiz Cpr Fin Boiler | OPHT - Outdoor Pool Heater | 6/30/2007
Holy Name School | 2901 Fontenelle Blvd | Omaha | NE | 68104-4501 | Douglas | NE20344 | Exempt 1999 LB-66 |  | 773-93818 | 1988 | RUUD | AHWH - ANSI/Fired Water Htr | HWSD - Hot Water Dom/Potable | 8/31/1999
Holy Name School | 2901 Fontenelle Blvd | Omaha | NE | 68104-4501 | Douglas | NE26047 | Active | 308858 | G15-308858 | 2015 | Laars | WTSS - Watertube SS Steel | HWHT - Hot Water Heat | 10/31/2026
Holy Name School | 2901 Fontenelle Blvd | Omaha | NE | 68104-4501 | Douglas | NE26048 | Active | 330112 | G15-330112 | 2015 | Laars | WTSS - Watertube SS Steel | HWHT - Hot Water Heat | 10/31/2026
Holy Name School | 2901 Fontenelle Blvd | Omaha | NE | 68104-4501 | Douglas | NE26049 | Active | 330115 | G15-330115 | 2015 | Laars | WTSS - Watertube SS Steel | HWHT - Hot Water Heat | 10/31/2026
Holy Name School | 2901 Fontenelle Blvd | Omaha | NE | 68104-4501 | Douglas | NE26050 | Active | 308862 | G15-308862 | 2015 | Laars | WTSS - Watertube SS Steel | HWHT - Hot Water Heat | 10/31/2026
Holy Name School | 2901 Fontenelle Blvd | Omaha | NE | 68104-4501 | Douglas | NE32046 | Inactive |  | LG48 | 1955 | MARKET FORGE INDUSTRIES | FT - Firetube Boiler | 0021 - Steam Supp Cooker/Kettle | 8/31/1993
Holy Name School | 2901 Fontenelle Blvd | Omaha | NE | 68104-4501 | Douglas | NE34321 | Scrapped/Junked | 58173 |  | 1984 | CLEAVER BROOKS | WT - Water Tube Boiler | STHT - Steam-Heat | 8/31/2001
Holy Name School | 2901 Fontenelle Blvd | Omaha | NE | 68104-4501 | Douglas | NE34500 | Scrapped/Junked | ne | 211-6561 | 1981 | PEER | CI - Cast Iron | STHT - Steam-Heat | 12/31/2011
NE Air National Guard | 2901 NW 24th St | Lincoln | NE | 68524 | Lancaster | NE07577 | Exempt | 30726 | 30726 | 1993 | Groen | KETT - Fired Kettle | COOK - Cooker/Kettle | 1/31/2022
NE Air National Guard | 2901 NW 24th St | Lincoln | NE | 68524 | Lancaster | NE07578 | Exempt | 30742 | 30742 | 1993 | Groen | KETT - Fired Kettle | COOK - Cooker/Kettle | 1/31/2022
NE Air National Guard | 2901 NW 24th St | Lincoln | NE | 68524 | Lancaster | NE30575 | Active | 65600 | S#65600 | 1993 | WBLT | ELBL - Electric Boiler | 0021 - Steam Supp Cooker/Kettle | 1/31/2026
NE Air National Guard B2901 | 2901 NW 24th St #2 | Lincoln | NE | 68524 | Lancaster | NE24195 | Active | 62866 | G-12-1631 | 2012 | Aerco | FTVT - Firetube Vertical TB | HWHT - Hot Water Heat | 1/31/2026
NE Air National Guard B2901 | 2901 NW 24th St #2 | Lincoln | NE | 68524 | Lancaster | NE24196 | Active | 63061 | G-12-1795 | 2012 | Aerco | FTVT - Firetube Vertical TB | HWHT - Hot Water Heat | 1/31/2026
NE Air National Guard B2901 | 2901 NW 24th St #2 | Lincoln | NE | 68524 | Lancaster | NE24197 | Active | 175133 | 175133 | 2012 | A O Smith | CHWH - ASME/Fired Water Heater | HWSD - Hot Water Dom/Potable | 1/31/2026
NE Air National Guard B2901 | 2901 NW 24th St #2 | Lincoln | NE | 68524 | Lancaster | NE24198 | Active | 175147 | 175147 | 2012 | A O Smith | CHWH - ASME/Fired Water Heater | HWSD - Hot Water Dom/Potable | 1/31/2026
Comfort Inn | 2901 S Jeffers St | North Platte | NE | 69101-7800 | Lincoln | NE07080 | Out of Service | 76811 | 003-2370921-970 | 2003 | A O Smith | CHWH - ASME/Fired Water Heater | HWSD - Hot Water Dom/Potable | 2/28/2018
Comfort Inn | 2901 S Jeffers St | North Platte | NE | 69101-7800 | Lincoln | NE40286 | Scrapped/Junked |  | MK91-0210433880 | 1991 | AO SMITH | AHWH - ANSI/Fired Water Htr | HWSD - Hot Water Dom/Potable | 2/28/2005
Comfort Inn | 2901 S Jeffers St | North Platte | NE | 69101-7800 | Lincoln | NE40287 | Exempt 1999 LB-66 |  | MC91-0192975880 | 1991 | AO SMITH | AHWH - ANSI/Fired Water Htr | HWSD - Hot Water Dom/Potable | 2/29/2000
Comfort Inn | 2901 S Jeffers St | North Platte | NE | 69101-7800 | Lincoln | NE40288 | Exempt 1999 LB-66 |  | MB91-0190663880 | 1991 | AO SMITH | AHWH - ANSI/Fired Water Htr | HWSD - Hot Water Dom/Potable | 2/29/2000
ATS Mobile Telephone | 2902 Harney St | Omaha | NE | 68131-3512 | Douglas | NE21955 | Out of Service | n/a | 61-855522-1296 | 1996 | Peerless | CI - Cast Iron | STHT - Steam-Heat | 12/31/2018
MAPLE LEAF APARTMENTS | 2902 N 24th St | Omaha | NE | 68110-2057 | Douglas | NE21661 | Exempt 1999 LB-66 |  | 296400891 | 1996 | RUUD | AHWH - ANSI/Fired Water Htr | HWSD - Hot Water Dom/Potable | 7/31/1999
MAPLE LEAF APARTMENTS | 2902 N 24th St | Omaha | NE | 68110-2057 | Douglas | NE21662 | Exempt 1999 LB-66 |  | 296400873 | 1996 | RUUD | AHWH - ANSI/Fired Water Htr | HWSD - Hot Water Dom/Potable | 7/31/1999
OLD CROSS LUTHERAN SCHOOL | 2902 S 20th St | Omaha | NE | 68108-1301 | Douglas | NE34678 | Inactive |  | 5077V00017 | 1978 | BRYANT |  | STHT - Steam-Heat | 12/31/2003
COMFORT INN | 2903 Osborne Dr W | Hastings | NE | 68901-9146 | ADAMS | NE30963 | Scrapped/Junked |  | D0196R1194E0094 | 1996 | RHEEM MANUFACTURING CO | ELWH - Electric Water Heater | HWSD - Hot Water Dom/Potable | 10/31/1999
COMFORT INN | 2903 Osborne Dr W | Hastings | NE | 68901-9146 | ADAMS | NE30964 | Exempt 1999 LB-66 |  | D0196R1194E0278 | 1996 | RHEEM MANUFACTURING CO | ELWH - Electric Water Heater | HWSD - Hot Water Dom/Potable | 10/31/1999
Mercy House | 2904 N 45th St | Omaha | NE | 68104-4521 | Douglas | NE00572 | Active | 9999 | 7714268 | 1988 | Burnham | CI - Cast Iron | HWHT - Hot Water Heat | 11/30/2026
Everclean Dry Cleaning | 2905 23rd St | Columbus | NE | 68601-3205 | Platte | NE25739 | Active | 118335 | PV847MM | 2014 | Fulton | FTNT - FT Vertical Tubeless | PROC - Process Steam | 5/31/2026
Pleasanthill School District #16 | 29050 145th Rd | Kearney | NE | 68847-6066 | Buffalo | NE33620 | Scrapped/Junked |  | 37699 | 1968 | Ack O Matic | CI - Cast Iron | HWHT - Hot Water Heat | 2/28/2009
Kennedy Elementary | 2906 N 30th St | Omaha | NE | 68111-3101 | Douglas | NE12574 | Active | 15327 | A03H00150327 | 2003 | Lochinvar | CPFT - Horiz Cpr Fin Boiler | HWHT - Hot Water Heat | 12/31/2025
Kennedy Elementary | 2906 N 30th St | Omaha | NE | 68111-3101 | Douglas | NE30996 | Inactive | 37041 |  | 1983 | Kewannee | FTFB - Firetube-Firebox Boiler | STHT - Steam-Heat | 6/30/2003
Kennedy Elementary | 2906 N 30th St | Omaha | NE | 68111-3101 | Douglas | NE30997 | Inactive | 37047 |  | 1983 | Kewannee | FTFB - Firetube-Firebox Boiler | STHT - Steam-Heat | 6/30/2003
KEARNEY CRETE & BLOCK CO | 2908 Highway 30 E | Kearney | NE | 68847-9787 | BUFFALO | NE34117 | Inactive | 5576 | 5576 | 1970 | SUPERIOR BOILERWORKS | FTSM - FTS Marine Dry Back | PROC - Process Steam | 11/30/2005
Peter Sarpy Elementary | 2908 Vandenberg Ave | Bellevue | NE | 68123-1604 | Sarpy | NE12098 | Inactive | 979 | LPE246-30-2 | 2003 | Hurst | FTFB - Firetube-Firebox Boiler | STHT - Steam-Heat | 7/31/2018
Peter Sarpy Elementary | 2908 Vandenberg Ave | Bellevue | NE | 68123-1604 | Sarpy | NE12099 | Inactive | 980 | LPE246-30-3M | 2003 | Hurst | FTFB - Firetube-Firebox Boiler | STHT - Steam-Heat | 7/31/2018
Peter Sarpy Elementary | 2908 Vandenberg Ave | Bellevue | NE | 68123-1604 | Sarpy | NE19755 | Exempt 1999 LB-66 |  | 000000000033753 | 1989 | AO SMITH | AHWH - ANSI/Fired Water Htr | HWSD - Hot Water Dom/Potable | 7/31/1999
Peter Sarpy Elementary | 2908 Vandenberg Ave | Bellevue | NE | 68123-1604 | Sarpy | NE32070 | Scrapped/Junked |  | 6008007 | 1960 | POWERMASTER | FT - Firetube Boiler | STHT - Steam-Heat | 7/31/2003
Peter Sarpy Elementary | 2908 Vandenberg Ave | Bellevue | NE | 68123-1604 | Sarpy | NE32071 | Scrapped/Junked |  | 6008006 | 1960 | POWERMASTER | FT - Firetube Boiler | STHT - Steam-Heat | 7/31/2003
Metro Community College | 2909 Edward Babe Gomez Ave Ste A | Omaha | NE | 68107-2603 | Douglas | NE07333 | Active | 15155 | 020665348 | 2006 | Aldrich/L.E.S. | FTVT - Firetube Vertical TB | HWHT - Hot Water Heat | 8/31/2026
Metro Community College | 2909 Edward Babe Gomez Ave Ste A | Omaha | NE | 68107-2603 | Douglas | NE07334 | Active | 15160 | 06F-3067 | 2006 | Aldrich/L.E.S. | FTVT - Firetube Vertical TB | HWHT - Hot Water Heat | 8/31/2026
Metro Community College | 2909 Edward Babe Gomez Ave Ste A | Omaha | NE | 68107-2603 | Douglas | NE07335 | Active | 15159 | 06F-3066 | 2006 | Aldrich/L.E.S. | FTVT - Firetube Vertical TB | HWHT - Hot Water Heat | 8/31/2026
Metro Community College | 2909 Edward Babe Gomez Ave Ste A | Omaha | NE | 68107-2603 | Douglas | NE07336 | Active | 15161 | 06F-3068 | 2006 | Aldrich/L.E.S. | FTVT - Firetube Vertical TB | HWHT - Hot Water Heat | 8/31/2026
Metro Community College | 2909 Edward Babe Gomez Ave Ste A | Omaha | NE | 68107-2603 | Douglas | NE12604 | Active | 16595 | 07F-4503 | 2007 | Aldrich/L.E.S. | FTVT - Firetube Vertical TB | HWHT - Hot Water Heat | 8/31/2026
Metro Community College | 2909 Edward Babe Gomez Ave Ste A | Omaha | NE | 68107-2603 | Douglas | NE12605 | Active | 16596 | 07F-4502 | 2007 | Aldrich/L.E.S. | FTVT - Firetube Vertical TB | HWHT - Hot Water Heat | 8/31/2026
Metro Community College | 2909 Edward Babe Gomez Ave Ste A | Omaha | NE | 68107-2603 | Douglas | NE15297 | Out of Service | 42425 | 95533 | 1989 | Kewannee | FTFB - Firetube-Firebox Boiler | HWHT - Hot Water Heat | 8/31/2012
Metro Community College | 2909 Edward Babe Gomez Ave Ste A | Omaha | NE | 68107-2603 | Douglas | NE21246 | Exempt 1999 LB-66 |  | 1177-00290 | 1977 | RHEEM MANUFACTURING CO | AHWH - ANSI/Fired Water Htr | HWSD - Hot Water Dom/Potable | 9/30/1999
Metro Community College | 2909 Edward Babe Gomez Ave Ste A | Omaha | NE | 68107-2603 | Douglas | NE21247 | Exempt 1999 LB-66 |  | 0179-01648 | 1979 | RHEEM MANUFACTURING CO | AHWH - ANSI/Fired Water Htr | HWSD - Hot Water Dom/Potable | 9/30/1999
Metro Community College | 2909 Edward Babe Gomez Ave Ste A | Omaha | NE | 68107-2603 | Douglas | NE22759 | Active | 229298 | 1 | 2011 | Lochinvar | FTVT - Firetube Vertical TB | HWHT - Hot Water Heat | 8/31/2026
Metro Community College | 2909 Edward Babe Gomez Ave Ste A | Omaha | NE | 68107-2603 | Douglas | NE22760 | Active | 230162 | 2 | 2011 | Lochinvar | FTVT - Firetube Vertical TB | HWHT - Hot Water Heat | 8/31/2026
Metro Community College | 2909 Edward Babe Gomez Ave Ste A | Omaha | NE | 68107-2603 | Douglas | NE22761 | Active | 229304 | 3 | 2011 | Lochinvar | FTVT - Firetube Vertical TB | HWHT - Hot Water Heat | 8/31/2026
Metro Community College | 2909 Edward Babe Gomez Ave Ste A | Omaha | NE | 68107-2603 | Douglas | NE23158 | Active | 9299 | 97E-6516 | 1997 | Aldrich/L.E.S. | FTVT - Firetube Vertical TB | HWHT - Hot Water Heat | 8/31/2026
Metro Community College | 2909 Edward Babe Gomez Ave Ste A | Omaha | NE | 68107-2603 | Douglas | NE23159 | Active | 9300 | 97E-6517 | 1997 | Aldrich/L.E.S. | FTVT - Firetube Vertical TB | HWHT - Hot Water Heat | 8/31/2026
Metro Community College | 2909 Edward Babe Gomez Ave Ste A | Omaha | NE | 68107-2603 | Douglas | NE29231 | Active | 8002 | 19-HE065831919 | 2019 | Riello | WT - Water Tube Boiler | HWHT - Hot Water Heat | 8/31/2026
Metro Community College | 2909 Edward Babe Gomez Ave Ste A | Omaha | NE | 68107-2603 | Douglas | NE29232 | Active | 8003 | 19-HE065841919 | 2019 | Riello | WT - Water Tube Boiler | HWHT - Hot Water Heat | 8/30/2026
Metro Community College | 2909 Edward Babe Gomez Ave Ste A | Omaha | NE | 68107-2603 | Douglas | NE29233 | Active | 8006 | 19-HE065871919 | 2019 | Riello | WT - Water Tube Boiler | HWHT - Hot Water Heat | 8/31/2026
Metro Community College | 2909 Edward Babe Gomez Ave Ste A | Omaha | NE | 68107-2603 | Douglas | NE29234 | Active | 7994 | 19-HE065751919 | 2019 | Riello | WT - Water Tube Boiler | HWHT - Hot Water Heat | 8/31/2026
Metro Community College | 2909 Edward Babe Gomez Ave Ste A | Omaha | NE | 68107-2603 | Douglas | NE29235 | Active | 8000 | 19-HE065811919 | 2019 | Riello | WT - Water Tube Boiler | HWHT - Hot Water Heat | 8/31/2026
Metro Community College | 2909 Edward Babe Gomez Ave Ste A | Omaha | NE | 68107-2603 | Douglas | NE29236 | Active | 8004 | 19-HE065851919 | 2019 | Riello | WT - Water Tube Boiler | HWHT - Hot Water Heat | 8/31/2026
Metro Community College | 2909 Edward Babe Gomez Ave Ste A | Omaha | NE | 68107-2603 | Douglas | NE29237 | Active | 8005 | 19-HE065861919 | 2019 | Riello | WT - Water Tube Boiler | HWHT - Hot Water Heat | 8/31/2026
Metro Community College | 2909 Edward Babe Gomez Ave Ste A | Omaha | NE | 68107-2603 | Douglas | NE29238 | Active | 7991 | 19-HE065721919 | 2019 | Riello | WT - Water Tube Boiler | HWHT - Hot Water Heat | 8/31/2026
Metro Community College | 2909 Edward Babe Gomez Ave Ste A | Omaha | NE | 68107-2603 | Douglas | NE29239 | Active | 8095 | 19-HE066761919 | 2019 | Riello | WT - Water Tube Boiler | HWHT - Hot Water Heat | 8/31/2026
Metro Community College | 2909 Edward Babe Gomez Ave Ste A | Omaha | NE | 68107-2603 | Douglas | NE29240 | Active | 8094 | 19-HE066751919 | 2019 | Riello | WT - Water Tube Boiler | HWHT - Hot Water Heat | 8/31/2026
Metro Community College | 2909 Edward Babe Gomez Ave Ste A | Omaha | NE | 68107-2603 | Douglas | NE29341 | Active | 8083 | 19-HE06641919 | 2019 | Riello | WT - Water Tube Boiler | HWHT - Hot Water Heat | 8/31/2026
Metro Community College | 2909 Edward Babe Gomez Ave Ste A | Omaha | NE | 68107-2603 | Douglas | NE29342 | Active | 8085 | 19-HE066661919 | 2019 | Riello | WT - Water Tube Boiler | HWHT - Hot Water Heat | 8/31/2026
Metro Community College | 2909 Edward Babe Gomez Ave Ste A | Omaha | NE | 68107-2603 | Douglas | NE29343 | Active | 8093 | 19-HE066741919 | 2019 | Riello | WT - Water Tube Boiler | HWHT - Hot Water Heat | 8/31/2026
Metro Community College | 2909 Edward Babe Gomez Ave Ste A | Omaha | NE | 68107-2603 | Douglas | NE29344 | Active | 8096 | 19-HE066771919 | 2019 | Riello | WT - Water Tube Boiler | HWHT - Hot Water Heat | 8/31/2026
Metro Community College | 2909 Edward Babe Gomez Ave Ste A | Omaha | NE | 68107-2603 | Douglas | NE29345 | Active | 8097 | 19-HE066781919 | 2019 | Riello | WT - Water Tube Boiler | HWHT - Hot Water Heat | 8/31/2026
Metro Community College | 2909 Edward Babe Gomez Ave Ste A | Omaha | NE | 68107-2603 | Douglas | NE29346 | Active | 8081 | 16-HE066621919 | 2019 | Riello | WT - Water Tube Boiler | HWHT - Hot Water Heat | 8/31/2026
Metro Community College | 2909 Edward Babe Gomez Ave Ste A | Omaha | NE | 68107-2603 | Douglas | NE32908 | Out of Service | 29553 | P7796 | 1977 | Kewannee | FTFB - Firetube-Firebox Boiler | HWHT - Hot Water Heat | 8/31/2012
North Park Office 8 | 2909 N 118th St | Omaha | NE | 68164-3620 | Douglas | NE14639 | Active | 21553 | 050849841 | 2008 | Rbi | WT - Water Tube Boiler | HWHT - Hot Water Heat | 1/31/2026
North Park Office 8 | 2909 N 118th St | Omaha | NE | 68164-3620 | Douglas | NE14640 | Active | 21554 | 050849842 | 2008 | Rbi | WT - Water Tube Boiler | HWHT - Hot Water Heat | 1/31/2026
Crete Area Medical Center | 2910 Betten Dr | Crete | NE | 68333-3084 | Saline | NE06351 | Scrapped/Junked | 18905 | 26951 | 2002 | STER | ELBL - Electric Boiler | 0020 - Supp to Sterlizer/Autoclave | 10/31/2022
Crete Area Medical Center | 2910 Betten Dr | Crete | NE | 68333-3084 | Saline | NE06352 | Scrapped/Junked | 19039 | 27165 | 2003 | STER | ELBL - Electric Boiler | 0020 - Supp to Sterlizer/Autoclave | 10/31/2022
Crete Area Medical Center | 2910 Betten Dr | Crete | NE | 68333-3084 | Saline | NE10302 | Active | 11960 | 02E-9875 | 2002 | ALES | FTFB - Firetube-Firebox Boiler | STHT - Steam-Heat | 10/31/2026
Crete Area Medical Center | 2910 Betten Dr | Crete | NE | 68333-3084 | Saline | NE10303 | Active | 11967 | 02E-9882 | 2002 | ALES | FTFB - Firetube-Firebox Boiler | STHT - Steam-Heat | 10/31/2026
Crete Area Medical Center | 2910 Betten Dr | Crete | NE | 68333-3084 | Saline | NE10304 | Active | 11963 | 02E-9878 | 2002 | ALES | FTFB - Firetube-Firebox Boiler | STHT - Steam-Heat | 10/31/2026
Crete Area Medical Center | 2910 Betten Dr | Crete | NE | 68333-3084 | Saline | NE41562 | Active | 28668 | 1121005 | 2021 | Steris Corp | ELBL - Electric Boiler | 0020 - Supp to Sterlizer/Autoclave | 10/31/2026
Crete Area Medical Center | 2910 Betten Dr | Crete | NE | 68333-3084 | Saline | NE41563 | Active | 29004 | 1221137 | 2021 | Steris Corp | ELBL - Electric Boiler | 0020 - Supp to Sterlizer/Autoclave | 10/31/2026
Covered Wagon Scout Reservation Camps | 2911 County Road 15 | Cedar Bluffs | NE | 68015-3215 | Saunders | NE30481 | Active | 15264 | 1912738 | 1987 | TELE | CPFT - Horiz Cpr Fin Boiler | OPHT - Outdoor Pool Heater | 6/30/2026
Covered Wagon Scout Reservation Camps | 2911 County Road 15 | Cedar Bluffs | NE | 68015-3215 | Saunders | NE30482 | Active | 11904 | 1908793 | 1987 | TELE | CPFT - Horiz Cpr Fin Boiler | OPHT - Outdoor Pool Heater | 6/30/2026
Covered Wagon Scout Reservation Camps | 2911 County Road 15 | Cedar Bluffs | NE | 68015-3215 | Saunders | NE40111 | Inactive | 40757 | C94D02802 | 1994 | TELE | CPFT - Horiz Cpr Fin Boiler | OPHT - Outdoor Pool Heater | 6/30/2019
Nucor Steel Nebraska | 2911 E Nucor Rd | Norfolk | NE | 68701-9634 | Stanton | NE15488 | Out of Service | 6333 | R75004 | 1993 | INDUSTRIAL | FTSM - FTS Marine Dry Back | PROC - Process Steam | 5/31/2017
Nucor Steel Nebraska | 2911 E Nucor Rd | Norfolk | NE | 68701-9634 | Stanton | NE18803 | Scrapped/Junked | 25379 | 2454 | 1996 | WEBEN JARCO | COBL - Coil Type Boiler | HWSD - Hot Water Dom/Potable | 3/31/2006
Nucor Steel Nebraska | 2911 E Nucor Rd | Norfolk | NE | 68701-9634 | Stanton | NE26319 | Inactive | 18080 | 18080 | 2015 | Superior Boiler Works | FTWB - FTS Marine Wet Back | PROC - Process Steam | 4/30/2019
Nucor Steel Nebraska | 2911 E Nucor Rd | Norfolk | NE | 68701-9634 | Stanton | NE27243 | Active | 18475 | 18475 | 2017 | Superior | FTWB - FTS Marine Wet Back | PROC - Process Steam | 9/30/2026
Nucor Steel Nebraska | 2911 E Nucor Rd | Norfolk | NE | 68701-9634 | Stanton | NE41451 | Scrapped/Junked | 20096 | T5964-2-3 | 2017 | Cleaver Brooks | FTHT - Firetube Horizontal | PROC - Process Steam | 12/31/2022
Golden Hills Elementary | 2912 Coffey Ave | Bellevue | NE | 68123-1592 | Sarpy | NE18931 | Scrapped/Junked | 8375 | 95-E5132 | 1995 | ALES | FTVT - Firetube Vertical TB | HWHT - Hot Water Heat | 7/31/2025
Golden Hills Elementary | 2912 Coffey Ave | Bellevue | NE | 68123-1592 | Sarpy | NE18932 | Scrapped/Junked | 8377 | 95-E5134 | 1995 | Aldrich | FTVT - Firetube Vertical TB | HWHT - Hot Water Heat | 7/31/2025
Golden Hills Elementary | 2912 Coffey Ave | Bellevue | NE | 68123-1592 | Sarpy | NE18933 | Scrapped/Junked | 8376 | 95-E5133 | 1995 | Aldrich | FTVT - Firetube Vertical TB | HWHT - Hot Water Heat | 7/31/2025
Golden Hills Elementary | 2912 Coffey Ave | Bellevue | NE | 68123-1592 | Sarpy | NE18934 | Scrapped/Junked | 52950 | D956292 | 1995 | Lochinvar | CPFT - Horiz Cpr Fin Boiler | HWSD - Hot Water Dom/Potable | 7/31/2013
Golden Hills Elementary | 2912 Coffey Ave | Bellevue | NE | 68123-1592 | Sarpy | NE43099 | Active | 420760 | 24420760 | 2024 | Lochinvar | FTVT - Firetube Vertical TB | GLYC - Glycol Bldg Heat Sys | 3/31/2026
Golden Hills Elementary | 2912 Coffey Ave | Bellevue | NE | 68123-1592 | Sarpy | NE43100 | Active | 417643 | 24417643 | 2024 | Lochinvar | FTVT - Firetube Vertical TB | GLYC - Glycol Bldg Heat Sys | 3/31/2026
Air Liquide Ind | 2915 E Nucor Rd | Norfolk | NE | 68701-9634 | Stanton | NE07276 | Inactive | 9092-05 | 9092-05 | 1932 | Unknown | UFPV - Unfired Pressure Vessel | STOR - Storage Vessel | 10/31/2019
Air Liquide Ind | 2915 E Nucor Rd | Norfolk | NE | 68701-9634 | Stanton | NE07277 | Inactive | 8087-18 | 8087-18 | 1932 | Unknown | UFPV - Unfired Pressure Vessel | STOR - Storage Vessel | 10/31/2019
Air Liquide Ind | 2915 E Nucor Rd | Norfolk | NE | 68701-9634 | Stanton | NE07278 | Inactive | 9092-10 | 9092-10 | 1932 | Unknown | UFPV - Unfired Pressure Vessel | STOR - Storage Vessel | 10/31/2019
Air Liquide Ind | 2915 E Nucor Rd | Norfolk | NE | 68701-9634 | Stanton | NE07279 | Inactive | 8089-16 | 8089-16 | 1932 | Unknown | UFPV - Unfired Pressure Vessel | STOR - Storage Vessel | 10/31/2019
Air Liquide Ind | 2915 E Nucor Rd | Norfolk | NE | 68701-9634 | Stanton | NE07280 | Inactive | 9092-14 | 9092-14 | 1932 | Unknown | UFPV - Unfired Pressure Vessel | STOR - Storage Vessel | 10/31/2019
Air Liquide Ind | 2915 E Nucor Rd | Norfolk | NE | 68701-9634 | Stanton | NE07281 | Inactive | 9094-24 | 9094-24 | 1932 | Unknown | UFPV - Unfired Pressure Vessel | STOR - Storage Vessel | 10/31/2019
Air Liquide Ind | 2915 E Nucor Rd | Norfolk | NE | 68701-9634 | Stanton | NE07282 | Inactive | 8089-24 | 8089-24 | 1932 | Unknown | UFPV - Unfired Pressure Vessel | STOR - Storage Vessel | 10/31/2019
Air Liquide Ind | 2915 E Nucor Rd | Norfolk | NE | 68701-9634 | Stanton | NE07283 | Inactive | 9088-08 | 9088-08 | 1932 | Unknown | UFPV - Unfired Pressure Vessel | STOR - Storage Vessel | 10/31/2019
Air Liquide Ind | 2915 E Nucor Rd | Norfolk | NE | 68701-9634 | Stanton | NE07284 | Inactive | 9088-24 | 9088-24 | 1932 | Unknown | UFPV - Unfired Pressure Vessel | STOR - Storage Vessel | 10/31/2019
Air Liquide Ind | 2915 E Nucor Rd | Norfolk | NE | 68701-9634 | Stanton | NE07285 | Inactive | 9092-22 | 9092-22 | 1932 | Unknown | UFPV - Unfired Pressure Vessel | STOR - Storage Vessel | 10/31/2019
Air Liquide Ind | 2915 E Nucor Rd | Norfolk | NE | 68701-9634 | Stanton | NE23248 | Inactive | 51185 | 51185 | 1997 | AJAX Boiler Co | WT - Water Tube Boiler | GLYC - Glycol Bldg Heat Sys | 10/31/2019
Charles Drew Health Cntr | 2915 Grant St | Omaha | NE | 68111-3863 | Douglas | NE07318 | Active | 13129 | 2006-08-0060 | 2006 | Lochinvar | WT - Water Tube Boiler | HWHT - Hot Water Heat | 12/31/2025
Charles Drew Health Cntr | 2915 Grant St | Omaha | NE | 68111-3863 | Douglas | NE07319 | Active | 24550 | 2006-37-0041 | 2006 | Lochinvar | WT - Water Tube Boiler | HWHT - Hot Water Heat | 12/31/2025
Charles Drew Health Cntr | 2915 Grant St | Omaha | NE | 68111-3863 | Douglas | NE18057 | Active | 32359 | 0000072881 | 1992 | Bryan | WT - Water Tube Boiler | HWHT - Hot Water Heat | 12/31/2025
Cadre Holdings | 2915 S 16th St | Lincoln | NE | 68502-4603 | Lancaster | NE10397 | Scrapped/Junked | n/a | 64412807 | 2002 | Burnham | CI - Cast Iron | HWHT - Hot Water Heat | 12/31/2015
Cadre Holdings | 2915 S 16th St | Lincoln | NE | 68502-4603 | Lancaster | NE10398 | Scrapped/Junked | n/a | 64336651 | 2001 | Burnham | CI - Cast Iron | HWHT - Hot Water Heat | 12/31/2014
Cadre Holdings | 2915 S 16th St | Lincoln | NE | 68502-4603 | Lancaster | NE25244 | Active | n/a | 6547003 | 2014 | Burnham | CI - Cast Iron | HWHT - Hot Water Heat | 12/31/2024
Cadre Holdings | 2915 S 16th St | Lincoln | NE | 68502-4603 | Lancaster | NE26240 | Out of Service | N/A | 5121515-201508 | 2015 | Peerless | CI - Cast Iron | HWHT - Hot Water Heat | 12/31/2024
SOUTHMINISTER UMC | 2915 S 16th St | Lincoln | NE | 68502-4603 | LANCASTER | NE14523 | Scrapped/Junked |  | 61-41436-0787 | 1987 | PEERLESS HEATER COMPANY |  | HWHT - Hot Water Heat | 12/31/2002
City of Omaha-Benson Library | 2918 N 60th St | Omaha | NE | 68104-3417 | Douglas | NE20704 | Active | 9482 | 97-E6726 | 1997 | ALES | FTVT - Firetube Vertical TB | HWHT - Hot Water Heat | 9/30/2026
City of Omaha-Benson Library | 2918 N 60th St | Omaha | NE | 68104-3417 | Douglas | NE20705 | Active | 9483 | 97-E6727 | 1997 | ALES | FTVT - Firetube Vertical TB | HWHT - Hot Water Heat | 9/30/2026
City of Omaha-Benson Library | 2918 N 60th St | Omaha | NE | 68104-3417 | Douglas | NE20706 | Active | 9481 | 97-E6725 | 1997 | ALES | FTVT - Firetube Vertical TB | HWHT - Hot Water Heat | 9/30/2026
Old Chicago Restaurant #46 | 2918 Pine Lake Rd | Lincoln | NE | 68516-6010 | Lancaster | NE05962 | Exempt | 100109 | CCS099B114 | 1999 | MVE/CHART IND | UTNK - Unfired Vertical Tank | 0041 - CO2 Dispensing | 12/31/2006
Old Chicago Restaurant #46 | 2918 Pine Lake Rd | Lincoln | NE | 68516-6010 | Lancaster | NE09792 | Scrapped/Junked | 60658 | MD010001970110 | 2001 | AOSM | CHWH - ASME/Fired Water Heater | HWSD - Hot Water Dom/Potable | 6/30/2010
Old Chicago Restaurant #46 | 2918 Pine Lake Rd | Lincoln | NE | 68516-6010 | Lancaster | NE18648 | Scrapped/Junked | 147367 | 147367 | 2010 | AO SMITH | CHWH - ASME/Fired Water Heater | HWSD - Hot Water Dom/Potable | 11/30/2015
Old Chicago Restaurant #46 | 2918 Pine Lake Rd | Lincoln | NE | 68516-6010 | Lancaster | NE25497 | Scrapped/Junked | 207543 | 1531M003049 | 2013 | AO SMITH | CHWH - ASME/Fired Water Heater | HWSD - Hot Water Dom/Potable | 12/31/2019
Old Chicago Restaurant #46 | 2918 Pine Lake Rd | Lincoln | NE | 68516-6010 | Lancaster | NE28313 | Active | 254243 | 254243 | 2013 | AO SMITH | CHWH - ASME/Fired Water Heater | HWSD - Hot Water Dom/Potable | 9/30/2027
Erv Koop | 2919 15th St | Columbus | NE | 68601-4809 | PLATTE | NE10159 | Exempt | N/A | S0061303 | 2006 | Slant Fin | CI - Cast Iron | HWHT - Hot Water Heat | 12/31/2014
Erv Koop | 2919 15th St | Columbus | NE | 68601-4809 | PLATTE | NE40225 | Scrapped/Junked |  | GEM-14100 | 1978 | PEERLESS HEATER COMPANY |  | HWHT - Hot Water Heat | 12/31/2008
FLORENCE COMMUNITY CENTER | 2920 Bondesson St | Omaha | NE | 68112-1822 | Douglas | NE37324 | Scrapped/Junked | 25998 | 25998 | 1975 | ADAMSON | ELBL - Electric Boiler | HWSD - Hot Water Dom/Potable | 9/30/2003
RETAIL STORE | 2920 Central Ave | Kearney | NE | 68847-3502 | BUFFALO | NE34213 | Inactive |  | 3-5-10H10B | 1920 | AMERICAN RADIATOR |  | STHT - Steam-Heat | 8/31/1997
Swimtastic | 2920 N 118th St | Omaha | NE | 68164-3862 | Douglas | NE06461 | Scrapped/Junked | 234768 | 0504234768 | 2005 | Raypak | CPFH - Copper Fin Water Heater | IPHT - Indoor Pool Heater | 2/28/2019
Knights Inn | 2920 NW 12th St | Lincoln | NE | 68521-3605 | Lancaster | NE06638 | Scrapped/Junked | 85554 | URNG0200G05045 | 2000 | Ruud-Rheem | CHWH - ASME/Fired Water Heater | HWSD - Hot Water Dom/Potable | 2/28/2012
Knights Inn | 2920 NW 12th St | Lincoln | NE | 68521-3605 | Lancaster | NE19584 | Scrapped/Junked | 157964 | 157964 | 2011 | A O Smith | AHWH - ANSI/Fired Water Htr | HWSD - Hot Water Dom/Potable | 6/30/2013
Knights Inn | 2920 NW 12th St | Lincoln | NE | 68521-3605 | Lancaster | NE40200 | Scrapped/Junked | 68431 | RUN0395G02108 | 1995 | Ruud-Rheem | CHWH - ASME/Fired Water Heater | HWSD - Hot Water Dom/Potable | 12/31/2005
Knights Inn | 2920 NW 12th St | Lincoln | NE | 68521-3605 | Lancaster | NE40272 | Scrapped/Junked | 45111 | LF980748208970 | 1998 | A. O. Smith | CHWH - ASME/Fired Water Heater | HWSD - Hot Water Dom/Potable | 2/28/2011
Inn & Suites Omaha Zoo | 2920 S 13th Ct | Omaha | NE | 68108-1552 | Douglas | NE24862 | Active | 162755 | 162755 | 2012 | AO SMITH | CHWH - ASME/Fired Water Heater | HWSD - Hot Water Dom/Potable | 9/30/2022
Inn & Suites Omaha Zoo | 2920 S 13th Ct | Omaha | NE | 68108-1552 | Douglas | NE24863 | Active | 60782 | F98-182 | 1996 | AO SMITH | CHWH - ASME/Fired Water Heater | HWSD - Hot Water Dom/Potable | 9/30/2022
Inn & Suites Omaha Zoo | 2920 S 13th Ct | Omaha | NE | 68108-1552 | Douglas | NE24864 | Active | 60297 | D98-251 | 1996 | AO SMITH | CHWH - ASME/Fired Water Heater | HWSD - Hot Water Dom/Potable | 9/30/2022
Bryan Health | 2920 S 84th St | Lincoln | NE | 68506-4142 | Lancaster | NE24241 | Active | 9959 | 98E-7388 | 1998 | Aldrich/Les | FTVT - Firetube Vertical TB | HWHT - Hot Water Heat | 10/31/2025
Bryan Health | 2920 S 84th St | Lincoln | NE | 68506-4142 | Lancaster | NE24242 | Active | 9961 | 98E-7390 | 1998 | Aldrich/Les | FTVT - Firetube Vertical TB | HWHT - Hot Water Heat | 10/31/2025
Bryan Health | 2920 S 84th St | Lincoln | NE | 68506-4142 | Lancaster | NE24243 | Active | 9975 | 98E-7409 | 1998 | Aldrich/Les | FTVT - Firetube Vertical TB | HWHT - Hot Water Heat | 10/31/2025
Bryan Health | 2920 S 84th St | Lincoln | NE | 68506-4142 | Lancaster | NE24244 | Active | 9966 | 98E-7395 | 1998 | Aldrich/Les | FTVT - Firetube Vertical TB | HWHT - Hot Water Heat | 10/31/2025
NE Air National Guard B600 | 2925 NW 25th St | Lincoln | NE | 68524-2410 | Lancaster | NE25282 | Active | 85635 | G-19-2165 | 2019 | Aerco | FTVT - Firetube Vertical TB | HWHT - Hot Water Heat | 1/31/2026
NE Air National Guard B600 | 2925 NW 25th St | Lincoln | NE | 68524-2410 | Lancaster | NE25283 | Active | 67618 | G14-0670 | 2014 | Aerco | FTVT - Firetube Vertical TB | HWHT - Hot Water Heat | 1/31/2026
Holy Name School | 2929 Fontenelle Blvd | Omaha | NE | 68104-4501 | Douglas | NE01430 | Scrapped/Junked | n/a | 332921-200011 | 2000 | Peerless | CI - Cast Iron | STHT - Steam-Heat | 12/31/2014
Holy Name School | 2929 Fontenelle Blvd | Omaha | NE | 68104-4501 | Douglas | NE25638 | Inactive |  |  | 1948 | PACIFIC | FT - Firetube Boiler | STHT - Steam-Heat | 10/31/2001
Legacy Of The Plains Museum | 2930 Old Oregon Trl | Gering | NE | 69341-8500 | Scotts Bluff | NE42776 | Active | N/A | 8594 | 1920 | Minneapolis | HOBB - Hobby/Antique Boiler | 0024 - Antique Steam Tractor | 8/31/2026
Southeast High School | 2930 S 37th St | Lincoln | NE | 68506-3230 | Lancaster | NE10110 | Scrapped/Junked | 155937 | C05155937 | 2005 | Teledyne Laars | CPFH - Copper Fin Water Heater | IPHT - Indoor Pool Heater | 4/30/2019
Southeast High School | 2930 S 37th St | Lincoln | NE | 68506-3230 | Lancaster | NE12213 | Scrapped/Junked | 16295 | 06F-4202 | 2006 | Les Inc/Aldrich Co | FTVT - Firetube Vertical TB | HWSD - Hot Water Dom/Potable | 2/28/2012
Southeast High School | 2930 S 37th St | Lincoln | NE | 68506-3230 | Lancaster | NE12214 | Scrapped/Junked | 16346 | 06F-4253 | 2006 | Les Inc/Aldrich Co | FTVT - Firetube Vertical TB | HWSD - Hot Water Dom/Potable | 2/28/2012
Southeast High School | 2930 S 37th St | Lincoln | NE | 68506-3230 | Lancaster | NE12215 | Inactive | 16495 | 07F-4402 | 2007 | Les Inc/Aldrich Co | FTVT - Firetube Vertical TB | GLYC - Glycol Bldg Heat Sys | 4/30/2020
Southeast High School | 2930 S 37th St | Lincoln | NE | 68506-3230 | Lancaster | NE12216 | Active | 16496 | 07F-4403 | 2007 | Les Inc/Aldrich Co | FTVT - Firetube Vertical TB | GLYC - Glycol Bldg Heat Sys | 11/30/2026
Southeast High School | 2930 S 37th St | Lincoln | NE | 68506-3230 | Lancaster | NE12217 | Active | 16497 | 07F-4404 | 2007 | Les Inc/Aldrich Co | FTVT - Firetube Vertical TB | GLYC - Glycol Bldg Heat Sys | 11/30/2026
Southeast High School | 2930 S 37th St | Lincoln | NE | 68506-3230 | Lancaster | NE13696 | Scrapped/Junked | 17916 |  | 1953 | KEWANEE | FTFB - Firetube-Firebox Boiler | BSUP - Bldg Heat & Process | 2/28/2008
Southeast High School | 2930 S 37th St | Lincoln | NE | 68506-3230 | Lancaster | NE27912 | Active | 292113 | C18292113 | 2018 | Teledyne Laars | CPFH - Copper Fin Water Heater | IPHT - Indoor Pool Heater | 11/30/2026
Southeast High School | 2930 S 37th St | Lincoln | NE | 68506-3230 | Lancaster | NE30073 | Scrapped/Junked |  | G6086 | 1953 | KEWANEE | FT - Firetube Boiler | STHT - Steam-Heat | 2/28/2008
Southeast High School | 2930 S 37th St | Lincoln | NE | 68506-3230 | Lancaster | NE30074 | Scrapped/Junked |  | G-6088 | 1953 | KEWANEE | FT - Firetube Boiler | STHT - Steam-Heat | 2/28/2008
Southeast High School | 2930 S 37th St | Lincoln | NE | 68506-3230 | Lancaster | NE37734 | Inactive | 19219 |  | 1977 | Unknown | WT - Water Tube Boiler | PROC - Process Steam | 6/30/1997
APARTMENT BUILDING COMPLX | 2934 Leavenworth St | Omaha | NE | 68105-2748 | Douglas | NE04416 | Inactive |  | 211A-19210486 | 1988 | PEERLESS HEATER COMPANY |  | STHT - Steam-Heat | 10/31/2004
City of Omaha-Gallagher Pool | 2936 N 52nd St | Omaha | NE | 68104-4310 | Douglas | NE21326 | Active | 73587 | C96K10332 | 1996 | Teledyne Laars | CPFT - Horiz Cpr Fin Boiler | OPHT - Outdoor Pool Heater | 6/30/2026
Red Arrow Truck Wash | 2940 E Walker Rd | North Platte | NE | 69101-7850 | Lincoln | NE12433 | Active | 00155769 | F03H00155769 | 2003 | Lochinvar | CPFH - Copper Fin Water Heater | HWSP - Hot Water Non Potable Supply | 4/30/2026
LAA Car Center | 2940 N Park Rd | Lincoln | NE | 68524-2402 | Lancaster | NE08770 | Scrapped/Junked | 131453 | H0116365-M9 | 2001 | Lochinvar | CPFT - Horiz Cpr Fin Boiler | HWHT - Hot Water Heat | 4/30/2022
LAA Car Center | 2940 N Park Rd | Lincoln | NE | 68524-2402 | Lancaster | NE41574 | Active | 161669 | PG60.132.0094 | 2020 | US Boiler | FTVT - Firetube Vertical TB | HWHF - Hot Water Heat-Floor | 5/31/2026
Luxury Inn | 2940 NW 12th St | Lincoln | NE | 68521-3605 | Lancaster | NE17075 | Scrapped/Junked | 120718 | 120718 | 2009 | RHEEM | CHWH - ASME/Fired Water Heater | HWSD - Hot Water Dom/Potable | 3/31/2024
Luxury Inn | 2940 NW 12th St | Lincoln | NE | 68521-3605 | Lancaster | NE40395 | Out of Service | 69053 | RN0695G00138 | 1995 | RHEE | CHWH - ASME/Fired Water Heater | HWSD - Hot Water Dom/Potable | 3/31/2010
Luxury Inn | 2940 NW 12th St | Lincoln | NE | 68521-3605 | Lancaster | NE40396 | Scrapped/Junked | 66770 | RN1094G02190 | 1994 | RHEE | CHWH - ASME/Fired Water Heater | HWSD - Hot Water Dom/Potable | 4/30/2010
Bryan Health | 2940 S 84th St | Lincoln | NE | 68506-4142 | Lancaster | NE25723 | Active | 197 | 120073 | 2014 | IA Manufacturing | FTVT - Firetube Vertical TB | HWHT - Hot Water Heat | 10/31/2025
Bryan Health | 2940 S 84th St | Lincoln | NE | 68506-4142 | Lancaster | NE40961 | Active | 9971 | 98E-7400 | 1998 | Aldrich/Les | FTVT - Firetube Vertical TB | HWHT - Hot Water Heat | 10/31/2025
Bryan Health | 2940 S 84th St | Lincoln | NE | 68506-4142 | Lancaster | NE40962 | Scrapped/Junked | 9970 | 98E-7399 | 1998 | Aldrich/Les | FTVT - Firetube Vertical TB | HWDP - Hotwater Heat & Dom Supply | 10/31/2015
Bryan Health | 2940 S 84th St | Lincoln | NE | 68506-4142 | Lancaster | NE40963 | Active | 9963 | 98E-7392 | 1998 | Aldrich/Les | FTVT - Firetube Vertical TB | HWHT - Hot Water Heat | 10/31/2025
Bryan Health | 2940 S 84th St | Lincoln | NE | 68506-4142 | Lancaster | NE40964 | Active | 9976 | 98E-7410 | 1998 | Aldrich/Les | FTVT - Firetube Vertical TB | HWHT - Hot Water Heat | 10/31/2025
MADRID APARTMENTS | 2940 Woolworth Ave | Omaha | NE | 68105-2552 | Douglas | NE04324 | Scrapped/Junked |  | 27L78 | 1949 | KEWANEE | FT - Firetube Boiler | STHT - Steam-Heat | 11/30/2001
VIP CLEANERS | 2941 S 108th St | Omaha | NE | 68144-4805 | Douglas | NE12768 | Inactive | 3337 |  | 1984 | INDUSTRIAL | FT - Firetube Boiler | PROC - Process Steam | 10/31/1999
NE Air National Guard | 2945 NW 25th St | Lincoln | NE | 68524-2410 | Lancaster | NE24510 | Active | 65537 | G-131370 | 2013 | Aerco | VTTB - Vertical Tube Bundle | HWHT - Hot Water Heat | 1/31/2026
NE Air National Guard | 2945 NW 25th St | Lincoln | NE | 68524-2410 | Lancaster | NE24511 | Active | 65730 | G-13-1546 | 2013 | Aerco | VTTB - Vertical Tube Bundle | HWHT - Hot Water Heat | 1/31/2026
VILLAGE INN | 2949 N 27th St | Lincoln | NE | 68521-1476 | LANCASTER | NE40880 | Scrapped/Junked | 47811 | LA990798345970 | 1999 | AO SMITH | CHWH - ASME/Fired Water Heater | HWSD - Hot Water Dom/Potable | 9/30/2004
Lincoln Premium Poultry Testing Lab | 295 E Cloverly Rd | Fremont | NE | 68025-6119 | Dodge | NE28972 | Active | N/A | 18H00022-2018 | 2018 | Aerco | CALU - Cast Aluminum | HWHT - Hot Water Heat | 10/31/2026
Lincoln Premium Poultry Testing Lab | 295 E Cloverly Rd | Fremont | NE | 68025-6119 | Dodge | NE28973 | Active | N/A | 17H00234-2017 | 2017 | Aerco | CALU - Cast Aluminum | HWHT - Hot Water Heat | 10/31/2026
Lincoln Premium Poultry Testing Lab | 295 E Cloverly Rd | Fremont | NE | 68025-6119 | Dodge | NE29071 | Active | 125457 | ESM1223077V20 | 2020 | SUSSMAN | ELBL - Electric Boiler | STER - Sterilizer | 10/31/2026
Lincoln Premium Poultry Testing Lab | 295 E Cloverly Rd | Fremont | NE | 68025-6119 | Dodge | NE29072 | Active | 3916 | 6104 | 2020 | Primus | ELBL - Electric Boiler | STER - Sterilizer | 10/31/2026
Lincoln Premium Poultry Testing Lab | 295 E Cloverly Rd | Fremont | NE | 68025-6119 | Dodge | NE29073 | Active | 125458 | ESM1222921-V20 | 2020 | SUSSMAN | ELBL - Electric Boiler | STER - Sterilizer | 10/31/2026
Community Memorial Hosp. (Vacant building) | 295 N 8th Ave | Burwell | NE | 68823-4168 | Garfield | NE05017 | Scrapped/Junked | none | 211A-61720191 | 1991 | Peerless | CI - Cast Iron | HWHT - Hot Water Heat | 3/31/2021
Community Memorial Hosp. (Vacant building) | 295 N 8th Ave | Burwell | NE | 68823-4168 | Garfield | NE05613 | Scrapped/Junked | 28594 | G96491 | 1996 | Aerco International | WT - Water Tube Boiler | HWHT - Hot Water Heat | 3/31/2021
Community Memorial Hosp. (Vacant building) | 295 N 8th Ave | Burwell | NE | 68823-4168 | Garfield | NE05614 | Scrapped/Junked | 28593 | G-96490 | 1996 | Aerco International | WT - Water Tube Boiler | HWHT - Hot Water Heat | 3/31/2021
Community Memorial Hosp. (Vacant building) | 295 N 8th Ave | Burwell | NE | 68823-4168 | Garfield | NE05615 | Scrapped/Junked | 38876 | 1930218 | 1993 | Lochinvar | CPFT - Horiz Cpr Fin Boiler | HWSD - Hot Water Dom/Potable | 3/31/2021
Community Memorial Hosp. (Vacant building) | 295 N 8th Ave | Burwell | NE | 68823-4168 | Garfield | NE05616 | Scrapped/Junked | 38689 | L930031 | 1993 | Lochinvar | CPFT - Horiz Cpr Fin Boiler | HWSD - Hot Water Dom/Potable | 3/31/2021
Community Memorial Hosp. (Vacant building) | 295 N 8th Ave | Burwell | NE | 68823-4168 | Garfield | NE07176 | Scrapped/Junked |  |  | 1989 | PEERLESS HEATER COMPANY |  | HWHT - Hot Water Heat | 1/31/1993
Community Memorial Hosp. (Vacant building) | 295 N 8th Ave | Burwell | NE | 68823-4168 | Garfield | NE16738 | Scrapped/Junked | none | 1191D04288 | 1991 | RHEEM | CHWH - ASME/Fired Water Heater | HWSD - Hot Water Dom/Potable | 3/31/2021
Community Memorial Hosp. (Vacant building) | 295 N 8th Ave | Burwell | NE | 68823-4168 | Garfield | NE16739 | Scrapped/Junked | none | RN1191D04289 | 1991 | RHEE | CHWH - ASME/Fired Water Heater | HWSD - Hot Water Dom/Potable | 3/31/2021
Community Memorial Hosp. (Vacant building) | 295 N 8th Ave | Burwell | NE | 68823-4168 | Garfield | NE16740 | Scrapped/Junked | none | RN1291D02866 | 1990 | RHEE | AHWH - ANSI/Fired Water Htr | HWSD - Hot Water Dom/Potable | 3/31/2021
Community Memorial Hosp. (Vacant building) | 295 N 8th Ave | Burwell | NE | 68823-4168 | Garfield | NE25397 | Scrapped/Junked | 68941 | G-14-1978 | 2014 | Aerco | WTSS - Watertube SS Steel | HWHT - Hot Water Heat | 3/31/2021
Community Memorial Hosp. (Vacant building) | 295 N 8th Ave | Burwell | NE | 68823-4168 | Garfield | NE35139 | Scrapped/Junked | none | 210-4035 | 1968 | PEER | CI - Cast Iron | HWHT - Hot Water Heat | 3/31/2015
Milliken Park Elementary | 2950 Dale St | Fremont | NE | 68025-2082 | Dodge | NE34821 | Scrapped/Junked | 31886 | R0241 | 1979 | Kewanee | FTFB - Firetube-Firebox Boiler | HWHT - Hot Water Heat | 2/28/2024
Milliken Park Elementary | 2950 Dale St | Fremont | NE | 68025-2082 | Dodge | NE34822 | Scrapped/Junked | 31881 | R0242 | 1979 | Kewanee | FTFB - Firetube-Firebox Boiler | HWHT - Hot Water Heat | 2/28/2023
Koleys Inc | 2951 Harney St | Omaha | NE | 68131-3536 | Douglas | NE04453 | Active | n/a | 210-2550 | 1966 | Peerless | CI - Cast Iron | STHT - Steam-Heat | 3/31/2026
C. S. M. S. | 2960 N Park Rd | Lincoln | NE | 68524-2402 | Lancaster | NE40110 | Scrapped/Junked | 29773 | LE950431209920 | 1995 | AOSM | CHWH - ASME/Fired Water Heater | HWSD - Hot Water Dom/Potable | 4/30/2012
Heritage at Legacy | 2961 S 169th Plz | Omaha | NE | 68130-2320 | Douglas | NE26127 | Active | 197840 | 197840 | 2014 | AO SMITH | CHWH - ASME/Fired Water Heater | HWDP - Hotwater Heat & Dom Supply | 12/31/2025
Heritage at Legacy | 2961 S 169th Plz | Omaha | NE | 68130-2320 | Douglas | NE26128 | Active | 197841 | 197841 | 2014 | AO SMITH | CHWH - ASME/Fired Water Heater | HWDP - Hotwater Heat & Dom Supply | 12/31/2027
Heritage at Legacy | 2961 S 169th Plz | Omaha | NE | 68130-2320 | Douglas | NE26129 | Active | 197839 | 197839 | 2014 | AO SMITH | CHWH - ASME/Fired Water Heater | HWDP - Hotwater Heat & Dom Supply | 12/31/2027
KAZU TATEBAYASHI APTS | 2964 Woolworth Ave | Omaha | NE | 68105-2563 | Douglas | NE21809 | Inactive |  | 03263 | 1952 | MT HAWLEY | FT - Firetube Boiler | STHT - Steam-Heat | 11/30/2000
Diamond Express Car Wash | 2990 S E St | Broken Bow | NE | 68822-1807 | Custer | NE29165 | Active | 114543 | D14H30114543 | 2013 | AIC | COBL - Coil Type Boiler | GLFH - Glycol Floor Heat System | 5/31/2026
CONAGRA | 29TH & C ST | OMAHA | NE | 68102 | Douglas | NE02262 | Inactive | 12365 |  | 1947 | KEWANEE | FT - Firetube Boiler | STHT - Steam-Heat | 9/30/1993
VILLAGE OF PETERSBURG | 2ND & MAIN ST | PETERSBURG | NE | 68652 | BOONE | NE16671 | Scrapped/Junked |  | 48-0-1BJ3 | 1950 | AMERICAN STANDARD |  | HWHT - Hot Water Heat | 2/28/2008
Crookston School | 2Nd & Maple St | Crookston | NE |  | Cherry | NE31660 | Inactive |  |  | 1930 | KEWA | FTFB - Firetube-Firebox Boiler | STHT - Steam-Heat | 7/31/2007
STUART POWER PLANT | 2ND & PARNELL | STUART | NE | 68780 | HOLT | NE16533 | Scrapped/Junked |  | 7-3527 | 1973 | PEERLESS HEATER COMPANY |  | HWHT - Hot Water Heat | 8/31/2003
BIG SPRINGS CITY POOL | 2ND ST | BIG SPRINGS | NE | 69122 | DEUEL | NE40601 | Inactive |  | 20294 | 1995 | AO SMITH | WT - Water Tube Boiler | HWHT - Hot Water Heat | 6/30/2000
Gretna City Pool | 300 Angus | Gretna | NE | 68028 | Sarpy | NE09829 | Inactive | 53041 | C95C02888 | 1995 | Teledyne Laars | CPFT - Horiz Cpr Fin Boiler | OPHT - Outdoor Pool Heater | 6/30/2024
Lakeview Elementary | 300 Capitol Beach Blvd | Lincoln | NE | 68528-1643 | Lancaster | NE05700 | Exempt 1999 LB-66 |  | 0479426 | 1995 | AO SMITH | AHWH - ANSI/Fired Water Htr | HWSD - Hot Water Dom/Potable | 6/30/2000
Lakeview Elementary | 300 Capitol Beach Blvd | Lincoln | NE | 68528-1643 | Lancaster | NE30266 | Scrapped/Junked | N/A | M6638 | 1963 | Kewanee | FTFB - Firetube-Firebox Boiler | STHT - Steam-Heat | 2/28/2012
Lakeview Elementary | 300 Capitol Beach Blvd | Lincoln | NE | 68528-1643 | Lancaster | NE30267 | Scrapped/Junked | N/A | M6642 | 1963 | Kewanee | FTFB - Firetube-Firebox Boiler | STHT - Steam-Heat | 2/28/2012
Lakeview Elementary | 300 Capitol Beach Blvd | Lincoln | NE | 68528-1643 | Lancaster | NE35285 | Scrapped/Junked | N/A | AB83-10314-824 | 1986 | AOSM | AHWH - ANSI/Fired Water Htr | HWSD - Hot Water Dom/Potable | 2/28/2009
CON AGRA FOODS INC | 300 Conagra St | South Sioux City | NE | 68776-3693 | DAKOTA | NE18514 | Inactive | 91 | 11788 | 1995 | BURNHAM COMM/INDUST | FTSM - FTS Marine Dry Back | PROC - Process Steam | 6/30/2005
Cozad Community Hospital | 300 E 12th St | Cozad | NE | 69130-1505 | DAWSON | NE12225 | Scrapped/Junked | 147820 | 157840 | 2007 | Columbia | ELBL - Electric Boiler | STER - Sterilizer | 12/31/2022
Cozad Community Hospital | 300 E 12th St | Cozad | NE | 69130-1505 | DAWSON | NE13991 | Inactive | 33894 | 33894 | 1979 | PM LATTNER MFR COMPANY | FT - Firetube Boiler | PROC - Process Steam | 8/31/1988
Cozad Community Hospital | 300 E 12th St | Cozad | NE | 69130-1505 | DAWSON | NE14012 | Inactive | 15637 |  | 1985 | AMSCO | ELBL - Electric Boiler | 0020 - Supp to Sterlizer/Autoclave | 8/31/1987
Cozad Community Hospital | 300 E 12th St | Cozad | NE | 69130-1505 | DAWSON | NE20264 | Exempt 1999 LB-66 |  | 000000000007847 | 1990 | AO SMITH | AHWH - ANSI/Fired Water Htr | HWSD - Hot Water Dom/Potable | 8/31/2000
Cozad Community Hospital | 300 E 12th St | Cozad | NE | 69130-1505 | DAWSON | NE26865 | Active | 15397 | 23835 | 1999 | Steris Corp | ELBL - Electric Boiler | STER - Sterilizer | 12/31/2026
Cozad Community Hospital | 300 E 12th St | Cozad | NE | 69130-1505 | DAWSON | NE35446 | Inactive | 32317 |  | 1979 | Kewannee | FTFB - Firetube-Firebox Boiler | HWHT - Hot Water Heat | 8/31/2005
Cozad Community Hospital | 300 E 12th St | Cozad | NE | 69130-1505 | DAWSON | NE35447 | Inactive | 32351 |  | 1979 | KEWANEE | FTFB - Firetube-Firebox Boiler | HWHT - Hot Water Heat | 8/31/2005
Cozad Community Hospital | 300 E 12th St | Cozad | NE | 69130-1505 | DAWSON | NE35478 | Scrapped/Junked | 25637 | 25637 | 1985 | AMSCO | ELBL - Electric Boiler | 0020 - Supp to Sterlizer/Autoclave | 8/31/2007
Cozad Community Hospital | 300 E 12th St | Cozad | NE | 69130-1505 | DAWSON | NE41634 | Active | 32144 | 0123205 | 2023 | Steris Corp | ELBL - Electric Boiler | STER - Sterilizer | 12/31/2026
Gordon Memorial Hospital | 300 E 8th St | Gordon | NE | 69343-1123 | Sheridan | NE02243 | Active | 28891 | L-55591 | 1972 | Cleaver Brooks | FTSM - FTS Marine Dry Back | BSUP - Bldg Heat & Process | 7/31/2026
Gordon Memorial Hospital | 300 E 8th St | Gordon | NE | 69343-1123 | Sheridan | NE02244 | Active | 28889 | L-55590 | 1972 | Cleaver Brooks | FTSM - FTS Marine Dry Back | BSUP - Bldg Heat & Process | 7/31/2026
Gordon Memorial Hospital | 300 E 8th St | Gordon | NE | 69343-1123 | Sheridan | NE21121 | Active | 26236 | 0121127 | 2021 | Steris Corp | ELBL - Electric Boiler | AUCL - Autoclave | 7/31/2026
Country Partners Cooperative | 300 E Monroe St | Cozad | NE | 69130-2400 | Dawson | NE14668 | Out of Service | 12148 | 12148 | 1993 | SUPERIOR BOILERWORKS | FTSM - FTS Marine Dry Back | PROC - Process Steam | 11/30/2019
Thabor Lutheran Church | 300 E Norris St | Wausa | NE | 68786-1570 | Knox | NE07394 | Scrapped/Junked | n/a | 3B J2 | 1987 | American Standard | CI - Cast Iron | HWHT - Hot Water Heat | 4/30/2022
Thabor Lutheran Church | 300 E Norris St | Wausa | NE | 68786-1570 | Knox | NE43558 | Active | 352854 | 22.PG120.05.00611 | 2022 | Lochinvar | WTSS - Watertube SS Steel | HWHT - Hot Water Heat | 7/31/2026
Thabor Lutheran Church | 300 E Norris St | Wausa | NE | 68786-1570 | Knox | NE43559 | Active | 360742 | 22.PG120.05.00733 | 2022 | Lochinvar | WTSS - Watertube SS Steel | HWHT - Hot Water Heat | 7/31/2026
Aurora Elementary School | 300 H St | Aurora | NE | 68818-2243 | Hamilton | NE09059 | Scrapped/Junked | 68880 | LF02-1764778 | 2002 | AOSM | CHWH - ASME/Fired Water Heater | HWSD - Hot Water Dom/Potable | 10/31/2014
Aurora Elementary School | 300 H St | Aurora | NE | 68818-2243 | Hamilton | NE19697 | Active | 7009 | 751499 | 1975 | LEGION | KETT - Fired Kettle | COOK - Cooker/Kettle | 10/31/2026
Aurora Elementary School | 300 H St | Aurora | NE | 68818-2243 | Hamilton | NE19698 | Scrapped/Junked |  | 000189402048 | 1979 | AO SMITH | AHWH - ANSI/Fired Water Htr | HWSD - Hot Water Dom/Potable | 8/31/1999
Aurora Elementary School | 300 H St | Aurora | NE | 68818-2243 | Hamilton | NE25832 | Active | 139413 | URNGA381403702 | 2014 | AOSM | CHWH - ASME/Fired Water Heater | HWSD - Hot Water Dom/Potable | 10/31/2026
Aurora Elementary School | 300 H St | Aurora | NE | 68818-2243 | Hamilton | NE40790 | Exempt 1999 LB-66 |  |  | 1998 | AMERICAN STANDARD | AHWH - ANSI/Fired Water Htr | HWSD - Hot Water Dom/Potable | 8/31/2000
Holiday Inn Express | 300 Holiday Frontage Rd | North Platte | NE | 69101-0911 | Lincoln | NE07081 | Scrapped/Junked | 95656 | 005M005876 | 2005 | A O Smith | CHWH - ASME/Fired Water Heater | HWSD - Hot Water Dom/Potable | 2/28/2019
Holiday Inn Express | 300 Holiday Frontage Rd | North Platte | NE | 69101-0911 | Lincoln | NE10162 | Scrapped/Junked | 112224 | B07M002673 | 2007 | A O Smith | CHWH - ASME/Fired Water Heater | HWSD - Hot Water Dom/Potable | 2/28/2018
Holiday Inn Express | 300 Holiday Frontage Rd | North Platte | NE | 69101-0911 | Lincoln | NE10163 | Scrapped/Junked | 112404 | B07M00815 | 2007 | A O Smith | CHWH - ASME/Fired Water Heater | HWSD - Hot Water Dom/Potable | 2/28/2017
Holiday Inn Express | 300 Holiday Frontage Rd | North Platte | NE | 69101-0911 | Lincoln | NE26868 | Active | 207095 | 1531M002874 | 2007 | A O Smith | CHWH - ASME/Fired Water Heater | HWSD - Hot Water Dom/Potable | 2/28/2026
Holiday Inn Express | 300 Holiday Frontage Rd | North Platte | NE | 69101-0911 | Lincoln | NE30927 | Scrapped/Junked | 35692 | 0566500 | 1996 | AO SMITH | CHWH - ASME/Fired Water Heater | HWSD - Hot Water Dom/Potable | 2/28/2008
Holiday Inn Express | 300 Holiday Frontage Rd | North Platte | NE | 69101-0911 | Lincoln | NE30928 | Scrapped/Junked | 35693 | 0566498 | 1996 | AO SMITH | CHWH - ASME/Fired Water Heater | HWSD - Hot Water Dom/Potable | 2/28/2006
Holiday Inn Express | 300 Holiday Frontage Rd | North Platte | NE | 69101-0911 | Lincoln | NE30929 | Scrapped/Junked | 35937 | LH96-053168 | 1996 | AO SMITH | CHWH - ASME/Fired Water Heater | HWSD - Hot Water Dom/Potable | 2/28/2008
Aurora Middle School | 300 L St | Aurora | NE | 68818-1902 | Hamilton | NE08681 | Scrapped/Junked | 304 | 001051-003 | 2000 | AMERICAN STANDARD | CHWH - ASME/Fired Water Heater | HWSD - Hot Water Dom/Potable | 10/31/2007
Aurora Middle School | 300 L St | Aurora | NE | 68818-1902 | Hamilton | NE08682 | Scrapped/Junked | 302 | 00105-001 | 2000 | AMST | CHWH - ASME/Fired Water Heater | HWSD - Hot Water Dom/Potable | 10/31/2009
Aurora Middle School | 300 L St | Aurora | NE | 68818-1902 | Hamilton | NE08683 | Scrapped/Junked | 193 | A2000-066 | 1999 | AMST | CHWH - ASME/Fired Water Heater | HWSD - Hot Water Dom/Potable | 10/31/2018
Aurora Middle School | 300 L St | Aurora | NE | 68818-1902 | Hamilton | NE09058 | Active | 809 | 004-0971 | 2004 | American Standard | CHWH - ASME/Fired Water Heater | HWSD - Hot Water Dom/Potable | 10/31/2026
Aurora Middle School | 300 L St | Aurora | NE | 68818-1902 | Hamilton | NE13654 | Scrapped/Junked | 132182 | 132182 | 2008 | AO SMITH | CHWH - ASME/Fired Water Heater | HWSD - Hot Water Dom/Potable | 10/31/2018
Aurora Middle School | 300 L St | Aurora | NE | 68818-1902 | Hamilton | NE16264 | Scrapped/Junked | 54462 |  | 1990 | RHEEM MANUFACTURING CO | CHWH - ASME/Fired Water Heater | HWSD - Hot Water Dom/Potable | 8/31/2001
Aurora Middle School | 300 L St | Aurora | NE | 68818-1902 | Hamilton | NE16724 | Scrapped/Junked | 57820 |  | 1991 | RHEEM MANUFACTURING CO | CHWH - ASME/Fired Water Heater | HWSD - Hot Water Dom/Potable | 8/31/2001
Aurora Middle School | 300 L St | Aurora | NE | 68818-1902 | Hamilton | NE19699 | Active | 14813 | 920449 | 1992 | Legion Industries | KETT - Fired Kettle | COOK - Cooker/Kettle | 10/31/2026
Aurora Middle School | 300 L St | Aurora | NE | 68818-1902 | Hamilton | NE27547 | Active | 243697 | 243697 | 2018 | A O Smith | CHWH - ASME/Fired Water Heater | HWSD - Hot Water Dom/Potable | 10/31/2026
Aurora Middle School | 300 L St | Aurora | NE | 68818-1902 | Hamilton | NE31486 | Inactive |  | L-21212 | 1959 | CLEAVER BROOKS | FTSM - FTS Marine Dry Back | HWHT - Hot Water Heat | 10/31/2005
Aurora Middle School | 300 L St | Aurora | NE | 68818-1902 | Hamilton | NE34590 | Active | 28645 | P-6852 | 1977 | Kewanee | FTSM - FTS Marine Dry Back | STHT - Steam-Heat | 10/31/2026
Aurora Middle School | 300 L St | Aurora | NE | 68818-1902 | Hamilton | NE34591 | Active | 28647 | P-6853 | 1977 | Kewanee | FTSM - FTS Marine Dry Back | STHT - Steam-Heat | 10/31/2026
Aurora High School | 300 M St | Aurora | NE | 68818-1537 | Hamilton | NE17425 | Scrapped/Junked | 61359 |  | 1993 | RHEEM MANUFACTURING CO | WT - Water Tube Boiler | HWSD - Hot Water Dom/Potable | 8/31/2001
Aurora High School | 300 M St | Aurora | NE | 68818-1537 | Hamilton | NE17426 | Scrapped/Junked |  | 291 | 1993 | RHEEM MANUFACTURING CO | AHWH - ANSI/Fired Water Htr | HWSD - Hot Water Dom/Potable | 8/31/2001
Aurora High School | 300 M St | Aurora | NE | 68818-1537 | Hamilton | NE20455 | Scrapped/Junked | 8857 | 96-E5810 | 1996 | Aldrich | FTVT - Firetube Vertical TB | STHT - Steam-Heat | 10/31/2022
Aurora High School | 300 M St | Aurora | NE | 68818-1537 | Hamilton | NE20456 | Scrapped/Junked | 8861 | 96-E5816 | 1996 | Aldrich | FTVT - Firetube Vertical TB | STHT - Steam-Heat | 10/31/2022
Aurora High School | 300 M St | Aurora | NE | 68818-1537 | Hamilton | NE20468 | Scrapped/Junked | 71 | 10966311 | 1996 | RUSC | WT - Water Tube Boiler | HWSD - Hot Water Dom/Potable | 10/31/2018
Aurora High School | 300 M St | Aurora | NE | 68818-1537 | Hamilton | NE28971 | Active | 38200 | 061571096 | 2020 | Rbi | CPFH - Copper Fin Water Heater | HWSD - Hot Water Dom/Potable | 10/31/2026
Aurora High School | 300 M St | Aurora | NE | 68818-1537 | Hamilton | NE41630 | Active | 649 | 120365A | 2022 | L E S | FT - Firetube Boiler | STHT - Steam-Heat | 10/31/2026
Aurora High School | 300 M St | Aurora | NE | 68818-1537 | Hamilton | NE41631 | Active | 650 | 120356B | 2022 | L E S | FT - Firetube Boiler | STHT - Steam-Heat | 10/31/2026
UNL Parking Garage | 300 N 17th St | Lincoln | NE | 68588-0005 | Lancaster | NE08855 | Active | 11339 | 01E-9190 | 2001 | ALES | FTVT - Firetube Vertical TB | GLYC - Glycol Bldg Heat Sys | 5/31/2026
UNL Parking Garage | 300 N 17th St | Lincoln | NE | 68588-0005 | Lancaster | NE08856 | Active | 11344 | 01E-9195 | 2001 | ALES | FTVT - Firetube Vertical TB | GLYC - Glycol Bldg Heat Sys | 5/31/2025
Missionary Benedictine | 300 N 18th St | Norfolk | NE | 68701-3622 | Madison | NE13426 | Scrapped/Junked | 87779 | CY50-07-31899 | 2007 | PATK | CPFH - Copper Fin Water Heater | GLYC - Glycol Bldg Heat Sys | 8/31/2011
Missionary Benedictine | 300 N 18th St | Norfolk | NE | 68701-3622 | Madison | NE13427 | Scrapped/Junked | 87777 | CY50-07031897 | 2007 | PATK | CPFH - Copper Fin Water Heater | GLYC - Glycol Bldg Heat Sys | 8/31/2011
Missionary Benedictine | 300 N 18th St | Norfolk | NE | 68701-3622 | Madison | NE13428 | Scrapped/Junked | 87703 | CY50-07-31838 | 2007 | PATK | CPFH - Copper Fin Water Heater | GLYC - Glycol Bldg Heat Sys | 8/31/2011
Missionary Benedictine | 300 N 18th St | Norfolk | NE | 68701-3622 | Madison | NE13429 | Scrapped/Junked | 87776 | CY50-07-31896 | 2007 | PATK | CPFH - Copper Fin Water Heater | GLYC - Glycol Bldg Heat Sys | 8/31/2011
Missionary Benedictine | 300 N 18th St | Norfolk | NE | 68701-3622 | Madison | NE13430 | Scrapped/Junked | 115069 | 115069 | 2007 | AOSM | CHWH - ASME/Fired Water Heater | HWSD - Hot Water Dom/Potable | 8/31/2018
Missionary Benedictine | 300 N 18th St | Norfolk | NE | 68701-3622 | Madison | NE13431 | Out of Service | 117823 | 117823 | 2007 | AOSM | CHWH - ASME/Fired Water Heater | HWSD - Hot Water Dom/Potable | 8/31/2011
Missionary Benedictine | 300 N 18th St | Norfolk | NE | 68701-3622 | Madison | NE13432 | Scrapped/Junked | 115072 | 115072 | 2007 | AOSM | CHWH - ASME/Fired Water Heater | HWSD - Hot Water Dom/Potable | 8/31/2018
Missionary Benedictine | 300 N 18th St | Norfolk | NE | 68701-3622 | Madison | NE20571 | Active | 93079 | CY-30-11 55644 | 2011 | Patterson Kelley | VCPF - Vert Cpr Fin Blr | HWHT - Hot Water Heat | 8/31/2026
Missionary Benedictine | 300 N 18th St | Norfolk | NE | 68701-3622 | Madison | NE20572 | Active | 93077 | CY-30-11 35642 | 2011 | Patterson Kelley | VCPF - Vert Cpr Fin Blr | HWHT - Hot Water Heat | 8/31/2026
Missionary Benedictine | 300 N 18th St | Norfolk | NE | 68701-3622 | Madison | NE20573 | Active | 93078 | CY-30-11 35643 | 2011 | Patterson Kelley | VCPF - Vert Cpr Fin Blr | HWHT - Hot Water Heat | 8/31/2026
Missionary Benedictine | 300 N 18th St | Norfolk | NE | 68701-3622 | Madison | NE20574 | Active | 93080 | CY-30-11 35645 | 2011 | Patterson Kelley | VCPF - Vert Cpr Fin Blr | HWHT - Hot Water Heat | 8/31/2026
Missionary Benedictine | 300 N 18th St | Norfolk | NE | 68701-3622 | Madison | NE35361 | Scrapped/Junked | 6919 | M8919 | 1965 | KEWA | FTWB - FTS Marine Wet Back | STHT - Steam-Heat | 8/31/2008
Missionary Benedictine | 300 N 18th St | Norfolk | NE | 68701-3622 | Madison | NE35362 | Scrapped/Junked | 9481 | M9481 | 1965 | KEWANEE | FTWB - FTS Marine Wet Back | STHT - Steam-Heat | 8/31/2008
City of Omaha-Elkhorn Pool | 300 N 207th Ave | Elkhorn | NE | 68022 | Douglas | NE00313 | Active | 121553 | 9090216 | 1990 | Teledyne Laars | CPFT - Horiz Cpr Fin Boiler | OPHT - Outdoor Pool Heater | 6/30/2026
Bloomfield Good Sam Cnt | 300 N 2nd St | Bloomfield | NE | 68718-3151 | Knox | NE05001 | Scrapped/Junked | 16040 |  | 1992 | AO SMITH | CHWH - ASME/Fired Water Heater | HWSD - Hot Water Dom/Potable | 4/30/2003
Bloomfield Good Sam Cnt | 300 N 2nd St | Bloomfield | NE | 68718-3151 | Knox | NE10194 | Scrapped/Junked | 112811 | 112811 | 2007 | AOSM | CHWH - ASME/Fired Water Heater | HWSD - Hot Water Dom/Potable | 4/30/2016
Bloomfield Good Sam Cnt | 300 N 2nd St | Bloomfield | NE | 68718-3151 | Knox | NE15091 | Scrapped/Junked | 82143 | ML030016255/82143 | 2003 | AOSM | CHWH - ASME/Fired Water Heater | WHRP - Whirlpool Supply | 4/30/2009
Bloomfield Good Sam Cnt | 300 N 2nd St | Bloomfield | NE | 68718-3151 | Knox | NE15982 | Scrapped/Junked | n/a | 61-52155-0 | 1986 | Peerless | CI - Cast Iron | HWSD - Hot Water Dom/Potable | 4/30/2021
Bloomfield Good Sam Cnt | 300 N 2nd St | Bloomfield | NE | 68718-3151 | Knox | NE15983 | Scrapped/Junked | n/a | SN61-52516 | 1986 | Peerless | CI - Cast Iron | HWHT - Hot Water Heat | 4/30/2021
Bloomfield Good Sam Cnt | 300 N 2nd St | Bloomfield | NE | 68718-3151 | Knox | NE17579 | Scrapped/Junked | 116709 | URNG0408600346 | 2008 | RHEEM | CHWH - ASME/Fired Water Heater | HWSD - Hot Water Dom/Potable | 4/30/2016
Bloomfield Good Sam Cnt | 300 N 2nd St | Bloomfield | NE | 68718-3151 | Knox | NE18984 | Exempt 1999 LB-66 |  | 0000389680 | 1994 | AO SMITH | AHWH - ANSI/Fired Water Htr | HWSD - Hot Water Dom/Potable | 4/30/2000
Bloomfield Good Sam Cnt | 300 N 2nd St | Bloomfield | NE | 68718-3151 | Knox | NE18985 | Exempt 1999 LB-66 |  | 0000131911 | 1988 | AO SMITH | AHWH - ANSI/Fired Water Htr | HWSD - Hot Water Dom/Potable | 4/30/2000
Bloomfield Good Sam Cnt | 300 N 2nd St | Bloomfield | NE | 68718-3151 | Knox | NE18986 | Exempt 1999 LB-66 |  | 0000389680 | 1988 | AO SMITH | AHWH - ANSI/Fired Water Htr | HWSD - Hot Water Dom/Potable | 4/30/1999
Bloomfield Good Sam Cnt | 300 N 2nd St | Bloomfield | NE | 68718-3151 | Knox | NE23034 | Scrapped/Junked | 44431 | 0736267 | 1998 | AO SMITH | CHWH - ASME/Fired Water Heater | HWSD - Hot Water Dom/Potable | 4/30/2004
Bloomfield Good Sam Cnt | 300 N 2nd St | Bloomfield | NE | 68718-3151 | Knox | NE23096 | Scrapped/Junked | 73508 | LM02-2112363 | 2002 | AO SMITH | CHWH - ASME/Fired Water Heater | HWSD - Hot Water Dom/Potable | 4/30/2008
Bloomfield Good Sam Cnt | 300 N 2nd St | Bloomfield | NE | 68718-3151 | Knox | NE29040 | Active | 361210 | 20361210 | 2020 | Lochinvar | CPFT - Horiz Cpr Fin Boiler | HWHT - Hot Water Heat | 11/30/2026
Bloomfield Good Sam Cnt | 300 N 2nd St | Bloomfield | NE | 68718-3151 | Knox | NE29041 | Active | 359732 | 20359732 | 2020 | Lochinvar | CPFT - Horiz Cpr Fin Boiler | HWHT - Hot Water Heat | 11/30/2026
Assumption Blessed Virgin Mary | 300 N 2nd St | Sargent | NE | 68874-4100 | Custer | NE19372 | Active | N/A | 266 | 1996 | Dunkirk | CI - Cast Iron | HWHT - Hot Water Heat | 3/31/2026
St Mary's High School | 300 N 4th St | O'Neill | NE | 68763-1520 | Holt | NE13930 | Active | 16842 | F4749 | 2008 | ALDRICH/LES | FTVT - Firetube Vertical TB | HWHT - Hot Water Heat | 2/28/2026
St Mary's High School | 300 N 4th St | O'Neill | NE | 68763-1520 | Holt | NE13931 | Active | 17880 | F5788 | 2008 | ALDRICH/LES | FTVT - Firetube Vertical TB | HWHT - Hot Water Heat | 2/28/2026
St Mary's High School | 300 N 4th St | O'Neill | NE | 68763-1520 | Holt | NE17462 | Active | n/a | 000M730015 | 1979 | AOSM | COBL - Coil Type Boiler | HWSD - Hot Water Dom/Potable | 2/28/2026
St Mary's High School | 300 N 4th St | O'Neill | NE | 68763-1520 | Holt | NE31495 | Scrapped/Junked |  | 205882 | 1961 | PACIFIC | FTSM - FTS Marine Dry Back | HWHT - Hot Water Heat | 7/31/2008
Memorial Hospital | 300 N Columbia Ave | Seward | NE | 68434-2228 | Seward | NE01965 | Active | 1473 | V86-150-101M | 2003 | HURS | FTVT - Firetube Vertical TB | BSUP - Bldg Heat & Process | 8/31/2026
Memorial Hospital | 300 N Columbia Ave | Seward | NE | 68434-2228 | Seward | NE01966 | Active | 395069 | G-03-1066 | 2003 | Aerco International | CHWH - ASME/Fired Water Heater | HWSD - Hot Water Dom/Potable | 8/31/2026
Memorial Hospital | 300 N Columbia Ave | Seward | NE | 68434-2228 | Seward | NE01967 | Active | 39501 | G-03-1065 | 2003 | Aerco International | CHWH - ASME/Fired Water Heater | HWSD - Hot Water Dom/Potable | 8/31/2026
Memorial Hospital | 300 N Columbia Ave | Seward | NE | 68434-2228 | Seward | NE01968 | Active | 39500 | G-03-1064 | 2003 | Aerco International | CHWH - ASME/Fired Water Heater | HWSD - Hot Water Dom/Potable | 8/31/2026
Memorial Hospital | 300 N Columbia Ave | Seward | NE | 68434-2228 | Seward | NE03789 | Scrapped/Junked | 2225 | 20593 | 1980 | INDUSTRIAL | FT - Firetube Boiler | PROC - Process Steam | 8/31/2004
Memorial Hospital | 300 N Columbia Ave | Seward | NE | 68434-2228 | Seward | NE04717 | Scrapped/Junked | 33188 | R1079 | 1979 | KEWA | FTSM - FTS Marine Dry Back | HWHT - Hot Water Heat | 8/31/2015
Memorial Hospital | 300 N Columbia Ave | Seward | NE | 68434-2228 | Seward | NE04718 | Scrapped/Junked | 34274 | R2717 | 1980 | KEWA | FTFB - Firetube-Firebox Boiler | HWHT - Hot Water Heat | 8/31/2016
Memorial Hospital | 300 N Columbia Ave | Seward | NE | 68434-2228 | Seward | NE26068 | Active | 59810 | 100419 | 2015 | Bryan | WT - Water Tube Boiler | GLYC - Glycol Bldg Heat Sys | 8/31/2026
Memorial Hospital | 300 N Columbia Ave | Seward | NE | 68434-2228 | Seward | NE26069 | Active | 59809 | 100418 | 2015 | Bryan | WT - Water Tube Boiler | GLYC - Glycol Bldg Heat Sys | 8/31/2026
Memorial Hospital | 300 N Columbia Ave | Seward | NE | 68434-2228 | Seward | NE26070 | Active | 19370 | F7278 | 2015 | Aldrich | FTHT - Firetube Horizontal | GLYC - Glycol Bldg Heat Sys | 8/31/2026
Memorial Hospital | 300 N Columbia Ave | Seward | NE | 68434-2228 | Seward | NE37039 | Scrapped/Junked | 51200 | 98351200 | 1983 | PVI INDUSTRIES | CHWH - ASME/Fired Water Heater | HWSD - Hot Water Dom/Potable | 8/31/2004
Memorial Hospital | 300 N Columbia Ave | Seward | NE | 68434-2228 | Seward | NE37040 | Scrapped/Junked | 51201 | 98351201 | 1983 | PVI INDUSTRIES | CHWH - ASME/Fired Water Heater | HWSD - Hot Water Dom/Potable | 8/31/2004
Adams County Office Bldg | 300 N St Joseph Ave | Hastings | NE | 68901-7597 | Adams | NE00682 | Scrapped/Junked | n/a | 5181V00029 | 1980 | Bryant | CI - Cast Iron | HWHT - Hot Water Heat | 3/31/2015
Adams County Office Bldg | 300 N St Joseph Ave | Hastings | NE | 68901-7597 | Adams | NE25369 | Scrapped/Junked | 385907 | 1409385907 | 2013 | Raypak | CPFT - Horiz Cpr Fin Boiler | HWHT - Hot Water Heat | 12/31/2025
Adams County Office Bldg | 300 N St Joseph Ave | Hastings | NE | 68901-7597 | Adams | NE43311 | Active | 466719 | 24.PG80.95.01093 | 2024 | Lochinvar | WTSS - Watertube SS Steel | HWHT - Hot Water Heat | 12/31/2024
Adams County Office Bldg | 300 N St Joseph Ave | Hastings | NE | 68901-7597 | Adams | NE43312 | Active | 466681 | 24.PG80.95.01055 | 2024 | Lochinvar | WTSS - Watertube SS Steel | HWHT - Hot Water Heat | 12/31/2024
Blackstone Apartments | 300 S 16th St | Lincoln | NE | 68508-2530 | Lancaster | NE02560 | Out of Service | n/a | 211-6202 | 1962 | Peerless | CI - Cast Iron | HWHT - Hot Water Heat | 12/31/2020
Farnam 1600 Building | 300 S 16th St | Omaha | NE | 68102-2227 | Douglas | NE01474 | Scrapped/Junked | 88539 | URNG1200G02040 | 2000 | Ruud | CHWH - ASME/Fired Water Heater | HWSD - Hot Water Dom/Potable | 1/31/2012
Farnam 1600 Building | 300 S 16th St | Omaha | NE | 68102-2227 | Douglas | NE04041 | Active | 25707 | 166210 | 1990 | Bryan | WT - Water Tube Boiler | HWHT - Hot Water Heat | 1/31/2026
Farnam 1600 Building | 300 S 16th St | Omaha | NE | 68102-2227 | Douglas | NE04042 | Scrapped/Junked |  | 1394 | 1988 | RHEEM MANUFACTURING CO | AHWH - ANSI/Fired Water Htr | HWSD - Hot Water Dom/Potable | 1/31/2001
Farnam 1600 Building | 300 S 16th St | Omaha | NE | 68102-2227 | Douglas | NE04043 | Scrapped/Junked |  | 2381 | 1988 | RHEEM MANUFACTURING CO | CHWH - ASME/Fired Water Heater | HWSD - Hot Water Dom/Potable | 1/31/2002
Farnam 1600 Building | 300 S 16th St | Omaha | NE | 68102-2227 | Douglas | NE05755 | Scrapped/Junked | 76133 | RN0897G02393 | 1996 | RUUD | CHWH - ASME/Fired Water Heater | HWSD - Hot Water Dom/Potable | 1/31/2004
Farnam 1600 Building | 300 S 16th St | Omaha | NE | 68102-2227 | Douglas | NE15059 | Scrapped/Junked | 99141 | 99141 | 2003 | RHEEM | CHWH - ASME/Fired Water Heater | HWSD - Hot Water Dom/Potable | 1/31/2012
Farnam 1600 Building | 300 S 16th St | Omaha | NE | 68102-2227 | Douglas | NE15060 | Scrapped/Junked | 99142 | 99142 | 2003 | RHEEM | CHWH - ASME/Fired Water Heater | HWSD - Hot Water Dom/Potable | 1/31/2012
Farnam 1600 Building | 300 S 16th St | Omaha | NE | 68102-2227 | Douglas | NE27226 | Scrapped/Junked | 201451 | 201451 | 2015 | State Industries | CHWH - ASME/Fired Water Heater | HWSD - Hot Water Dom/Potable | 1/31/2025
Farnam 1600 Building | 300 S 16th St | Omaha | NE | 68102-2227 | Douglas | NE27227 | Scrapped/Junked | 192084 | 192084 | 2014 | State Industries | CHWH - ASME/Fired Water Heater | HWSD - Hot Water Dom/Potable | 1/31/2023
Hastings Good Sam Village | 300 S 1st Ave | Hastings | NE | 68901-6464 | Adams | NE01781 | Scrapped/Junked | 98343 | 1103603009/98343 | 2003 | RHEEM | CHWH - ASME/Fired Water Heater | HWSD - Hot Water Dom/Potable | 4/30/2015
Hastings Good Sam Village | 300 S 1st Ave | Hastings | NE | 68901-6464 | Adams | NE07549 | Scrapped/Junked | 110312 | URNG0906G00849 | 2006 | Ruud-Rheem | FTVT - Firetube Vertical TB | HWSD - Hot Water Dom/Potable | 4/30/2013
Hastings Good Sam Village | 300 S 1st Ave | Hastings | NE | 68901-6464 | Adams | NE09361 | Scrapped/Junked | 120552 | L07M004310 | 2007 | AOSM | CHWH - ASME/Fired Water Heater | HWSD - Hot Water Dom/Potable | 4/30/2020
Hastings Good Sam Village | 300 S 1st Ave | Hastings | NE | 68901-6464 | Adams | NE09362 | Scrapped/Junked | 120554 | L07M004311 | 2007 | AOSM | CHWH - ASME/Fired Water Heater | HWSD - Hot Water Dom/Potable | 4/30/2020
Hastings Good Sam Village | 300 S 1st Ave | Hastings | NE | 68901-6464 | Adams | NE09952 | Scrapped/Junked | 91234 | 91234 | 2001 | RHEEM | CHWH - ASME/Fired Water Heater | HWSD - Hot Water Dom/Potable | 4/30/2013
Hastings Good Sam Village | 300 S 1st Ave | Hastings | NE | 68901-6464 | Adams | NE09953 | Scrapped/Junked | 91232 | 91232 | 2001 | RHEEM MANUFACTURING CO | CHWH - ASME/Fired Water Heater | HWSD - Hot Water Dom/Potable | 4/30/2007
Hastings Good Sam Village | 300 S 1st Ave | Hastings | NE | 68901-6464 | Adams | NE15930 | Active | n/a | 55110 | 1972 | Thermo Pak | WT - Water Tube Boiler | HWHT - Hot Water Heat | 4/30/2026
Hastings Good Sam Village | 300 S 1st Ave | Hastings | NE | 68901-6464 | Adams | NE15931 | Active | n/a | 5S107 | 1972 | Thermo Pak | WT - Water Tube Boiler | HWHT - Hot Water Heat | 4/30/2026
Hastings Good Sam Village | 300 S 1st Ave | Hastings | NE | 68901-6464 | Adams | NE15932 | Active | n/a | 5S108 | 1972 | Thermo Pak | WT - Water Tube Boiler | HWHT - Hot Water Heat | 4/30/2026
Hastings Good Sam Village | 300 S 1st Ave | Hastings | NE | 68901-6464 | Adams | NE15933 | Scrapped/Junked | n/a | 5S109 | 1972 | Thermo Pak | WT - Water Tube Boiler | HWHT - Hot Water Heat | 4/30/2013
Hastings Good Sam Village | 300 S 1st Ave | Hastings | NE | 68901-6464 | Adams | NE15936 | Scrapped/Junked | 166209 | 90-166209 | 1990 | AO SMITH | CHWH - ASME/Fired Water Heater | HWSD - Hot Water Dom/Potable | 4/30/2004
Hastings Good Sam Village | 300 S 1st Ave | Hastings | NE | 68901-6464 | Adams | NE17192 | Scrapped/Junked | 62719 | RN0493G01161 | 1993 | RHEEM | CHWH - ASME/Fired Water Heater | HWSD - Hot Water Dom/Potable | 4/30/2013
Hastings Good Sam Village | 300 S 1st Ave | Hastings | NE | 68901-6464 | Adams | NE17193 | Scrapped/Junked | 62718 | RN0493GO1160 | 1993 | RHEEM | CHWH - ASME/Fired Water Heater | HWSD - Hot Water Dom/Potable | 4/30/2013
Hastings Good Sam Village | 300 S 1st Ave | Hastings | NE | 68901-6464 | Adams | NE17194 | Scrapped/Junked | 23017 | LK93-0023017 | 1993 | AO SMITH | CHWH - ASME/Fired Water Heater | HWSD - Hot Water Dom/Potable | 4/30/2003
Hastings Good Sam Village | 300 S 1st Ave | Hastings | NE | 68901-6464 | Adams | NE17195 | Scrapped/Junked | 14563 | LM13-0314563 | 1993 | AO SMITH | CHWH - ASME/Fired Water Heater | HWSD - Hot Water Dom/Potable | 4/30/2003
Hastings Good Sam Village | 300 S 1st Ave | Hastings | NE | 68901-6464 | Adams | NE17200 | Scrapped/Junked | 68551 | RN0495G03215 | 1995 | RHEEM MANUFACTURING CO | CHWH - ASME/Fired Water Heater | HWSD - Hot Water Dom/Potable | 4/30/2009
Hastings Good Sam Village | 300 S 1st Ave | Hastings | NE | 68901-6464 | Adams | NE19801 | Scrapped/Junked | 68549 | RN0495G03213 | 1995 | RHEEM MANUFACTURING CO | CHWH - ASME/Fired Water Heater | HWSD - Hot Water Dom/Potable | 4/30/2009
Hastings Good Sam Village | 300 S 1st Ave | Hastings | NE | 68901-6464 | Adams | NE19803 | Scrapped/Junked | 328906 | 328906 | 1994 | AO SMITH | CHWH - ASME/Fired Water Heater | HWSD - Hot Water Dom/Potable | 4/30/2002
Hastings Good Sam Village | 300 S 1st Ave | Hastings | NE | 68901-6464 | Adams | NE19804 | Scrapped/Junked | 326335 | LB94-0326335 | 1994 | AO SMITH | CHWH - ASME/Fired Water Heater | HWSD - Hot Water Dom/Potable | 4/30/2004
Hastings Good Sam Village | 300 S 1st Ave | Hastings | NE | 68901-6464 | Adams | NE22350 | Scrapped/Junked | 77147 | RN0198G4042 | 1998 | RHEEM | CHWH - ASME/Fired Water Heater | HWSD - Hot Water Dom/Potable | 4/30/2014
Hastings Good Sam Village | 300 S 1st Ave | Hastings | NE | 68901-6464 | Adams | NE22351 | Scrapped/Junked | 77148 | RN0198G04043 | 1998 | RHEEM | CHWH - ASME/Fired Water Heater | HWSD - Hot Water Dom/Potable | 4/30/2014
Hastings Good Sam Village | 300 S 1st Ave | Hastings | NE | 68901-6464 | Adams | NE23781 | Active | 18705 | 2012.12.002638 | 2012 | Noritz | CPFH - Copper Fin Water Heater | HWSD - Hot Water Dom/Potable | 4/30/2026
Hastings Good Sam Village | 300 S 1st Ave | Hastings | NE | 68901-6464 | Adams | NE23782 | Active | 18707 | 2012.12.002641 | 2012 | Noritz | CPFH - Copper Fin Water Heater | HWSD - Hot Water Dom/Potable | 4/30/2026
Hastings Good Sam Village | 300 S 1st Ave | Hastings | NE | 68901-6464 | Adams | NE24643 | Active | 17541 | 2012.06-002011 | 2012 | Noritz | CPFH - Copper Fin Water Heater | HWSD - Hot Water Dom/Potable | 4/30/2026
Hastings Good Sam Village | 300 S 1st Ave | Hastings | NE | 68901-6464 | Adams | NE25829 | Active | 17552 | ELR07059 | 2012 | Noritz | CPFH - Copper Fin Water Heater | HWSD - Hot Water Dom/Potable | 4/30/2026
Hastings Good Sam Village | 300 S 1st Ave | Hastings | NE | 68901-6464 | Adams | NE25830 | Active | 17578 | ELR07085 | 2012 | Noritz | CPFH - Copper Fin Water Heater | HWSD - Hot Water Dom/Potable | 4/30/2026
Hastings Good Sam Village | 300 S 1st Ave | Hastings | NE | 68901-6464 | Adams | NE25842 | Active | 139454 | urnga321410810 | 2014 | RHEEM | CHWH - ASME/Fired Water Heater | HWSD - Hot Water Dom/Potable | 4/30/2026
Pierce Public School Auditorium | 300 S 1st St | Pierce | NE | 68767-1375 | Pierce | NE23017 | Inactive | 38335 |  | 1997 | AO SMITH | WT - Water Tube Boiler | HWSD - Hot Water Dom/Potable | 7/31/2003
Pierce Public School Auditorium | 300 S 1st St | Pierce | NE | 68767-1375 | Pierce | NE23018 | Scrapped/Junked | 884 | Unk | 1998 | Ruscio | WT - Water Tube Boiler | HWHT - Hot Water Heat | 2/28/2018
Pierce Public School Auditorium | 300 S 1st St | Pierce | NE | 68767-1375 | Pierce | NE23019 | Scrapped/Junked | 828 | Unk | 1998 | Ruscio | WT - Water Tube Boiler | HWHT - Hot Water Heat | 2/28/2018
Pierce Public School Auditorium | 300 S 1st St | Pierce | NE | 68767-1375 | Pierce | NE27474 | Active | 274064 | 1750108525557 | 2017 | Lochinvar | FTVT - Firetube Vertical TB | HWHT - Hot Water Heat | 2/28/2026
Pierce Public School Auditorium | 300 S 1st St | Pierce | NE | 68767-1375 | Pierce | NE27475 | Active | 261204 | 1747108258523 | 2017 | Lochinvar | FTVT - Firetube Vertical TB | HWHT - Hot Water Heat | 2/28/2026
Hawthorne Elementary | 300 S 48th St | Lincoln | NE | 68510-1830 | Lancaster | NE05425 | Exempt 1999 LB-66 |  | 0000059315 | 1995 | AO SMITH | AHWH - ANSI/Fired Water Htr | HWSD - Hot Water Dom/Potable | 6/30/2000
Hawthorne Elementary | 300 S 48th St | Lincoln | NE | 68510-1830 | Lancaster | NE09410 | Scrapped/Junked |  | L987000015 | 1987 | AO SMITH | AHWH - ANSI/Fired Water Htr | HWSD - Hot Water Dom/Potable | 6/30/2001
Hawthorne Elementary | 300 S 48th St | Lincoln | NE | 68510-1830 | Lancaster | NE17889 | Scrapped/Junked | 45254 | 840881 | 1993 | Kewanee | FTFB - Firetube-Firebox Boiler | STHT - Steam-Heat | 2/28/2011
Hawthorne Elementary | 300 S 48th St | Lincoln | NE | 68510-1830 | Lancaster | NE17890 | Scrapped/Junked | 45255 | 840881 | 1993 | Kewanee | FTFB - Firetube-Firebox Boiler | STHT - Steam-Heat | 2/28/2011
West Water Plant | 300 S 49th St | Norfolk | NE | 68701-9621 | Madison | NE15404 | Active | 32890 | 58014 | 1974 | Cleaver & Brooks | FT - Firetube Boiler | HWHT - Hot Water Heat | 1/31/2027
68th Street Place | 300 S 68th St | Lincoln | NE | 68510-2475 | Lancaster | NE04138 | Active | 53690 | 0986104465 | 1966 | Raypak | CPFT - Horiz Cpr Fin Boiler | HWHT - Hot Water Heat | 3/31/2026
Beatrice Fire & Rescue | 300 S 6th St | Beatrice | NE | 68310-4415 | Gage | NE41099 | Active | 14093 | 20-HE126734620 | 2020 | Riello | WT - Water Tube Boiler | HWHT - Hot Water Heat | 10/31/2026
Beatrice Fire & Rescue | 300 S 6th St | Beatrice | NE | 68310-4415 | Gage | NE41100 | Active | 14094 | 20-HE126744620 | 2020 | Riello | WT - Water Tube Boiler | HWHT - Hot Water Heat | 10/31/2026
Beatrice Fire & Rescue | 300 S 6th St | Beatrice | NE | 68310-4415 | Gage | NE41401 | Active | 14136 | 20-HE127274620 | 2020 | Riello | WT - Water Tube Boiler | HWHT - Hot Water Heat | 10/31/2026
Archangels High School | 300 S 7th St | Humphrey | NE | 68642-4245 | Platte | NE34644 | Active | n/a | M9697 | 1965 | Kewanee | FTFB - Firetube-Firebox Boiler | HWHT - Hot Water Heat | 1/31/2026
Wausa Public Schools | 300 S Bismark St | Wausa | NE | 68786-2038 | Knox | NE16276 | Scrapped/Junked |  | 880 | 1990 | AOSM | AHWH - ANSI/Fired Water Htr | HWSD - Hot Water Dom/Potable | 7/31/2009
Wausa Public Schools | 300 S Bismark St | Wausa | NE | 68786-2038 | Knox | NE17935 | Active | 92800 | D09H10092800 | 2009 | Lochinvar | WTSS - Watertube SS Steel | HWHT - Hot Water Heat | 12/31/2026
Wausa Public Schools | 300 S Bismark St | Wausa | NE | 68786-2038 | Knox | NE17936 | Active | 92866 | D09H10092866 | 2009 | Lochinvar | WTSS - Watertube SS Steel | HWHT - Hot Water Heat | 12/31/2026
Wausa Public Schools | 300 S Bismark St | Wausa | NE | 68786-2038 | Knox | NE17937 | Active | 92830 | D09H10092830 | 2009 | Lochinvar | WTSS - Watertube SS Steel | HWHT - Hot Water Heat | 12/31/2026
Wausa Public Schools | 300 S Bismark St | Wausa | NE | 68786-2038 | Knox | NE17938 | Active | 92829 | D09H10092829 | 2009 | Lochinvar | WTSS - Watertube SS Steel | HWHT - Hot Water Heat | 12/31/2026
Wausa Public Schools | 300 S Bismark St | Wausa | NE | 68786-2038 | Knox | NE26706 | Scrapped/Junked | 19681 | 16F-7589 | 2016 | Aldrich | FTHT - Firetube Horizontal | STHT - Steam-Heat | 12/31/2019
Wausa Public Schools | 300 S Bismark St | Wausa | NE | 68786-2038 | Knox | NE26707 | Scrapped/Junked | 19682 | 16F-7590 | 2016 | Aldrich | FTHT - Firetube Horizontal | STHT - Steam-Heat | 12/31/2019
Wausa Public Schools | 300 S Bismark St | Wausa | NE | 68786-2038 | Knox | NE32486 | Scrapped/Junked | N/A | 0211 | 1981 | Kewanee | FTFB - Firetube-Firebox Boiler | STHT - Steam-Heat | 12/31/2016
Wausa Public Schools | 300 S Bismark St | Wausa | NE | 68786-2038 | Knox | NE33808 | Scrapped/Junked |  | L-3111 | 1960 | KEWA | FTFB - Firetube-Firebox Boiler | HWHT - Hot Water Heat | 7/31/2009
Central Elementary | 300 W 24th St | Kearney | NE | 68845-5345 | Buffalo | NE05995 | Scrapped/Junked | 14108 | 05F-2015 | 2005 | ALES | FTFB - Firetube-Firebox Boiler | STHT - Steam-Heat | 12/31/2018
Central Elementary | 300 W 24th St | Kearney | NE | 68845-5345 | Buffalo | NE05996 | Scrapped/Junked | 14117 | 05F-2024 | 2005 | ALES | FTFB - Firetube-Firebox Boiler | STHT - Steam-Heat | 12/31/2018
Central Elementary | 300 W 24th St | Kearney | NE | 68845-5345 | Buffalo | NE20489 | Exempt 1999 LB-66 |  | G00992 | 1993 | RHEEM MANUFACTURING CO | AHWH - ANSI/Fired Water Htr | HWSD - Hot Water Dom/Potable | 6/30/1999
Central Elementary | 300 W 24th St | Kearney | NE | 68845-5345 | Buffalo | NE21475 | Active | 79855 | L6592 | 2006 | Cleveland | COOK - Fired Cooker | COOK - Cooker/Kettle | 12/31/2026
Central Elementary | 300 W 24th St | Kearney | NE | 68845-5345 | Buffalo | NE27517 | Active | 295536 | 1822110513837 | 2017 | Lochinvar | FT - Firetube Boiler | HWHT - Hot Water Heat | 12/31/2026
Central Elementary | 300 W 24th St | Kearney | NE | 68845-5345 | Buffalo | NE27521 | Active | 288079 | 1820110385288 | 2017 | Lochinvar | FT - Firetube Boiler | HWHT - Hot Water Heat | 12/31/2026
Central Elementary | 300 W 24th St | Kearney | NE | 68845-5345 | Buffalo | NE27522 | Active | 282432 | 1749108445620 | 2017 | Lochinvar | FT - Firetube Boiler | HWHT - Hot Water Heat | 12/31/2026
Central Elementary | 300 W 24th St | Kearney | NE | 68845-5345 | Buffalo | NE32579 | Scrapped/Junked |  | L5809 | 1960 | Kewannee | FTFB - Firetube-Firebox Boiler | STHT - Steam-Heat | 6/30/2006
Central Elementary | 300 W 24th St | Kearney | NE | 68845-5345 | Buffalo | NE32580 | Scrapped/Junked |  | L8182 | 1960 | KEWANEE | FTFB - Firetube-Firebox Boiler | STHT - Steam-Heat | 6/30/2006
Feed Plant | 300 W 2nd St | Cozad | NE | 69130-9799 | Dawson | NE15851 | Inactive | 8307 | Mfg 881101 | 1991 | Johnston Boiler Co. | FTSM - FTS Marine Dry Back | PROC - Process Steam | 7/31/2015
ADM ALLIANCE NUTRITION | 300 W 2nd St | Cozad | NE | 69130-9799 | DAWSON | NE09038 | Inactive | 1259 |  | 1965 | SUPERIOR BOILERWORKS | FTSM - FTS Marine Dry Back | PROC - Process Steam | 7/31/1992
TILDEN COMMUNITY HOSPITAL | 300 W 2nd St | Tilden | NE | 68781-4760 | MADISON | NE16541 | Scrapped/Junked |  | F0048 | 1969 | AO SMITH | WT - Water Tube Boiler | HWHT - Hot Water Heat | 1/31/2003
TILDEN COMMUNITY HOSPITAL | 300 W 2nd St | Tilden | NE | 68781-4760 | MADISON | NE16542 | Scrapped/Junked |  | K0694 | 1969 | AO SMITH | WT - Water Tube Boiler | HWHT - Hot Water Heat | 1/31/2003
TILDEN COMMUNITY HOSPITAL | 300 W 2nd St | Tilden | NE | 68781-4760 | MADISON | NE16543 | Inactive |  | K0695 | 1969 | AO SMITH | WT - Water Tube Boiler | HWHT - Hot Water Heat | 1/31/1999
TILDEN COMMUNITY HOSPITAL | 300 W 2nd St | Tilden | NE | 68781-4760 | MADISON | NE21509 | Scrapped/Junked |  | 171076 | 1976 | AMSCO | ELBL - Electric Boiler | 0020 - Supp to Sterlizer/Autoclave | 1/31/2003
TILDEN COMMUNITY HOSPITAL | 300 W 2nd St | Tilden | NE | 68781-4760 | MADISON | NE21510 | Exempt 1999 LB-66 |  | AE84-11643 | 1984 | AO SMITH | AHWH - ANSI/Fired Water Htr | HWSD - Hot Water Dom/Potable | 1/31/2000
TILDEN COMMUNITY HOSPITAL | 300 W 2nd St | Tilden | NE | 68781-4760 | MADISON | NE21511 | Exempt 1999 LB-66 |  | 1277-01387 | 1977 | RUUD | AHWH - ANSI/Fired Water Htr | HWSD - Hot Water Dom/Potable | 1/31/2000
TILDEN COMMUNITY HOSPITAL | 300 W 2nd St | Tilden | NE | 68781-4760 | MADISON | NE23016 | Exempt 1999 LB-66 |  | 402371 | 1987 | RUUD | AHWH - ANSI/Fired Water Htr | HWSD - Hot Water Dom/Potable | 1/31/2000
Old West Ward School | 300 W 4th St | McCook | NE | 69001-3650 | Red Willow | NE18028 | Inactive |  | 0000009390 | 1993 | Peerless Heater Company | CI - Cast Iron | STHT - Steam-Heat | 5/31/2004
Old West Ward School | 300 W 4th St | McCook | NE | 69001-3650 | Red Willow | NE34456 | Inactive |  | 211-1928 | 1976 | PEERLESS HEATER COMPANY |  | STHT - Steam-Heat | 5/31/2004
CITY AUDITORIUM | 300 W 5th St | McCook | NE | 69001-3676 | RED WILLOW | NE04484 | Scrapped/Junked |  | 3878 | 1978 | BRYANT |  | STHT - Steam-Heat | 4/30/2003
9th Street Car Wash | 300 W 9th St | South Sioux City | NE | 68776-1959 | Dakota | NE24306 | Scrapped/Junked | 17055 | A93CA0029 | 1993 | Teledyne Laars | CPFT - Horiz Cpr Fin Boiler | HWSP - Hot Water Non Potable Supply | 12/31/2011
9th Street Car Wash | 300 W 9th St | South Sioux City | NE | 68776-1959 | Dakota | NE24307 | Scrapped/Junked | 128700 | A93CA0029 | 1993 | TELE | CPFT - Horiz Cpr Fin Boiler | HWSP - Hot Water Non Potable Supply | 12/31/2011
VALHAVEN NURSING HOME | 300 W Meigs St | Valley | NE | 68064-9758 | Douglas | NE24762 | Exempt 1999 LB-66 |  | C91618647 | 1991 | STATE INDUSTRIES | AHWH - ANSI/Fired Water Htr | HWSD - Hot Water Dom/Potable | 5/31/2000
VALHAVEN NURSING HOME | 300 W Meigs St | Valley | NE | 68064-9758 | Douglas | NE24763 | Exempt 1999 LB-66 |  | 0697G03885 | 1997 | Vanguard Commercial | AHWH - ANSI/Fired Water Htr | HWSD - Hot Water Dom/Potable | 5/31/2000
Grant Housing Authority | 300 Warren Ave | Grant | NE | 69140-3121 | Perkins | NE40436 | Scrapped/Junked | na | 4693V06210 | 1993 | Bryant | CI - Cast Iron | HWHT - Hot Water Heat | 12/31/2010
Elmwood-Murdock High School | 300 Wyoming St | Murdock | NE | 68407-5032 | Cass | NE19312 | Active | 62 | 10966260 | 1996 | RUSC | WT - Water Tube Boiler | HWSD - Hot Water Dom/Potable | 9/30/2026
Elmwood-Murdock High School | 300 Wyoming St | Murdock | NE | 68407-5032 | Cass | NE34594 | Inactive | 31578 | P-9940 | 1978 | KEWA | FTFB - Firetube-Firebox Boiler | HWHT - Hot Water Heat | 8/31/2009
GREAT AMERICAN APPETIZERS | 300-600 E 5TH ST | WAHOO | NE | 68066-1926 | SAUNDERS | NE00071 | Inactive | 52864 |  | 1999 | AO SMITH | CHWH - ASME/Fired Water Heater | HWSP - Hot Water Non Potable Supply | 5/31/2003
GREAT AMERICAN APPETIZERS | 300-600 E 5TH ST | WAHOO | NE | 68066-1926 | SAUNDERS | NE11739 | Inactive | 645 |  | 1961 | SUPERIOR BOILERWORKS | FT - Firetube Boiler | PROC - Process Steam | 5/31/1999
GREAT AMERICAN APPETIZERS | 300-600 E 5TH ST | WAHOO | NE | 68066-1926 | SAUNDERS | NE14538 | Scrapped/Junked |  | 0103261830 | 1988 | AO SMITH | CHWH - ASME/Fired Water Heater | HWSD - Hot Water Dom/Potable | 5/31/2000
GREAT AMERICAN APPETIZERS | 300-600 E 5TH ST | WAHOO | NE | 68066-1926 | SAUNDERS | NE24322 | Inactive |  |  | 1999 | AO SMITH | CHWH - ASME/Fired Water Heater | HWSP - Hot Water Non Potable Supply | 5/31/2003
GREAT AMERICAN APPETIZERS | 300-600 E 5TH ST | WAHOO | NE | 68066-1926 | SAUNDERS | NE40020 | Inactive | 1889 | 2787C | 1997 | FULTON BOILERWORKS | COBL - Coil Type Boiler | 0022 - Oil Heater/HeatXfr | 5/31/2003
TWIN TOWERS | 3000 1/2 Farnam St | Omaha | NE | 68131-3508 | Douglas | NE02253 | Inactive |  | 1EAST | 1930 | KEWANEE | FT - Firetube Boiler | STHT - Steam-Heat | 9/30/2001
TWIN TOWERS | 3000 1/2 Farnam St | Omaha | NE | 68131-3508 | Douglas | NE02254 | Inactive |  |  | 1930 | KEWANEE | FT - Firetube Boiler | STHT - Steam-Heat | 9/30/2002
TWIN TOWERS | 3000 1/2 Farnam St | Omaha | NE | 68131-3508 | Douglas | NE02255 | Inactive | 55777 |  | 1983 | CLEAVER BROOKS | WT - Water Tube Boiler | STHT - Steam-Heat | 9/30/2002
Prairie Village Retirement Center | 3000 39th Ave | Columbus | NE | 68601-2250 | Platte | NE17422 | Scrapped/Junked | 31768 | 72289 | 1992 | BRYA | WT - Water Tube Boiler | HWHT - Hot Water Heat | 10/31/2011
Prairie Village Retirement Center | 3000 39th Ave | Columbus | NE | 68601-2250 | Platte | NE17423 | Scrapped/Junked | 76388 | 69276388 | 1992 | Pvi | COWH - Coil Type Water Heater | HWSD - Hot Water Dom/Potable | 10/31/2011
Prairie Village Retirement Center | 3000 39th Ave | Columbus | NE | 68601-2250 | Platte | NE20971 | Active | 193803 | 081113678 | 2011 | CAMUS | WTSS - Watertube SS Steel | GLYC - Glycol Bldg Heat Sys | 11/30/2026
Prairie Village Retirement Center | 3000 39th Ave | Columbus | NE | 68601-2250 | Platte | NE20972 | Scrapped/Junked | 193802 | 081113679 | 2011 | CAMUS | WTSS - Watertube SS Steel | GLYC - Glycol Bldg Heat Sys | 11/30/2023
Prairie Village Retirement Center | 3000 39th Ave | Columbus | NE | 68601-2250 | Platte | NE20973 | Scrapped/Junked | 185453 | 081113680 | 2011 | CAMUS | WTSS - Watertube SS Steel | HWSD - Hot Water Dom/Potable | 11/30/2025
Prairie Village Retirement Center | 3000 39th Ave | Columbus | NE | 68601-2250 | Platte | NE43764 | Active | 620013 | N1.24.31.00161 | 2024 | Sermeta | CPFH - Copper Fin Water Heater | HWSD - Hot Water Dom/Potable | 11/30/2026
Park Elementary | 3000 7th Ave | Kearney | NE | 68845-3386 | Buffalo | NE20495 | Exempt 1999 LB-66 |  | D02499 | 1991 | RHEEM MANUFACTURING CO | AHWH - ANSI/Fired Water Htr | HWSD - Hot Water Dom/Potable | 6/30/1999
Park Elementary | 3000 7th Ave | Kearney | NE | 68845-3386 | Buffalo | NE24591 | Active | n/a | 1060090137 | 2009 | Aerco | CALU - Cast Aluminum | HWHT - Hot Water Heat | 12/31/2026
Park Elementary | 3000 7th Ave | Kearney | NE | 68845-3386 | Buffalo | NE32589 | Scrapped/Junked | n/a | D-8163 | 1953 | Kewanee | FTFB - Firetube-Firebox Boiler | STHT - Steam-Heat | 12/31/2011
Park Elementary | 3000 7th Ave | Kearney | NE | 68845-3386 | Buffalo | NE32590 | Scrapped/Junked | n/a | D-8166 | 1953 | Kewanee | FTFB - Firetube-Firebox Boiler | STHT - Steam-Heat | 12/31/2011
ADM Corn Processing | 3000 E 8th St | Columbus | NE | 68601-9073 | Platte | NE17878 | Out of Service | 467 | W-1251 | 1993 | Volcano | WT - Water Tube Boiler | PROC - Process Steam | 1/31/2023
ADM Corn Processing | 3000 E 8th St | Columbus | NE | 68601-9073 | Platte | NE18202 | Active | 3125 | SN D-3357 | 1995 | Nebraska Boiler | WT - Water Tube Boiler | PROC - Process Steam | 1/31/2026
ADM Corn Processing | 3000 E 8th St | Columbus | NE | 68601-9073 | Platte | NE18203 | Active | 3132 | SN D-3358 | 1995 | Nebraska Boiler | WT - Water Tube Boiler | PROC - Process Steam | 1/31/2026
ADM Corn Processing | 3000 E 8th St | Columbus | NE | 68601-9073 | Platte | NE18601 | Active | 2761 | SN D-2922 | 1992 | Nebraska Boiler | WT - Water Tube Boiler | PROC - Process Steam | 1/31/2026
ADM Corn Processing | 3000 E 8th St | Columbus | NE | 68601-9073 | Platte | NE18602 | Inactive | 2449 | O-2555 | 1989 | NEBRASKA BOILER | WT - Water Tube Boiler | PROC - Process Steam | 2/29/1996
ADM Corn Processing | 3000 E 8th St | Columbus | NE | 68601-9073 | Platte | NE18603 | Inactive | 12450 |  | 1989 | NEBRASKA BOILER | WT - Water Tube Boiler | PROC - Process Steam | 6/30/1996
ADM Corn Processing | 3000 E 8th St | Columbus | NE | 68601-9073 | Platte | NE18604 | Inactive | 19471 | 101481 | 1990 | ZURN | WT - Water Tube Boiler | PROC - Process Steam | 6/30/1996
ADM Corn Processing | 3000 E 8th St | Columbus | NE | 68601-9073 | Platte | NE19985 | Out of Service | 429 | 0 | 1993 | E-Conofab | ECON - Boiler Economizer | ECON - Boiler Economizer | 1/31/2023
ADM Corn Processing | 3000 E 8th St | Columbus | NE | 68601-9073 | Platte | NE19986 | Active | 297 | 0 | 1992 | Econo-Fab | ECON - Boiler Economizer | ECON - Boiler Economizer | 1/31/2026
ADM Corn Processing | 3000 E 8th St | Columbus | NE | 68601-9073 | Platte | NE19987 | Active | 153 | PP-95-427 | 1995 | Precision Piping and Steel Fab, Inc. | ECON - Boiler Economizer | ECON - Boiler Economizer | 1/31/2026
ADM Corn Processing | 3000 E 8th St | Columbus | NE | 68601-9073 | Platte | NE19988 | Active | 152 | 0 | 1995 | E-Tech | ECON - Boiler Economizer | ECON - Boiler Economizer | 1/31/2026
ADM Corn Processing | 3000 E 8th St | Columbus | NE | 68601-9073 | Platte | NE42171 | Active | 1101 | 16665 | 2023 | Victory | WT - Water Tube Boiler | PROC - Process Steam | 1/31/2026
ADM Cogeneration | 3000 E 8th St | Columbus | NE | 68601-9073 | Platte | NE13373 | Inactive | 86391 | 86391 | 1995 | Pvi | CHWH - ASME/Fired Water Heater | HWSP - Hot Water Non Potable Supply | 6/30/2009
ADM Cogeneration | 3000 E 8th St | Columbus | NE | 68601-9073 | Platte | NE13374 | Inactive | 86392 | 86392 | 1995 | Pvi | CHWH - ASME/Fired Water Heater | HWSP - Hot Water Non Potable Supply | 6/30/2009
ADM Cogeneration | 3000 E 8th St | Columbus | NE | 68601-9073 | Platte | NE15368 | Active | 4 | 17613-1 | 2009 | Metso Power | WT - Water Tube Boiler | PROC - Process Steam | 1/31/2026
ADM Cogeneration | 3000 E 8th St | Columbus | NE | 68601-9073 | Platte | NE15731 | Active | 5 | 17613-2 | 2009 | Metso Power | WT - Water Tube Boiler | PROC - Process Steam | 1/31/2026
Twin Towers | 3000 Farnam St | Omaha | NE | 68131-3521 | Douglas | NE06719 | Scrapped/Junked | 12483 | O5F-0399 | 2003 | ALES | FTVT - Firetube Vertical TB | HWHT - Hot Water Heat | 9/30/2024
Twin Towers | 3000 Farnam St | Omaha | NE | 68131-3521 | Douglas | NE12585 | Out of Service | 16638 | 07F-4545 | 2007 | ALES | FTVT - Firetube Vertical TB | HWHT - Hot Water Heat | 9/30/2024
Twin Towers | 3000 Farnam St | Omaha | NE | 68131-3521 | Douglas | NE13842 | Scrapped/Junked | 17436 | 09F-5343 | 2009 | ALDRICH/LES | FTVT - Firetube Vertical TB | HWDP - Hotwater Heat & Dom Supply | 9/30/2020
Twin Towers | 3000 Farnam St | Omaha | NE | 68131-3521 | Douglas | NE23169 | Scrapped/Junked | 9530 | 97-E6795 | 1997 | ALDR | FTVT - Firetube Vertical TB | HWHT - Hot Water Heat | 9/30/2008
Twin Towers | 3000 Farnam St | Omaha | NE | 68131-3521 | Douglas | NE23170 | Scrapped/Junked | 9529 | 97-E6794 | 1997 | Aldrich | FTVT - Firetube Vertical TB | HWHT - Hot Water Heat | 9/30/2019
Twin Towers | 3000 Farnam St | Omaha | NE | 68131-3521 | Douglas | NE23171 | Scrapped/Junked | 9522 | 97-E6787 | 1997 | ALDRICH | FTNF - Firetube Flueless | HWHT - Hot Water Heat | 9/30/2007
Twin Towers | 3000 Farnam St | Omaha | NE | 68131-3521 | Douglas | NE23172 | Scrapped/Junked | 9517 |  | 1997 | ALDRICH | FTNF - Firetube Flueless | HWHT - Hot Water Heat | 9/30/2005
Twin Towers | 3000 Farnam St | Omaha | NE | 68131-3521 | Douglas | NE28049 | Active | 404 | 120191 | 2019 | Les Inc/Aldrich Co | FTVT - Firetube Vertical TB | HWHT - Hot Water Heat | 9/30/2026
Twin Towers | 3000 Farnam St | Omaha | NE | 68131-3521 | Douglas | NE28847 | Out of Service | 484 | 120244 | 2020 | Les Inc/Aldrich Co | FTVT - Firetube Vertical TB | HWHT - Hot Water Heat | 9/30/2025
Twin Towers | 3000 Farnam St | Omaha | NE | 68131-3521 | Douglas | NE42881 | Active | 787 | 120418 | 2024 | Les Inc/Aldrich Co | FTVT - Firetube Vertical TB | HWHT - Hot Water Heat | 9/30/2026
Twin Towers | 3000 Farnam St | Omaha | NE | 68131-3521 | Douglas | NE43082 | Active | 832 | 120444 | 2024 | Les Inc/Aldrich Co | FTVT - Firetube Vertical TB | HWHT - Hot Water Heat | 9/30/2026
State Development Center | 3000 Lincoln St | Beatrice | NE | 68310-3319 | Gage | NE01251 | Scrapped/Junked | 1394 | 2D1394 | 1966 | NEBC | WT - Water Tube Boiler | BSPW - Bldg Supply/Power Generate | 9/30/2012
State Development Center | 3000 Lincoln St | Beatrice | NE | 68310-3319 | Gage | NE01256 | Scrapped/Junked | 1395 | 2D1395 | 1966 | NEBC | WT - Water Tube Boiler | BSUP - Bldg Heat & Process | 9/30/2012
State Development Center | 3000 Lincoln St | Beatrice | NE | 68310-3319 | Gage | NE01284 | Scrapped/Junked | 1302 | 2D1514 | 1970 | NEBC | WT - Water Tube Boiler | POWR - Power Generation | 9/30/2012
State Development Center | 3000 Lincoln St | Beatrice | NE | 68310-3319 | Gage | NE22793 | Scrapped/Junked | 170171 | 170171 | 2012 | A O Smith | CHWH - ASME/Fired Water Heater | HWSD - Hot Water Dom/Potable | 9/30/2024
State Development Center | 3000 Lincoln St | Beatrice | NE | 68310-3319 | Gage | NE22794 | Scrapped/Junked | 170090 | 170090 | 2012 | A O Smith | CHWH - ASME/Fired Water Heater | HWSD - Hot Water Dom/Potable | 9/30/2024
State Development Center | 3000 Lincoln St | Beatrice | NE | 68310-3319 | Gage | NE22795 | Scrapped/Junked | 170174 | 170174 | 2012 | A O Smith | CHWH - ASME/Fired Water Heater | HWSD - Hot Water Dom/Potable | 9/30/2022
State Development Center | 3000 Lincoln St | Beatrice | NE | 68310-3319 | Gage | NE22887 | Active | 18449 | 1200259 | 2012 | Hurst | FTHT - Firetube Horizontal | STHT - Steam-Heat | 9/30/2025
State Development Center | 3000 Lincoln St | Beatrice | NE | 68310-3319 | Gage | NE24116 | Active | 18714 | S1000-15-58 | 2013 | Hurst | FTHT - Firetube Horizontal | STHT - Steam-Heat | 9/30/2026
State Development Center | 3000 Lincoln St | Beatrice | NE | 68310-3319 | Gage | NE24656 | Active | 18656 | 32000-15-11 | 2012 | Hurst | FTWB - FTS Marine Wet Back | STHT - Steam-Heat | 9/30/2025
State Development Center | 3000 Lincoln St | Beatrice | NE | 68310-3319 | Gage | NE25183 | Inactive | 19544 | LPE 132.5 | 2014 | Hurst | FTHT - Firetube Horizontal | IPHT - Indoor Pool Heater | 9/30/2020
State Development Center | 3000 Lincoln St | Beatrice | NE | 68310-3319 | Gage | NE25184 | Out of Service | n/a | 64-12 | 2013 | Peerless | CI - Cast Iron | STHT - Steam-Heat | 9/30/2018
State Development Center | 3000 Lincoln St | Beatrice | NE | 68310-3319 | Gage | NE25975 | Active | N/A | 24-12 | 2014 | Crown | CI - Cast Iron | STHT - Steam-Heat | 9/30/2018
State Development Center | 3000 Lincoln St | Beatrice | NE | 68310-3319 | Gage | NE29200 | Active | 196013 | 196013 | 2014 | A O Smith | CHWH - ASME/Fired Water Heater | HWSD - Hot Water Dom/Potable | 9/30/2026
State Development Center | 3000 Lincoln St | Beatrice | NE | 68310-3319 | Gage | NE42461 | Active | 310653 | 310653 | 2023 | A O Smith | CHWH - ASME/Fired Water Heater | HWSD - Hot Water Dom/Potable | 9/30/2025
State Development Center | 3000 Lincoln St | Beatrice | NE | 68310-3319 | Gage | NE42462 | Active | 310652 | 310652 | 2023 | A O Smith | CHWH - ASME/Fired Water Heater | HWSD - Hot Water Dom/Potable | 9/30/2025
The Church of Jesus Christ - Lincoln FM - Lincoln | 3000 Old Cheney Road | Lincoln | NE | 68516 | Lancaster | NE21207 | Scrapped/Junked |  | AK84-01318-830 | 1984 | A. O. Smith | FT - Firetube Boiler | HWDP - Hotwater Heat & Dom Supply | 4/30/2004
The Church of Jesus Christ - Lincoln FM - Lincoln | 3000 Old Cheney Road | Lincoln | NE | 68516 | Lancaster | NE50020 | Scrapped/Junked | none | 1 | 2003 | Mobius |  | HWDP - Hotwater Heat & Dom Supply | 3/6/2006
Walmart Distribution #7018 | 3001 E State Farm Rd | North Platte | NE | 69101-7774 | Lincoln | NE28156 | Active | 3553 | 18F2515A-001 | 2018 | Delta tee | UTNK - Unfired Vertical Tank | 0017 - Ammonia Receiver | 6/30/2027
Greater Omaha Packing | 3001 L St | Omaha | NE | 68107-1409 | Douglas | NE20766 | Out of Service | 17079 | 17079 | 2011 | Superior | FTSM - FTS Marine Dry Back | PROC - Process Steam | 5/31/2023
Greater Omaha Packing | 3001 L St | Omaha | NE | 68107-1409 | Douglas | NE21322 | Scrapped/Junked | 32737 | 73262 | 1992 | BRYA | WT - Water Tube Boiler | PROC - Process Steam | 5/31/2011
Greater Omaha Packing | 3001 L St | Omaha | NE | 68107-1409 | Douglas | NE24913 | Active | 50711 | 12185 | 1999 | Kewanee | FTSM - FTS Marine Dry Back | PROC - Process Steam | 5/31/2026
Greater Omaha Packing | 3001 L St | Omaha | NE | 68107-1409 | Douglas | NE24914 | Active | 50714 | 13191 | 1999 | Kewanee | FTSM - FTS Marine Dry Back | PROC - Process Steam | 5/31/2026
Greater Omaha Packing | 3001 L St | Omaha | NE | 68107-1409 | Douglas | NE24915 | Active | 50720 | 13192 | 1999 | Kewanee | FTSM - FTS Marine Dry Back | PROC - Process Steam | 5/31/2026
Greater Omaha Packing | 3001 L St | Omaha | NE | 68107-1409 | Douglas | NE41938 | Active | 19735 | 19735 | 2021 | Superior Boiler Works | FTSM - FTS Marine Dry Back | PROC - Process Steam | 5/31/2026
Norfolk Iron and Metal | 3001 N Victory Rd | Norfolk | NE | 68701-0833 | Madison | NE42658 | Active | 396699 | 23396699 | 2023 | Lochinvar | FTVT - Firetube Vertical TB | HWHT - Hot Water Heat | 5/31/2026
Norfolk Iron and Metal | 3001 N Victory Rd | Norfolk | NE | 68701-0833 | Madison | NE42659 | Active | 396698 | 23396698 | 2023 | Lochinvar | FTVT - Firetube Vertical TB | HWHT - Hot Water Heat | 5/31/2026
Americas Best Value Inn | 3001 NW 12th St | Lincoln | NE | 68521-3608 | Lancaster | NE08644 | Scrapped/Junked | 56925 | LH000968068 | 2000 | AOSM | CHWH - ASME/Fired Water Heater | HWSD - Hot Water Dom/Potable | 11/30/2010
Americas Best Value Inn | 3001 NW 12th St | Lincoln | NE | 68521-3608 | Lancaster | NE19243 | Scrapped/Junked | 151559 | 151559 | 2010 | AO SMITH | CHWH - ASME/Fired Water Heater | HWSD - Hot Water Dom/Potable | 8/31/2023
Americas Best Value Inn | 3001 NW 12th St | Lincoln | NE | 68521-3608 | Lancaster | NE40885 | Scrapped/Junked | 43283 | LB98-0720171-970 | 1998 | AO SMITH | CHWH - ASME/Fired Water Heater | HWSD - Hot Water Dom/Potable | 9/30/2001
Oakview Mall | 3001 S 144th St | Omaha | NE | 68144-5221 | Douglas | NE15433 | Active | 29730 | 70239 | 1991 | Bryan Steam | WT - Water Tube Boiler | HWHT - Hot Water Heat | 11/30/2026
Oakview Mall | 3001 S 144th St | Omaha | NE | 68144-5221 | Douglas | NE15434 | Active | 29740 | 70249 | 1991 | Bryan Steam | WT - Water Tube Boiler | HWHT - Hot Water Heat | 11/30/2026
Champps Americana | 3001 S 144th St | Omaha | NE | 68144-5221 | Douglas | NE21801 | Inactive | 14807 | K910014807880 | 1991 | AOSM | CHWH - ASME/Fired Water Heater | HWSD - Hot Water Dom/Potable | 7/31/2007
Champps Americana | 3001 S 144th St | Omaha | NE | 68144-5221 | Douglas | NE21802 | Inactive | 14812 | K910014807880 | 1991 | AOSM | CHWH - ASME/Fired Water Heater | HWSD - Hot Water Dom/Potable | 7/31/2007
Two Springs Elementary | 3001 Spring Blvd | Bellevue | NE | 68123-2665 | Sarpy | NE18949 | Scrapped/Junked | 26057 | G-94-0486 | 1994 | Aerco International | FTCH - Firetube Coil Htxchn | HWHT - Hot Water Heat | 7/31/2020
Two Springs Elementary | 3001 Spring Blvd | Bellevue | NE | 68123-2665 | Sarpy | NE18950 | Scrapped/Junked | 26016 | G-94-0458 | 1994 | Aerco International | FTCH - Firetube Coil Htxchn | HWHT - Hot Water Heat | 7/31/2020
Herbergers | 3001 W 12th St | Hastings | NE | 68901-3481 | Adams | NE17651 | Inactive | 132881 |  | 1994 | Sussman-Automatic Corp | ELBL - Electric Boiler | PROC - Process Steam | 5/31/1998
Univar Usa Inc | 3002 F St | Omaha | NE | 68107-1566 | Douglas | NE01725 | Out of Service | 1370 | FB350-15-6M | 2003 | Hurst Boiler & Welding | FTFB - Firetube-Firebox Boiler | PROC - Process Steam | 9/30/2020
Univar Usa Inc | 3002 F St | Omaha | NE | 68107-1566 | Douglas | NE18914 | Scrapped/Junked | 26201 | 1 | 1989 | Bryan | WT - Water Tube Boiler | HWHT - Hot Water Heat | 9/30/2014
Univar Usa Inc | 3002 F St | Omaha | NE | 68107-1566 | Douglas | NE25777 | Active | 19038 | 13F-6946 | 2014 | Aldrich | FTVT - Firetube Vertical TB | HWHT - Hot Water Heat | 1/31/2026
Univar Usa Inc | 3002 F St | Omaha | NE | 68107-1566 | Douglas | NE41291 | Active | 26082 | 26082 | 2021 | CLAYTON | FFSG - Force Flow Steam Generator | PSSH - Process Steam Superheater | 1/31/2026
MAPLES ON 97TH | 3002 N 97th St | Omaha | NE | 68134-5353 | Douglas | NE20391 | Exempt 1999 LB-66 |  | D87343030 | 1987 | STATE INDUSTRIES | AHWH - ANSI/Fired Water Htr | HWSD - Hot Water Dom/Potable | 12/31/1999
CIE Norfolk | 3002 N Victory Rd | Norfolk | NE | 68701-0833 | Madison | NE01765 | Inactive | 6685 | 668573 | 1973 | Superior Boilerworks | FTSM - FTS Marine Dry Back | PROC - Process Steam | 6/30/2005
CIE Norfolk | 3002 N Victory Rd | Norfolk | NE | 68701-0833 | Madison | NE08091 | Active | 27/391 | 1734 | 2007 | Victory | WT - Water Tube Boiler | PROC - Process Steam | 1/31/2027
CIE Norfolk | 3002 N Victory Rd | Norfolk | NE | 68701-0833 | Madison | NE08092 | Scrapped/Junked | 385 | 1728 | 2007 | Cam Industries | ECON - Boiler Economizer | ECON - Boiler Economizer | 8/31/2012
CIE Norfolk | 3002 N Victory Rd | Norfolk | NE | 68701-0833 | Madison | NE08093 | Scrapped/Junked | 386 | 1729 | 2007 | Cam Industries | ECON - Boiler Economizer | ECON - Boiler Economizer | 8/31/2008
CIE Norfolk | 3002 N Victory Rd | Norfolk | NE | 68701-0833 | Madison | NE08094 | Scrapped/Junked | 387 | 1730 | 2007 | Cam Industries | ECON - Boiler Economizer | FDHT - Feedwater Heater | 8/31/2008
CIE Norfolk | 3002 N Victory Rd | Norfolk | NE | 68701-0833 | Madison | NE22826 | Active | 94 | 11629-E | 2012 | VICTORY ENERGY | ECON - Boiler Economizer | HPEC - High Pressure Economizer | 1/31/2027
CIE Norfolk | 3002 N Victory Rd | Norfolk | NE | 68701-0833 | Madison | NE42808 | Active | 20241 | 20241 | 2024 | Superior Boiler Works | FTHT - Firetube Horizontal | PROC - Process Steam | 1/31/2026
CIE Norfolk | 3002 N Victory Rd | Norfolk | NE | 68701-0833 | Madison | NE42809 | Active | 320 | 6072-2 | 2023 | BEI | ECON - Boiler Economizer | ECON - Boiler Economizer | 1/31/2026
CIE Norfolk | 3002 N Victory Rd | Norfolk | NE | 68701-0833 | Madison | NE42810 | Active | 20261 | 20261 | 2024 | Superior Boiler Works | FTHT - Firetube Horizontal | PROC - Process Steam | 1/31/2026
CIE Norfolk | 3002 N Victory Rd | Norfolk | NE | 68701-0833 | Madison | NE42811 | Active | 328 | 6072-4 | 2023 | BEI | ECON - Boiler Economizer | ECON - Boiler Economizer | 1/31/2026
CIE Norfolk | 3002 N Victory Rd | Norfolk | NE | 68701-0833 | Madison | NE42812 | Active | 20277 | 20277 | 2024 | Superior Boiler Works | FTHT - Firetube Horizontal | PROC - Process Steam | 1/31/2027
CIE Norfolk | 3002 N Victory Rd | Norfolk | NE | 68701-0833 | Madison | NE42813 | Active | 329 | 6072-5 | 2023 | BEI | ECON - Boiler Economizer | ECON - Boiler Economizer | 1/31/2026
Falls City Aquatic Center | 3002 Old Hwy 73 | Falls City | NE | 68355-2473 | Richardson | NE22273 | Inactive | 100402 | 100402 | 2005 | State Industries | CHWH - ASME/Fired Water Heater | HWSD - Hot Water Dom/Potable | 6/30/2024
Falls City Aquatic Center | 3002 Old Hwy 73 | Falls City | NE | 68355-2473 | Richardson | NE22274 | Inactive | 100374 | 100374 | 2005 | State Industries | CHWH - ASME/Fired Water Heater | HWSD - Hot Water Dom/Potable | 6/30/2024
Falls City Aquatic Center | 3002 Old Hwy 73 | Falls City | NE | 68355-2473 | Richardson | NE22275 | Scrapped/Junked | 2547 | 0511063050 | 2005 | Raypak | CPFH - Copper Fin Water Heater | OPHT - Outdoor Pool Heater | 6/30/2020
Falls City Aquatic Center | 3002 Old Hwy 73 | Falls City | NE | 68355-2473 | Richardson | NE28788 | Active | 505838 | 2004505838 | 2020 | Raypak | CPPH - Ansi Cpr Fin Pool Heater | OPHT - Outdoor Pool Heater | 6/30/2026
LATVIAN VILLAGE | 3002-3028 PADDOCK RD | OMAHA | NE | 68124-2920 | Douglas | NE20881 | Exempt 1999 LB-66 |  | MH88-0137857 | 1988 | AO SMITH | AHWH - ANSI/Fired Water Htr | HWSD - Hot Water Dom/Potable | 10/31/1999
LATVIAN VILLAGE | 3002-3028 PADDOCK RD | OMAHA | NE | 68124-2920 | Douglas | NE20882 | Exempt 1999 LB-66 |  | MJ88-0138982 | 1988 | AO SMITH | AHWH - ANSI/Fired Water Htr | HWSD - Hot Water Dom/Potable | 10/31/1999
LATVIAN VILLAGE | 3002-3028 PADDOCK RD | OMAHA | NE | 68124-2920 | Douglas | NE20883 | Exempt 1999 LB-66 |  | GL85-200-5 | 1985 | RUUD | AHWH - ANSI/Fired Water Htr | HWSD - Hot Water Dom/Potable | 10/31/1999
LATVIAN VILLAGE | 3002-3028 PADDOCK RD | OMAHA | NE | 68124-2920 | Douglas | NE20884 | Exempt 1999 LB-66 |  | AD85-01201 | 1985 | AO SMITH | AHWH - ANSI/Fired Water Htr | HWSD - Hot Water Dom/Potable | 10/31/1999
LATVIAN VILLAGE | 3002-3028 PADDOCK RD | OMAHA | NE | 68124-2920 | Douglas | NE20885 | Exempt 1999 LB-66 |  | AF85-00154 | 1985 | AO SMITH | AHWH - ANSI/Fired Water Htr | HWSD - Hot Water Dom/Potable | 10/31/1999
LATVIAN VILLAGE | 3002-3028 PADDOCK RD | OMAHA | NE | 68124-2920 | Douglas | NE20886 | Exempt 1999 LB-66 |  | ME91-0197577 | 1991 | AO SMITH | AHWH - ANSI/Fired Water Htr | HWSD - Hot Water Dom/Potable | 10/31/1999
LATVIAN VILLAGE | 3002-3028 PADDOCK RD | OMAHA | NE | 68124-2920 | Douglas | NE20887 | Exempt 1999 LB-66 |  | MK94-0381237 | 1994 | AO SMITH | AHWH - ANSI/Fired Water Htr | HWSD - Hot Water Dom/Potable | 10/31/1999
Scottsbluff County Feeders | 30029 County Road 11 | Morrill | NE | 69358-2133 | Scotts Bluff | NE15703 | Out of Service | 11396 | n/a | 1991 | Superior Boilerworks | FTSM - FTS Marine Dry Back | PROC - Process Steam | 8/31/2024
The Simple Foundation | 3003 Q St | Omaha | NE | 68107-2526 | Douglas | NE07613 | Active | 88615 | G04M00043191 | 2004 | STAT | CHWH - ASME/Fired Water Heater | HWSD - Hot Water Dom/Potable | 3/31/2021
The Simple Foundation | 3003 Q St | Omaha | NE | 68107-2526 | Douglas | NE14635 | Active | 17481 | 09F-5388 | 2009 | ALDRICH/LES | FTVT - Firetube Vertical TB | HWHT - Hot Water Heat | 3/31/2026
The Simple Foundation | 3003 Q St | Omaha | NE | 68107-2526 | Douglas | NE14636 | Active | 17482 | 09F-5389 | 2009 | ALDRICH/LES | FTVT - Firetube Vertical TB | HWHT - Hot Water Heat | 3/31/2021
The Simple Foundation | 3003 Q St | Omaha | NE | 68107-2526 | Douglas | NE16709 | Scrapped/Junked | 4303 | 48609 | 1976 | TRIA | FTNF - Firetube Flueless | HWHT - Hot Water Heat | 3/31/2008
The Simple Foundation | 3003 Q St | Omaha | NE | 68107-2526 | Douglas | NE16710 | Scrapped/Junked | 4052 | 48357 | 1976 | TRIA | FTNF - Firetube Flueless | HWHT - Hot Water Heat | 3/31/2008
The Simple Foundation | 3003 Q St | Omaha | NE | 68107-2526 | Douglas | NE16711 | Scrapped/Junked | 4570 | 48876 | 1976 | TRIA | FTNF - Firetube Flueless | HWHT - Hot Water Heat | 3/31/2008
The Simple Foundation | 3003 Q St | Omaha | NE | 68107-2526 | Douglas | NE16712 | Scrapped/Junked | 4053 | 48358 | 1975 | TRIA | FTNF - Firetube Flueless | HWHT - Hot Water Heat | 3/31/2008
The Simple Foundation | 3003 Q St | Omaha | NE | 68107-2526 | Douglas | NE16713 | Scrapped/Junked | 3987 | 48292 | 1975 | TRIA | FTNF - Firetube Flueless | HWHT - Hot Water Heat | 3/31/2008
The Simple Foundation | 3003 Q St | Omaha | NE | 68107-2526 | Douglas | NE16714 | Scrapped/Junked | 4572 | 48878 | 1976 | TRIA | FTNF - Firetube Flueless | HWHT - Hot Water Heat | 3/31/2008
The Simple Foundation | 3003 Q St | Omaha | NE | 68107-2526 | Douglas | NE16715 | Scrapped/Junked | 5196 | 49503 | 1977 | TRIAD BOILER SYSTEMS INC | FTNF - Firetube Flueless | HWSD - Hot Water Dom/Potable | 3/31/2005
The Simple Foundation | 3003 Q St | Omaha | NE | 68107-2526 | Douglas | NE16716 | Inactive | 5213 | 49520 | 1975 | TRIAD BOILER SYSTEMS INC | FTNF - Firetube Flueless | HWHT - Hot Water Heat | 3/31/2002
LIQUID CORN INC | 3005 E 8th St | Columbus | NE | 68601-9074 | PLATTE | NE17467 | Inactive | 8616 |  | 1980 | SUPERIOR BOILERWORKS | FT - Firetube Boiler | PROC - Process Steam | 6/30/1994
APARTMENT BUILDING | 3005 Harney St | Omaha | NE | 68131-3538 | Douglas | NE12788 | Inactive |  | 211 5856 | 1981 | PEERLESS HEATER COMPANY |  | STHT - Steam-Heat | 12/31/1998
Hastings Ford Lincoln | 3005 Osborne Dr W | Hastings | NE | 68901-9104 | Adams | NE01785 | Scrapped/Junked | 212353 | 0310212353 | 2003 | Raypak | CPFT - Horiz Cpr Fin Boiler | HWSP - Hot Water Non Potable Supply | 3/31/2025
Hastings Ford Lincoln | 3005 Osborne Dr W | Hastings | NE | 68901-9104 | Adams | NE01786 | Inactive | 214113 | 0311214113 | 2003 | Raypak | CPFT - Horiz Cpr Fin Boiler | HWHF - Hot Water Heat-Floor | 3/31/2022
Creighton University - Cardiac Center | 3006 Webster St | Omaha | NE | 68131-2027 | Douglas | NE21915 | Out of Service | 43410 | n/a | 1991 | Kewanee | FTFB - Firetube-Firebox Boiler | HWHT - Hot Water Heat | 2/28/2013
Creighton University - Cardiac Center | 3006 Webster St | Omaha | NE | 68131-2027 | Douglas | NE21916 | Scrapped/Junked | 43411 | n/a | 1991 | Kewanee | FTFB - Firetube-Firebox Boiler | HWHT - Hot Water Heat | 2/28/2015
Creighton University - Cardiac Center | 3006 Webster St | Omaha | NE | 68131-2027 | Douglas | NE21917 | Scrapped/Junked | 73486 | n/a | 1991 | PVI Industries | CHWH - ASME/Fired Water Heater | HWSD - Hot Water Dom/Potable | 2/28/2015
Creighton University - Cardiac Center | 3006 Webster St | Omaha | NE | 68131-2027 | Douglas | NE21918 | Scrapped/Junked | 73485 | n/a | 1991 | PVI Industries | CHWH - ASME/Fired Water Heater | HWSD - Hot Water Dom/Potable | 2/28/2013
Creighton University - Cardiac Center | 3006 Webster St | Omaha | NE | 68131-2027 | Douglas | NE25934 | Active | 51332 | 117478A | 2013 | PVI | CHWH - ASME/Fired Water Heater | HWSD - Hot Water Dom/Potable | 4/30/2026
Creighton University - Cardiac Center | 3006 Webster St | Omaha | NE | 68131-2027 | Douglas | NE25935 | Active | 49534 | 177479A | 2013 | PVI Industries | CHWH - ASME/Fired Water Heater | HWSD - Hot Water Dom/Potable | 4/30/2026
Creighton University - Cardiac Center | 3006 Webster St | Omaha | NE | 68131-2027 | Douglas | NE25936 | Active | 137900 | 0614137901 | 2014 | Centurion | WT - Water Tube Boiler | HWHT - Hot Water Heat | 4/30/2026
Creighton University - Cardiac Center | 3006 Webster St | Omaha | NE | 68131-2027 | Douglas | NE25937 | Active | 137901 | 0614137901 | 2013 | Centurion | WT - Water Tube Boiler | HWHT - Hot Water Heat | 4/30/2026
Jackson Apartments | 3007 Jackson St | Omaha | NE | 68105-2723 | Douglas | NE05729 | Scrapped/Junked |  | 211122221096 | 1997 | PEER | CI - Cast Iron | STHT - Steam-Heat | 3/31/2010
Omaha Nazarene Karen Baptist Church | 3008 Newport Ave | Omaha | NE | 68112-3041 | Douglas | NE25640 | Active | n/a | L2017 | 1961 | Kewanee | FT - Firetube Boiler | HWHT - Hot Water Heat | 3/31/2020
Apartment Building | 3008 Washington St | Bellevue | NE | 68005-5628 | Sarpy | NE06637 | Inactive | n/a | CP3226081 | 1995 | Weil-Mcclain | CI - Cast Iron | HWHT - Hot Water Heat | 4/30/2020
First Baptist Church | 3009 Ave I | Scottsbluff | NE | 69361-4477 | Scotts Bluff | NE16322 | Active | n/a | 586699 | 1961 | Crane | CI - Cast Iron | HWHT - Hot Water Heat | 2/28/2026
3009 Apartments | 3009 Harney St | Omaha | NE | 68131-3527 | Douglas | NE12974 | Scrapped/Junked |  | 211A-0122231096 | 1996 | PEER | CI - Cast Iron | STHT - Steam-Heat | 3/31/2008
NEBRASKA CHILDCARE CENTER | 3009 R St | Omaha | NE | 68107-2527 | Douglas | NE14542 | Inactive |  | 10290 | 1929 | PENNCO |  | HWHT - Hot Water Heat | 1/31/1999
NEBRASKA CHILDCARE CENTER | 3009 R St | Omaha | NE | 68107-2527 | Douglas | NE14543 | Inactive |  | RA3950 | 1930 | NATIONAL CRANE | FT - Firetube Boiler | HWHT - Hot Water Heat | 1/31/2001
Stanton Health Center | 301 17th St | Stanton | NE | 68779-2302 | Stanton | NE00326 | Scrapped/Junked | 51183 | LH9908650013 | 1999 | AOSM | CHWH - ASME/Fired Water Heater | HWSD - Hot Water Dom/Potable | 12/31/2012
Stanton Health Center | 301 17th St | Stanton | NE | 68779-2302 | Stanton | NE01588 | Scrapped/Junked | 69778 | A01231550 | 2000 | STAT | CHWH - ASME/Fired Water Heater | HWSD - Hot Water Dom/Potable | 12/31/2013
Stanton Health Center | 301 17th St | Stanton | NE | 68779-2302 | Stanton | NE04173 | Scrapped/Junked | 99589 | 780PC8099589 | 1980 | AO SMITH | COBL - Coil Type Boiler | HWHT - Hot Water Heat | 12/31/2006
Stanton Health Center | 301 17th St | Stanton | NE | 68779-2302 | Stanton | NE06886 | Scrapped/Junked | C10159 | M0510159 | 2005 | AOSC | COBL - Coil Type Boiler | HWHT - Hot Water Heat | 12/31/2024
Stanton Health Center | 301 17th St | Stanton | NE | 68779-2302 | Stanton | NE06887 | Scrapped/Junked | C10158 | M0510158 | 2005 | AOSC | COBL - Coil Type Boiler | HWHT - Hot Water Heat | 12/31/2014
Stanton Health Center | 301 17th St | Stanton | NE | 68779-2302 | Stanton | NE07167 | Scrapped/Junked |  | 58 | 1986 | STATE INDUSTRIES | AHWH - ANSI/Fired Water Htr | HWSD - Hot Water Dom/Potable | 12/31/2001
Stanton Health Center | 301 17th St | Stanton | NE | 68779-2302 | Stanton | NE07168 | Scrapped/Junked | 76066 | 832A88 | 1988 | AOSM | COBL - Coil Type Boiler | HWHT - Hot Water Heat | 12/31/2008
Stanton Health Center | 301 17th St | Stanton | NE | 68779-2302 | Stanton | NE07177 | Scrapped/Junked | 99590 | 99590 | 1980 | AO SMITH | COBL - Coil Type Boiler | HWHT - Hot Water Heat | 12/31/2006
Stanton Health Center | 301 17th St | Stanton | NE | 68779-2302 | Stanton | NE10298 | Scrapped/Junked | 75725 | L02-95 | 2002 | STAT | CHWH - ASME/Fired Water Heater | HWSD - Hot Water Dom/Potable | 12/31/2012
Stanton Health Center | 301 17th St | Stanton | NE | 68779-2302 | Stanton | NE18515 | Scrapped/Junked | 28270 | 932G95 | 1995 | AOSM | COBL - Coil Type Boiler | HWHT - Hot Water Heat | 12/31/2023
Stanton Health Center | 301 17th St | Stanton | NE | 68779-2302 | Stanton | NE18516 | Inactive | 27923 |  | 1995 | A. O. Smith | CHWH - ASME/Fired Water Heater | HWSD - Hot Water Dom/Potable | 12/31/2001
Stanton Health Center | 301 17th St | Stanton | NE | 68779-2302 | Stanton | NE21466 | Scrapped/Junked | 159987 | 159987 | 2011 | State Industries | CHWH - ASME/Fired Water Heater | HWSD - Hot Water Dom/Potable | 12/31/2015
Stanton Health Center | 301 17th St | Stanton | NE | 68779-2302 | Stanton | NE22031 | Active | 158341 | 158341 | 2011 | AOSM | CHWH - ASME/Fired Water Heater | HWSD - Hot Water Dom/Potable | 12/31/2026
Stanton Health Center | 301 17th St | Stanton | NE | 68779-2302 | Stanton | NE22547 | Scrapped/Junked | 59074 |  | 1997 | STATE INDUSTRIES | CHWH - ASME/Fired Water Heater | HWSD - Hot Water Dom/Potable | 12/31/2002
Stanton Health Center | 301 17th St | Stanton | NE | 68779-2302 | Stanton | NE23057 | Scrapped/Junked | 50242 | 933D9950242 | 1998 | AOSM | COBL - Coil Type Boiler | HWHT - Hot Water Heat | 12/31/2019
Stanton Health Center | 301 17th St | Stanton | NE | 68779-2302 | Stanton | NE23058 | Scrapped/Junked | 50460 | 933D99 | 1999 | AOSM | COBL - Coil Type Boiler | HWSD - Hot Water Dom/Potable | 12/31/2019
Stanton Health Center | 301 17th St | Stanton | NE | 68779-2302 | Stanton | NE23059 | Scrapped/Junked | 42782 | A9842782 | 1999 | AOSM | FTVT - Firetube Vertical TB | HWHT - Hot Water Heat | 12/31/2024
Stanton Health Center | 301 17th St | Stanton | NE | 68779-2302 | Stanton | NE25735 | Scrapped/Junked | C42446 | 1441M000574 | 2014 | A O Smith | COBL - Coil Type Boiler | HWHT - Hot Water Heat | 12/31/2024
Stanton Health Center | 301 17th St | Stanton | NE | 68779-2302 | Stanton | NE26239 | Scrapped/Junked | 198626 | 198626 | 2014 | STAT | CHWH - ASME/Fired Water Heater | HWSD - Hot Water Dom/Potable | 12/31/2019
Stanton Health Center | 301 17th St | Stanton | NE | 68779-2302 | Stanton | NE28168 | Active | C51714 | 1914114338115 | 2019 | AOSM | COBL - Coil Type Boiler | HWSD - Hot Water Dom/Potable | 12/31/2026
Stanton Health Center | 301 17th St | Stanton | NE | 68779-2302 | Stanton | NE28305 | Active | 130258 | 145258 | 2019 | Bradford White | CHWH - ASME/Fired Water Heater | HWSD - Hot Water Dom/Potable | 12/31/2026
Stanton Health Center | 301 17th St | Stanton | NE | 68779-2302 | Stanton | NE28731 | Active | C52794 | 2005118014410 | 2020 | AOSM | COBL - Coil Type Boiler | HWHT - Hot Water Heat | 12/31/2026
Stanton Health Center | 301 17th St | Stanton | NE | 68779-2302 | Stanton | NE42197 | Active | 55131 | 2201127694997 | 2022 | AOSM | COBL - Coil Type Boiler | HWHT - Hot Water Heat | 12/31/2026
Stanton Health Center | 301 17th St | Stanton | NE | 68779-2302 | Stanton | NE43086 | Active | 470985 | 24.PG80.95.0153 | 2024 | Lochinvar / AIC | FTVT - Firetube Vertical TB | HWHT - Hot Water Heat | 12/31/2026
Stanton Health Center | 301 17th St | Stanton | NE | 68779-2302 | Stanton | NE43087 | Active | 470129 | 24.PG80.95.0132 | 2024 | Lochinvar / AIC | FTVT - Firetube Vertical TB | HWHT - Hot Water Heat | 12/31/2026
Clarion/Extended Stay Kearney | 301 2nd Ave | Kearney | NE | 68847-7803 | Buffalo | NE00086 | Scrapped/Junked | 62287 | D99272971 | 1999 | State Ind. | CHWH - ASME/Fired Water Heater | HWSD - Hot Water Dom/Potable | 5/31/2006
Clarion/Extended Stay Kearney | 301 2nd Ave | Kearney | NE | 68847-7803 | Buffalo | NE00796 | Scrapped/Junked | 57951 | LL000987521 | 2000 | A. O. Smith | CHWH - ASME/Fired Water Heater | HWSD - Hot Water Dom/Potable | 5/31/2006
Clarion/Extended Stay Kearney | 301 2nd Ave | Kearney | NE | 68847-7803 | Buffalo | NE07231 | Scrapped/Junked | 242513 | I06PJ2088 | 2006 | Unknown | CPFT - Horiz Cpr Fin Boiler | IPHT - Indoor Pool Heater | 5/31/2010
Clarion/Extended Stay Kearney | 301 2nd Ave | Kearney | NE | 68847-7803 | Buffalo | NE10433 | Scrapped/Junked | 72389 | K01219493 | 2001 | STAT | CHWH - ASME/Fired Water Heater | HWSD - Hot Water Dom/Potable | 5/31/2010
Clarion/Extended Stay Kearney | 301 2nd Ave | Kearney | NE | 68847-7803 | Buffalo | NE10434 | Scrapped/Junked | 66921 | LB02-1484414 | 2002 | AOSM | CHWH - ASME/Fired Water Heater | HWSD - Hot Water Dom/Potable | 5/31/2014
Clarion/Extended Stay Kearney | 301 2nd Ave | Kearney | NE | 68847-7803 | Buffalo | NE10435 | Scrapped/Junked | 60577 | LC011022627 | 2001 | AOSM | CHWH - ASME/Fired Water Heater | HWSD - Hot Water Dom/Potable | 5/31/2010
Clarion/Extended Stay Kearney | 301 2nd Ave | Kearney | NE | 68847-7803 | Buffalo | NE10436 | Scrapped/Junked | 95108 | 1002G03541 | 2002 | RHEE | CHWH - ASME/Fired Water Heater | HWSD - Hot Water Dom/Potable | 5/31/2011
Clarion/Extended Stay Kearney | 301 2nd Ave | Kearney | NE | 68847-7803 | Buffalo | NE11347 | Scrapped/Junked | 106676 | 110SG01434 | 2005 | RHEEM | CHWH - ASME/Fired Water Heater | HWSD - Hot Water Dom/Potable | 5/31/2012
Clarion/Extended Stay Kearney | 301 2nd Ave | Kearney | NE | 68847-7803 | Buffalo | NE11348 | Scrapped/Junked | 101951 | 0904G01123 | 2004 | RHEEM | CHWH - ASME/Fired Water Heater | HWSD - Hot Water Dom/Potable | 5/31/2018
Clarion/Extended Stay Kearney | 301 2nd Ave | Kearney | NE | 68847-7803 | Buffalo | NE11349 | Scrapped/Junked | 98905 | 1203G02609 | 2003 | RHEEM | CHWH - ASME/Fired Water Heater | HWSD - Hot Water Dom/Potable | 5/31/2018
Clarion/Extended Stay Kearney | 301 2nd Ave | Kearney | NE | 68847-7803 | Buffalo | NE12700 | Inactive | 115680 | 115680 | 2007 | RHEEM | CHWH - ASME/Fired Water Heater | HWSD - Hot Water Dom/Potable | 5/31/2021
Clarion/Extended Stay Kearney | 301 2nd Ave | Kearney | NE | 68847-7803 | Buffalo | NE14440 | Exempt | 134343 |  | 1996 | RayPak Inc, California | CPFT - Horiz Cpr Fin Boiler | IPHT - Indoor Pool Heater | 5/31/2004
Clarion/Extended Stay Kearney | 301 2nd Ave | Kearney | NE | 68847-7803 | Buffalo | NE14441 | Scrapped/Junked | 73715 | 1296G02431 | 1996 | Ruud-Rheem | CHWH - ASME/Fired Water Heater | HWSD - Hot Water Dom/Potable | 5/31/2006
Clarion/Extended Stay Kearney | 301 2nd Ave | Kearney | NE | 68847-7803 | Buffalo | NE14442 | Scrapped/Junked | 74149 |  | 1996 | Ruud-Rheem | CHWH - ASME/Fired Water Heater | HWSD - Hot Water Dom/Potable | 1/31/2003
Clarion/Extended Stay Kearney | 301 2nd Ave | Kearney | NE | 68847-7803 | Buffalo | NE16554 | Scrapped/Junked | 70261 | 86010204 | 1986 | Teledyne & Laars | CPFT - Horiz Cpr Fin Boiler | IPHT - Indoor Pool Heater | 5/31/2007
Clarion/Extended Stay Kearney | 301 2nd Ave | Kearney | NE | 68847-7803 | Buffalo | NE16585 | Inactive |  | 14 | 1983 | Bradford White | CHWH - ASME/Fired Water Heater | HWSD - Hot Water Dom/Potable | 1/31/1995
Clarion/Extended Stay Kearney | 301 2nd Ave | Kearney | NE | 68847-7803 | Buffalo | NE16588 | Scrapped/Junked | 186847 |  | 1989 | A. O. Smith | CHWH - ASME/Fired Water Heater | HWSD - Hot Water Dom/Potable | 1/31/2001
Clarion/Extended Stay Kearney | 301 2nd Ave | Kearney | NE | 68847-7803 | Buffalo | NE16589 | Scrapped/Junked | 179264 |  | 1989 | A. O. Smith | CHWH - ASME/Fired Water Heater | HWSD - Hot Water Dom/Potable | 1/31/2001
Clarion/Extended Stay Kearney | 301 2nd Ave | Kearney | NE | 68847-7803 | Buffalo | NE17056 | Scrapped/Junked | 245886 | J08PE0468 | 2008 | Jandy | CPFT - Horiz Cpr Fin Boiler | IPHT - Indoor Pool Heater | 5/31/2012
Clarion/Extended Stay Kearney | 301 2nd Ave | Kearney | NE | 68847-7803 | Buffalo | NE19476 | Scrapped/Junked | 121011 | URNG06096-00653 | 2009 | RHEEM | FTVT - Firetube Vertical TB | HWSD - Hot Water Dom/Potable | 5/31/2017
Clarion/Extended Stay Kearney | 301 2nd Ave | Kearney | NE | 68847-7803 | Buffalo | NE19874 | Out of Service | 127327 | UNRG0411G00543 | 2011 | RHEEM | FTVT - Firetube Vertical TB | HWSD - Hot Water Dom/Potable | 5/31/2015
Clarion/Extended Stay Kearney | 301 2nd Ave | Kearney | NE | 68847-7803 | Buffalo | NE19875 | Scrapped/Junked | 323146 | 1104323146 | 2011 | Raypak | CPFH - Copper Fin Water Heater | SPAJ - Spa/Jacuzzi Heater | 5/31/2020
Clarion/Extended Stay Kearney | 301 2nd Ave | Kearney | NE | 68847-7803 | Buffalo | NE22255 | Scrapped/Junked | 331834 | 1111331834 | 2011 | Raypak | CPPH - Ansi Cpr Fin Pool Heater | IPHT - Indoor Pool Heater | 5/31/2018
Clarion/Extended Stay Kearney | 301 2nd Ave | Kearney | NE | 68847-7803 | Buffalo | NE23328 | Exempt 1999 LB-66 |  | 1362 | 1993 | Rheem Manufacturing Co | AHWH - ANSI/Fired Water Htr | HWSD - Hot Water Dom/Potable | 8/31/1999
Clarion/Extended Stay Kearney | 301 2nd Ave | Kearney | NE | 68847-7803 | Buffalo | NE23329 | Exempt 1999 LB-66 |  | 5145 | 1993 | Rheem Manufacturing Co | AHWH - ANSI/Fired Water Htr | HWSD - Hot Water Dom/Potable | 8/31/1999
Clarion/Extended Stay Kearney | 301 2nd Ave | Kearney | NE | 68847-7803 | Buffalo | NE25831 | Scrapped/Junked | 177687 | 9281003001 | 2013 | A O Smith | CHWH - ASME/Fired Water Heater | HWSD - Hot Water Dom/Potable | 5/31/2021
Clarion/Extended Stay Kearney | 301 2nd Ave | Kearney | NE | 68847-7803 | Buffalo | NE26906 | Scrapped/Junked | 209192 | 20912 | 2015 | A O Smith | CHWH - ASME/Fired Water Heater | HWSD - Hot Water Dom/Potable | 5/31/2022
Clarion/Extended Stay Kearney | 301 2nd Ave | Kearney | NE | 68847-7803 | Buffalo | NE26907 | Scrapped/Junked | 215244 | 215244 | 2016 | A O Smith | CHWH - ASME/Fired Water Heater | HWSD - Hot Water Dom/Potable | 5/31/2021
Clarion/Extended Stay Kearney | 301 2nd Ave | Kearney | NE | 68847-7803 | Buffalo | NE28391 | Scrapped/Junked | 363210 | 1308363210 | 2017 | Raypak | CPFT - Horiz Cpr Fin Boiler | IPHT - Indoor Pool Heater | 6/30/2020
Clarion/Extended Stay Kearney | 301 2nd Ave | Kearney | NE | 68847-7803 | Buffalo | NE29160 | Active | 506055 | 2004506055 | 2020 | Raypak | CPFT - Horiz Cpr Fin Boiler | IPHT - Indoor Pool Heater | 5/31/2024
Clarion/Extended Stay Kearney | 301 2nd Ave | Kearney | NE | 68847-7803 | Buffalo | NE29161 | Scrapped/Junked | 213980 | 213980 | 2016 | A O Smith | CHWH - ASME/Fired Water Heater | HWSD - Hot Water Dom/Potable | 5/31/2021
Clarion/Extended Stay Kearney | 301 2nd Ave | Kearney | NE | 68847-7803 | Buffalo | NE29162 | Active | 216151 | 216151 | 2016 | A. O. Smith | CHWH - ASME/Fired Water Heater | HWSD - Hot Water Dom/Potable | 5/31/2024
Clarion/Extended Stay Kearney | 301 2nd Ave | Kearney | NE | 68847-7803 | Buffalo | NE29163 | Active | 193828 | 193828 | 2014 | A O Smith | CHWH - ASME/Fired Water Heater | HWSD - Hot Water Dom/Potable | 5/31/2024
Clarion/Extended Stay Kearney | 301 2nd Ave | Kearney | NE | 68847-7803 | Buffalo | NE30605 | Scrapped/Junked | 66525 |  | 1994 | Rheem Manufacturing Co | CHWH - ASME/Fired Water Heater | HWSD - Hot Water Dom/Potable | 1/31/2003
Clarion/Extended Stay Kearney | 301 2nd Ave | Kearney | NE | 68847-7803 | Buffalo | NE30606 | Scrapped/Junked |  | J0TW1319470594 | 1993 | Rheem Manufacturing Co | CHWH - ASME/Fired Water Heater | HWSD - Hot Water Dom/Potable | 1/31/2003
Clarion/Extended Stay Kearney | 301 2nd Ave | Kearney | NE | 68847-7803 | Buffalo | NE42229 | Active | 301310 | 301310 | 2023 | AO SMITH | CHWH - ASME/Fired Water Heater | HWSD - Hot Water Dom/Potable | 5/31/2024
Clarion/Extended Stay Kearney | 301 2nd Ave | Kearney | NE | 68847-7803 | Buffalo | NE42230 | Active | 307399 | 307399 | 2023 | AO SMITH | CHWH - ASME/Fired Water Heater | HWSD - Hot Water Dom/Potable | 5/31/2025
Clarion/Extended Stay Kearney | 301 2nd Ave | Kearney | NE | 68847-7803 | Buffalo | NE42231 | Active | 307711 | 307711 | 2023 | AO SMITH | CHWH - ASME/Fired Water Heater | HWSD - Hot Water Dom/Potable | 5/31/2025
Clarion/Extended Stay Kearney | 301 2nd Ave | Kearney | NE | 68847-7803 | Buffalo | NE42232 | Active | 307709 | 307709 | 2023 | AO SMITH | CHWH - ASME/Fired Water Heater | HWSD - Hot Water Dom/Potable | 5/31/2026
Clarion/Extended Stay Kearney | 301 2nd Ave | Kearney | NE | 68847-7803 | Buffalo | NE42233 | Active | 307997 | 307997 | 2023 | AO SMITH | CHWH - ASME/Fired Water Heater | HWSD - Hot Water Dom/Potable | 5/31/2025
Clarion/Extended Stay Kearney | 301 2nd Ave | Kearney | NE | 68847-7803 | Buffalo | NE42234 | Active | 301068 | 301068 | 2023 | AO SMITH | CHWH - ASME/Fired Water Heater | HWSD - Hot Water Dom/Potable | 5/31/2024
Clarion/Extended Stay Kearney | 301 2nd Ave | Kearney | NE | 68847-7803 | Buffalo | NE43357 | Active | 565000 | 2337565000 | 2020 | Raypak | CPFT - Horiz Cpr Fin Boiler | IPHT - Indoor Pool Heater | 5/31/2025
Oxford City Pool | 301 Cambridge St | Oxford | NE | 68967-6766 | Furnas | NE09843 | Scrapped/Junked | 14643 | 1912117 | 1991 | Teledyne Laars | CPFT - Horiz Cpr Fin Boiler | OPHT - Outdoor Pool Heater | 6/30/2022
Oxford City Pool | 301 Cambridge St | Oxford | NE | 68967-6766 | Furnas | NE41693 | Active | 318489 | C23318489 | 2023 | PENTAIR | COBL - Coil Type Boiler | OPHT - Outdoor Pool Heater | 6/30/2026
Test Record | 301 Centennial Mall | Lincoln | NE | 68508-2529 | Lancaster | NE25554 | Inactive | 321 |  | 1999 | Combustion Eng | WT - Water Tube Boiler | POWR - Power Generation | 6/30/2007
Stone Hollow Brewery | 301 Court St Ste 1 | Beatrice | NE | 68310-3804 | Gage | NE27953 | Active | 114620 | 114620 | 2007 | RHEEM | CHWH - ASME/Fired Water Heater | HWSD - Hot Water Dom/Potable | 2/28/2026
Stone Hollow Brewery | 301 Court St Ste 1 | Beatrice | NE | 68310-3804 | Gage | NE27954 | Active | N/A | 734409201606 | 2016 | Peerless | CI - Cast Iron | PROC - Process Steam | 2/28/2027
Pinnacle Bank | 301 E 11th St | Schuyler | NE | 68661-1903 | Colfax | NE04181 | Active | n/a | 8-302 | 1968 | Crane | CI - Cast Iron | HWHT - Hot Water Heat | 12/31/2025
Sheridan County Courthouse | 301 E 2nd St | Rushville | NE | 69360 | Sheridan | NE10427 | Active | N/A | 550-223-250 | 2003 | Weil-Mcclain | CI - Cast Iron | STHT - Steam-Heat | 2/28/2026
SHERIDAN CTY COURTHOUSE | 301 E 2ND ST | RUSHVILLE | NE | 69360 | SHERIDAN | NE35254 | Scrapped/Junked |  | 4480V00010 | 1986 | DUNKIRK |  | STHT - Steam-Heat | 3/31/2003
St James Episcopal Church | 301 E 5th St | Fremont | NE | 68025-5025 | Dodge | NE39189 | Active | N/A | 1B-J1 | 1969 | American Standard | CI - Cast Iron | HWHT - Hot Water Heat | 11/30/2022
North Platte Community Playhouse | 301 E 5th St | North Platte | NE | 69101-6920 | Lincoln | NE25882 | Active | n/a | n/a | 2015 | Peerless | CI - Cast Iron | STHT - Steam-Heat | 11/30/2026
North Platte Community Playhouse | 301 E 5th St | North Platte | NE | 69101-6920 | Lincoln | NE35420 | Scrapped/Junked | NA | 211-7238 | 1982 | Peerless | CI - Cast Iron | STHT - Steam-Heat | 10/31/2015
NP COMMUNITY PLAYHOUSE | 301 E 5th St | North Platte | NE | 69101-6920 | LINCOLN | NE14307 | Inactive |  | 2GA7E | 1950 | IDEAL |  | HWHT - Hot Water Heat | 3/31/1999
ST PATRICK'S CENTER | 301 E Adams St | Oneill | NE | 68763-1535 | HOLT | NE05989 | Scrapped/Junked | n/a | 5195J2 | 1976 | Rite | WT - Water Tube Boiler | HWSD - Hot Water Dom/Potable | 2/28/2011
ST PATRICK'S CENTER | 301 E Adams St | Oneill | NE | 68763-1535 | HOLT | NE17385 | Inactive |  | 000000HG-7 | 1986 | WEIL MCLAIN |  | HWHT - Hot Water Heat | 6/30/1996
ST PATRICK'S CENTER | 301 E Adams St | Oneill | NE | 68763-1535 | HOLT | NE17461 | Scrapped/Junked | n/a | S204J3 | 1976 | Rite | WT - Water Tube Boiler | HWHT - Hot Water Heat | 2/28/2011
ST PATRICK'S CENTER | 301 E Adams St | Oneill | NE | 68763-1535 | HOLT | NE21579 | Exempt |  | 12062582 | 1996 | BURNHAM COMM/INDUST |  | HWHT - Hot Water Heat | 7/31/2006
ST PATRICK'S CENTER | 301 E Adams St | Oneill | NE | 68763-1535 | HOLT | NE37579 | Inactive |  | U7B | 1975 | WEIL MCLAIN |  | STHT - Steam-Heat | 7/31/2006
G & P North Platte Office | 301 E State Farm Rd | North Platte | NE | 69101-0430 | Lincoln | NE30953 | Active | n/a | 3R8 | 1955 | Kewanee | FTFB - Firetube-Firebox Boiler | HWHT - Hot Water Heat | 11/30/2026
Genoa Housing Authority | 301 E Willard Ave | Genoa | NE | 68640-3020 | Nance | NE19573 | Active | N/A | 1310Y00825 | 2010 | ERC International | CI - Cast Iron | HWHT - Hot Water Heat | 4/30/2026
Genoa Housing Authority | 301 E Willard Ave | Genoa | NE | 68640-3020 | Nance | NE40151 | Inactive | N/A | CP3455314 | 1998 | Weil-Mcclain | CI - Cast Iron | HWHT - Hot Water Heat | 4/30/2019
Genoa Housing Authority | 301 E Willard Ave | Genoa | NE | 68640-3020 | Nance | NE40152 | Active | N/A | CP3448598 | 1998 | Weil-Mcclain | CI - Cast Iron | HWHT - Hot Water Heat | 4/30/2026
Genoa Housing Authority | 301 E Willard Ave | Genoa | NE | 68640-3020 | Nance | NE40153 | Active | N/A | CP3448602 | 1998 | Weil-Mcclain | CI - Cast Iron | HWHT - Hot Water Heat | 4/30/2026
Genoa Housing Authority | 301 E Willard Ave | Genoa | NE | 68640-3020 | Nance | NE40154 | Active | N/A | CP3448601 | 1998 | Weil-Mcclain | CI - Cast Iron | HWHT - Hot Water Heat | 4/30/2026
Genoa Housing Authority | 301 E Willard Ave | Genoa | NE | 68640-3020 | Nance | NE40155 | Active | N/A | CP3448600 | 1998 | Weil-Mcclain | CI - Cast Iron | HWHT - Hot Water Heat | 4/30/2026
Genoa Housing Authority | 301 E Willard Ave | Genoa | NE | 68640-3020 | Nance | NE40156 | Out of Service | N/A | CP3448603 | 1998 | Weil-Mcclain | CI - Cast Iron | HWHT - Hot Water Heat | 4/30/2011
Genoa Housing Authority | 301 E Willard Ave | Genoa | NE | 68640-3020 | Nance | NE43872 | Active | 442375 | 23.VC60.338.08474 | 2023 | Lochinvar | FTSS - Firetube Stainless Steel | HWHT - Hot Water Heat | 4/30/2026
Lewellen Municipal Pool | 301 Home St | Lewellen | NE | 69147-3036 | Garden | NE25854 | Inactive | 266059 | C15266059 | 2015 | Laars | CPPH - Ansi Cpr Fin Pool Heater | OPHT - Outdoor Pool Heater | 6/30/2025
Lewellen Municipal Pool | 301 Home St | Lewellen | NE | 69147-3036 | Garden | NE40605 | Scrapped/Junked | 79498 | C97F05066 | 1997 | Teledyne Laars | CPFT - Horiz Cpr Fin Boiler | OPHT - Outdoor Pool Heater | 6/30/2014
First Bank of Bancroft | 301 Main Street | Bancroft | NE | 68004-3022 | Cuming | NE22534 | Active | nb | 179600318 | 1996 | Dunkirk | CI - Cast Iron | HWHT - Hot Water Heat | 1/31/2026
Cloverlodge Care Center | 301 N 13th St | Saint Edward | NE | 68660-4426 | Boone | NE18569 | Active | 22532 | 4208 | 1995 | JARCO | COBL - Coil Type Boiler | HWSD - Hot Water Dom/Potable | 10/31/2026
Cloverlodge Care Center | 301 N 13th St | Saint Edward | NE | 68660-4426 | Boone | NE20929 | Active | 128082 | URNG0711G00139 | 2011 | RHEEM | CHWH - ASME/Fired Water Heater | HWSD - Hot Water Dom/Potable | 10/31/2026
Cloverlodge Care Center | 301 N 13th St | Saint Edward | NE | 68660-4426 | Boone | NE39164 | Scrapped/Junked | n/a | ML87-0110840830 | 1987 | AOSM | AHWH - ANSI/Fired Water Htr | HWSD - Hot Water Dom/Potable | 10/31/2011
Saltgrass | 301 N 175th St | Omaha | NE | 68118-3561 | Douglas | NE02382 | Scrapped/Junked | 100710 | URNG0504G0 | 2004 | Ruud-Rheem | CHWH - ASME/Fired Water Heater | HWSD - Hot Water Dom/Potable | 10/31/2012
Saltgrass | 301 N 175th St | Omaha | NE | 68118-3561 | Douglas | NE02383 | Scrapped/Junked | 100707 | URNG+0504G01368 | 2004 | Ruud-Rheem | CHWH - ASME/Fired Water Heater | HWSD - Hot Water Dom/Potable | 10/31/2013
Saltgrass | 301 N 175th St | Omaha | NE | 68118-3561 | Douglas | NE23747 | Active | 166714 | 166714 | 2012 | AO SMITH | CHWH - ASME/Fired Water Heater | HWDP - Hotwater Heat & Dom Supply | 10/31/2027
Saltgrass | 301 N 175th St | Omaha | NE | 68118-3561 | Douglas | NE25796 | Active | 181610 | 181610 | 2013 | AO SMITH | CHWH - ASME/Fired Water Heater | HWDP - Hotwater Heat & Dom Supply | 10/31/2027
Faith Regional North Medical Office Bldg | 301 N 27th St | Norfolk | NE | 68701-4401 | Madison | NE08545 | Active | 50477 | 22297 | 1999 | Kewanee | FTFB - Firetube-Firebox Boiler | HWHT - Hot Water Heat | 9/30/2026
Faith Regional North Medical Office Bldg | 301 N 27th St | Norfolk | NE | 68701-4401 | Madison | NE08546 | Active | 50476 | 22272 | 1999 | Kewanee | FTFB - Firetube-Firebox Boiler | HWHT - Hot Water Heat | 9/30/2026
St Edward City Pool | 301 N 5th St | St Edward | NE | 68660-4459 | Boone | NE00097 | Scrapped/Junked | 73732 | 8690920 | 1986 | TELEDYNE LAARS | CPFT - Horiz Cpr Fin Boiler | OPHT - Outdoor Pool Heater | 6/30/2005
St Edward City Pool | 301 N 5th St | St Edward | NE | 68660-4459 | Boone | NE06283 | Scrapped/Junked | 230654 | 0501230654 | 2005 | Raypak | CPFH - Copper Fin Water Heater | OPHT - Outdoor Pool Heater | 6/30/2016
St Edward City Pool | 301 N 5th St | St Edward | NE | 68660-4459 | Boone | NE26212 | Active | 275393 | C16275393 | 2016 | Laars | CPPH - Ansi Cpr Fin Pool Heater | OPHT - Outdoor Pool Heater | 6/30/2025
Weathercraft Company | 301 N Bailey Ave | North Platte | NE | 69101-4012 | Lincoln | NE09438 | Scrapped/Junked |  | 6043715 | 1978 | PEER | CI - Cast Iron | HWHT - Hot Water Heat | 10/31/2008
Weathercraft Company | 301 N Bailey Ave | North Platte | NE | 69101-4012 | Lincoln | NE13378 | Scrapped/Junked | 6130 | K005410006130 | 2005 | Lochinvar | COBL - Coil Type Boiler | HWHT - Hot Water Heat | 10/31/2014
Weathercraft Company | 301 N Bailey Ave | North Platte | NE | 69101-4012 | Lincoln | NE25179 | Active | 247697 | A13H10247697 | 2012 | Lochinvar | WTSS - Watertube SS Steel | HWHT - Hot Water Heat | 11/30/2026
Globe Clothing | 301 N Broadway Ave | Hartington | NE | 68739-5157 | Cedar | NE22523 | Inactive |  | CP2870789 | 1996 | Weil-Mcclain | CI - Cast Iron | STHT - Steam-Heat | 11/30/2000
The Fairfield Butcher Shop | 301 N D St | Fairfield | NE | 68938-2113 | Clay | NE03784 | Active | 17469 | 18940 | 1978 | Reimers | ELBL - Electric Boiler | PROC - Process Steam | 3/31/2025
HERSHEY PUBLIC SCHOOLS | 301 N Lincoln Ave | Hershey | NE | 69143-4307 | LINCOLN | NE16795 | Scrapped/Junked | 16814 | 16814 | 1992 | AO SMITH | CHWH - ASME/Fired Water Heater | HWSD - Hot Water Dom/Potable | 8/31/2006
Funk School Community Center | 301 N Main St | Funk | NE | 68940 | Phelps | NE33294 | Out of Service | n/a | 2102590 | 1966 | PEER | CI - Cast Iron | HWHT - Hot Water Heat | 12/31/2012
Holy Family School | 301 Pine St | Lindsay | NE | 68644-4603 | Platte | NE32703 | Active | n/a | 2B | 1956 | Kewanee | FTFB - Firetube-Firebox Boiler | STHT - Steam-Heat | 1/31/2027
Horizon Inn & Suites | 301 Plaza Dr | West Point | NE | 68788-2611 | Cuming | NE07656 | Scrapped/Junked | 102017 | A06M004368 | 2006 | A O Smith | CHWH - ASME/Fired Water Heater | HWSD - Hot Water Dom/Potable | 2/28/2016
Horizon Inn & Suites | 301 Plaza Dr | West Point | NE | 68788-2611 | Cuming | NE07657 | Scrapped/Junked | 103889 | C06M003051 | 2006 | A O Smith | CHWH - ASME/Fired Water Heater | HWSD - Hot Water Dom/Potable | 2/28/2015
Horizon Inn & Suites | 301 Plaza Dr | West Point | NE | 68788-2611 | Cuming | NE25245 | Out of Service | 189728 | 189728 | 2014 | AO SMITH | CHWH - ASME/Fired Water Heater | HWSD - Hot Water Dom/Potable | 2/28/2022
Horizon Inn & Suites | 301 Plaza Dr | West Point | NE | 68788-2611 | Cuming | NE26007 | Scrapped/Junked | 203816 | 203816 | 2015 | A O Smith | CHWH - ASME/Fired Water Heater | HWSD - Hot Water Dom/Potable | 2/28/2024
GOOD NEWS BROADCASTING | 301 S 12th St | Lincoln | NE | 68508-2108 | LANCASTER | NE37570 | Inactive |  | 424795 | 1972 | KEWANEE | FT - Firetube Boiler | STHT - Steam-Heat | 7/31/1996
St Boniface School | 301 S 2nd St | Elgin | NE | 68636-4442 | Antelope | NE16155 | Out of Service | n/a | 211A5834-1090 | 1987 | Peerless | CI - Cast Iron | STHT - Steam-Heat | 3/31/2014
Southeast Community College | 301 S 68th St Pl | Lincoln | NE | 68510-2449 | Lancaster | NE05953 | Scrapped/Junked | 91687 | K04M010846/91687 | 2004 | AOSM | CHWH - ASME/Fired Water Heater | HWSD - Hot Water Dom/Potable | 7/31/2009
Southeast Community College | 301 S 68th St Pl | Lincoln | NE | 68510-2449 | Lancaster | NE21352 | Scrapped/Junked | 8137 | 96E4602 | 1996 | Aldrich/L.E.S. | FTVT - Firetube Vertical TB | HWHT - Hot Water Heat | 9/30/2015
Southeast Community College | 301 S 68th St Pl | Lincoln | NE | 68510-2449 | Lancaster | NE21353 | Scrapped/Junked | 33720 | LC960506852960/33720 | 1996 | AO SMITH | CHWH - ASME/Fired Water Heater | HWSD - Hot Water Dom/Potable | 10/31/2003
Southeast Community College | 301 S 68th St Pl | Lincoln | NE | 68510-2449 | Lancaster | NE25586 | Active | 19493 | 15F-7401 | 2015 | LES | FT - Firetube Boiler | HWHT - Hot Water Heat | 1/31/2026
Public Storage | 301 S 74th St | Omaha | NE | 68114-4618 | Douglas | NE08251 | Active | NA | N2001-336 | 2001 | H. B. Smith | CI - Cast Iron | HWHT - Hot Water Heat | 12/31/2017
Public Storage | 301 S 74th St | Omaha | NE | 68114-4618 | Douglas | NE25100 | Active | NA | N2001-550 | 2001 | H. B. Smith | CI - Cast Iron | HWHT - Hot Water Heat | 12/31/2017
LANCER LABEL | 301 S 74th St | Omaha | NE | 68114-4618 | Douglas | NE14807 | Scrapped/Junked | 4758 |  | 1959 | KEWANEE | FT - Firetube Boiler | HWHT - Hot Water Heat | 1/31/2002
Milford Jr/Sr High School | 301 S G St | Milford | NE | 68405-1813 | Seward | NE09054 | Active | 67463 | 67463 | 2001 | WEBJ | COBL - Coil Type Boiler | HWSD - Hot Water Dom/Potable | 8/31/2026
Milford Jr/Sr High School | 301 S G St | Milford | NE | 68405-1813 | Seward | NE22363 | Active | 25203 | 64416-4 | 1998 | Burnham | FTFB - Firetube-Firebox Boiler | STHT - Steam-Heat | 8/31/2026
Milford Jr/Sr High School | 301 S G St | Milford | NE | 68405-1813 | Seward | NE22364 | Active | 25204 | 65010-4 | 1997 | Burnham | FTFB - Firetube-Firebox Boiler | STHT - Steam-Heat | 8/31/2026
MILFORD JR/SR HIGH SCHOOL | 301 S G ST | MILFORD | NE | 68405-1813 | SEWARD | NE20436 | Exempt 1999 LB-66 |  | 00001193-G00844 | 1993 | RUUD | AHWH - ANSI/Fired Water Htr | HWSD - Hot Water Dom/Potable | 8/31/1999
Kimball Health Services | 301 S Howard St | Kimball | NE | 69145-1329 | Kimball | NE20244 | Exempt 1999 LB-66 |  |  | 1972 | VULCRAFT | AHWH - ANSI/Fired Water Htr | HWSD - Hot Water Dom/Potable | 6/30/2000
Kimball Health Services | 301 S Howard St | Kimball | NE | 69145-1329 | Kimball | NE31303 | Scrapped/Junked | n/a | 8349 | 1950 | NATS | FTFB - Firetube-Firebox Boiler | STHT - Steam-Heat | 6/30/2023
Hershey Public Schools | 301 S Lincoln St | Hershey | NE | 69143-4582 | Lincoln | NE09152 | Scrapped/Junked | 103419 | B06M007773 | 2006 | STAT | CHWH - ASME/Fired Water Heater | HWSD - Hot Water Dom/Potable | 8/31/2018
Hershey Public Schools | 301 S Lincoln St | Hershey | NE | 69143-4582 | Lincoln | NE16165 | Active | 31949 | SC90-31949 | 1990 | AOSM | CHWH - ASME/Fired Water Heater | HWSD - Hot Water Dom/Potable | 8/31/2026
Hershey Public Schools | 301 S Lincoln St | Hershey | NE | 69143-4582 | Lincoln | NE17042 | Active | 17603 | 09F-5510 | 2009 | Aldrich | FTVT - Firetube Vertical TB | HWHT - Hot Water Heat | 8/31/2026
Hershey Public Schools | 301 S Lincoln St | Hershey | NE | 69143-4582 | Lincoln | NE17043 | Active | 17604 | 09F-5511 | 2009 | Aldrich | FTVT - Firetube Vertical TB | HWHT - Hot Water Heat | 8/31/2026
Hershey Public Schools | 301 S Lincoln St | Hershey | NE | 69143-4582 | Lincoln | NE22260 | Active | 165126 | 165126 | 2011 | A O Smith | CHWH - ASME/Fired Water Heater | HWSD - Hot Water Dom/Potable | 8/31/2026
Hershey Public Schools | 301 S Lincoln St | Hershey | NE | 69143-4582 | Lincoln | NE23509 | Scrapped/Junked | 44680 | LE98-8748895970 | 1998 | AOSM | CHWH - ASME/Fired Water Heater | HWSD - Hot Water Dom/Potable | 8/31/2012
Hershey Public Schools | 301 S Lincoln St | Hershey | NE | 69143-4582 | Lincoln | NE23510 | Active | 17050 | 9999 | 1991 | Teledyne & Laars | CPFT - Horiz Cpr Fin Boiler | HWSD - Hot Water Dom/Potable | 8/31/2026
Hershey Public Schools | 301 S Lincoln St | Hershey | NE | 69143-4582 | Lincoln | NE23558 | Scrapped/Junked | 47924 | LA99-080078970 | 1999 | AOSM | CHWH - ASME/Fired Water Heater | HWSD - Hot Water Dom/Potable | 8/31/2018
Hershey Public Schools | 301 S Lincoln St | Hershey | NE | 69143-4582 | Lincoln | NE31694 | Scrapped/Junked | 36288 | R4683 | 1982 | KEWA | FTFB - Firetube-Firebox Boiler | HWHT - Hot Water Heat | 8/31/2009
Hershey Public Schools | 301 S Lincoln St | Hershey | NE | 69143-4582 | Lincoln | NE31695 | Scrapped/Junked | 36292 | R4684 | 1982 | KEWA | FTFB - Firetube-Firebox Boiler | HWHT - Hot Water Heat | 8/31/2009
Hershey Public Schools | 301 S Lincoln St | Hershey | NE | 69143-4582 | Lincoln | NE31872 | Scrapped/Junked | 33967 | R2387 | 1980 | KEWA | FTFB - Firetube-Firebox Boiler | HWHT - Hot Water Heat | 8/31/2009
Hershey Public Schools | 301 S Lincoln St | Hershey | NE | 69143-4582 | Lincoln | NE43104 | Active | 306650 | 306650 | 2023 | AOSM | CHWH - ASME/Fired Water Heater | HWSD - Hot Water Dom/Potable | 8/31/2026
DC West Middle School | 301 S Pine St | Valley | NE | 68064 | Douglas | NE19079 | Scrapped/Junked | 56815 | G-10-1677 | 2010 | Aerco | FTVT - Firetube Vertical TB | HWSD - Hot Water Dom/Potable | 2/28/2021
DC West Middle School | 301 S Pine St | Valley | NE | 68064 | Douglas | NE19080 | Scrapped/Junked | 56816 | G-10-1678 | 2010 | Aerco | FTVT - Firetube Vertical TB | HWSD - Hot Water Dom/Potable | 2/28/2020
DC West Middle School | 301 S Pine St | Valley | NE | 68064 | Douglas | NE19081 | Active | 78111 | G-17-0293 | 2017 | Aerco | FTVT - Firetube Vertical TB | HWSD - Hot Water Dom/Potable | 2/28/2026
DC West Middle School | 301 S Pine St | Valley | NE | 68064 | Douglas | NE19082 | Out of Service | 13767 | 57887 | 2010 | Triad Boiler | FTVT - Firetube Vertical TB | STHT - Steam-Heat | 2/28/2020
DC West Middle School | 301 S Pine St | Valley | NE | 68064 | Douglas | NE19083 | Out of Service | 13765 | 57885 | 2010 | Triad Boiler | FTVT - Firetube Vertical TB | STHT - Steam-Heat | 2/28/2020
DC West Middle School | 301 S Pine St | Valley | NE | 68064 | Douglas | NE20337 | Exempt | n/a | AC86-01903830 | 1986 | AO SMITH | AHWH - ANSI/Fired Water Htr | HWSD - Hot Water Dom/Potable | 7/31/1999
DC West Middle School | 301 S Pine St | Valley | NE | 68064 | Douglas | NE21986 | Exempt 1999 LB-66 |  | 770W-G8026925 | 1986 | AO SMITH | AHWH - ANSI/Fired Water Htr | HWSD - Hot Water Dom/Potable | 7/31/1999
DC West Middle School | 301 S Pine St | Valley | NE | 68064 | Douglas | NE28957 | Active | 87346 | G-20-1082 | 2020 | Aerco | FTVT - Firetube Vertical TB | HWHT - Hot Water Heat | 2/28/2026
DC West Middle School | 301 S Pine St | Valley | NE | 68064 | Douglas | NE28958 | Active | 87398 | G-20-1419 | 2020 | Aerco | FTVT - Firetube Vertical TB | HWHT - Hot Water Heat | 2/28/2026
DC West Middle School | 301 S Pine St | Valley | NE | 68064 | Douglas | NE33538 | Scrapped/Junked | n/a | 81-25 | 1956 | KEWA | FTSM - FTS Marine Dry Back | STHT - Steam-Heat | 7/31/2010
DC West Middle School | 301 S Pine St | Valley | NE | 68064 | Douglas | NE42393 | Active | 91761 | G-21-2834 | 2021 | Aerco | FTVT - Firetube Vertical TB | HWHT - Hot Water Heat | 2/28/2026
BMO | 301 W 4th St | North Platte | NE | 69101-3827 | Lincoln | NE05106 | Scrapped/Junked |  | 00000M9749 | 1968 | Kewannee | FTFB - Firetube-Firebox Boiler | HWHT - Hot Water Heat | 6/30/2011
ST CECILIA PARISH SCHOOL | 301 W 7th St | Hastings | NE | 68901-4460 | ADAMS | NE20434 | Inactive |  | 00000192-D02973 | 1992 | RHEEM MANUFACTURING CO | AHWH - ANSI/Fired Water Htr | HWSD - Hot Water Dom/Potable | 8/31/1999
ST CECILIA PARISH SCHOOL | 301 W 7th St | Hastings | NE | 68901-4460 | ADAMS | NE32243 | Inactive |  |  | 1982 | WEIL MCLAIN |  | HWHT - Hot Water Heat | 8/31/1992
ST CECILIA PARISH SCHOOL | 301 W 7th St | Hastings | NE | 68901-4460 | ADAMS | NE32244 | Inactive |  |  | 1982 | WEIL MCLAIN |  | HWHT - Hot Water Heat | 8/31/1992
Frenchman Valley Coop | 301 W A St | McCook | NE | 69001-3677 | Red Willow | NE11828 | Active | 1966 | 3774 | 1966 | superior | FTSM - FTS Marine Dry Back | PROC - Process Steam | 2/28/2026
Norfolk Family YMCA | 301 W Benjamin Ave | Norfolk | NE | 68701-2910 | Madison | NE05253 | Scrapped/Junked | 32671 | R1216 | 1979 | KEWA | FTFB - Firetube-Firebox Boiler | HWHT - Hot Water Heat | 1/31/2008
Norfolk Family YMCA | 301 W Benjamin Ave | Norfolk | NE | 68701-2910 | Madison | NE05254 | Scrapped/Junked | 32567 | 2654 | 1979 | KEWA | FTFB - Firetube-Firebox Boiler | HWHT - Hot Water Heat | 1/31/2008
Norfolk Family YMCA | 301 W Benjamin Ave | Norfolk | NE | 68701-2910 | Madison | NE19032 | Active | 17741 | 09F-5649 | 2009 | Aldrich | FTHT - Firetube Horizontal | HWHT - Hot Water Heat | 11/30/2025
Norfolk Family YMCA | 301 W Benjamin Ave | Norfolk | NE | 68701-2910 | Madison | NE19033 | Active | 17742 | 09F-5650 | 2009 | Aldrich | FTHT - Firetube Horizontal | HWHT - Hot Water Heat | 11/30/2025
McKinley Elementary | 301 W F St | North Platte | NE | 69101-5201 | Lincoln | NE20205 | Exempt 1999 LB-66 |  | 30775 | 1976 | AO SMITH | AHWH - ANSI/Fired Water Htr | HWSD - Hot Water Dom/Potable | 6/30/2000
McKinley Elementary | 301 W F St | North Platte | NE | 69101-5201 | Lincoln | NE34452 | Out of Service | 27943 | P-5543 | 1976 | Kewanee | FTFB - Firetube-Firebox Boiler | STHT - Steam-Heat | 12/31/2017
McKinley Elementary | 301 W F St | North Platte | NE | 69101-5201 | Lincoln | NE34453 | Out of Service | 27942 | P-5542 | 1976 | Kewanee | FTFB - Firetube-Firebox Boiler | STHT - Steam-Heat | 12/31/2017
Hampton Inn | 301 W Highway 26 | Scottsbluff | NE | 69361-0611 | Scotts Bluff | NE08602 | Scrapped/Junked | 89467 | URNG0301G02588 | 2001 | RHER | CHWH - ASME/Fired Water Heater | HWSD - Hot Water Dom/Potable | 3/31/2011
Hampton Inn | 301 W Highway 26 | Scottsbluff | NE | 69361-0611 | Scotts Bluff | NE08603 | Scrapped/Junked | 88756 | URNG0101G03646 | 2001 | RHEEM-RUUD | CHWH - ASME/Fired Water Heater | HWSD - Hot Water Dom/Potable | 3/31/2008
Hampton Inn | 301 W Highway 26 | Scottsbluff | NE | 69361-0611 | Scotts Bluff | NE08604 | Scrapped/Junked | 88755 | URNG0101G03645 | 2001 | RHEEM-RUUD | CHWH - ASME/Fired Water Heater | HWSD - Hot Water Dom/Potable | 3/31/2007
Hampton Inn | 301 W Highway 26 | Scottsbluff | NE | 69361-0611 | Scotts Bluff | NE09231 | Scrapped/Junked | 109916 | 0806G0545 | 2006 | RHEEM | CHWH - ASME/Fired Water Heater | HWSD - Hot Water Dom/Potable | 3/31/2015
Hampton Inn | 301 W Highway 26 | Scottsbluff | NE | 69361-0611 | Scotts Bluff | NE14659 | Scrapped/Junked | 115481 | 115481 | 2007 | RHEEM MANUFACTURING CO | CHWH - ASME/Fired Water Heater | HWSD - Hot Water Dom/Potable | 3/31/2015
Hampton Inn | 301 W Highway 26 | Scottsbluff | NE | 69361-0611 | Scotts Bluff | NE18000 | Scrapped/Junked | 6707 | 06070048 | 2005 | PENTAIR | CPPH - Ansi Cpr Fin Pool Heater | IPHT - Indoor Pool Heater | 3/31/2014
Hampton Inn | 301 W Highway 26 | Scottsbluff | NE | 69361-0611 | Scotts Bluff | NE18751 | Scrapped/Junked | 8964 | 07W048 | 2007 | PENTAIR | CPPH - Ansi Cpr Fin Pool Heater | IPHT - Indoor Pool Heater | 3/31/2014
Hampton Inn | 301 W Highway 26 | Scottsbluff | NE | 69361-0611 | Scotts Bluff | NE19067 | Scrapped/Junked | 125843 | 125843 | 2010 | RHEEM MANUFACTURING CO | CHWH - ASME/Fired Water Heater | HWSD - Hot Water Dom/Potable | 3/31/2018
Hampton Inn | 301 W Highway 26 | Scottsbluff | NE | 69361-0611 | Scotts Bluff | NE24664 | Active | 16942 | 13W0065 | 2013 | PENTAIR | CPPH - Ansi Cpr Fin Pool Heater | HWHP - Hot Water Heat & Nonpotable | 3/31/2026
Hampton Inn | 301 W Highway 26 | Scottsbluff | NE | 69361-0611 | Scotts Bluff | NE25355 | Scrapped/Junked | 138769 | 138769 | 2014 | Rheem/Ruud | AHWH - ANSI/Fired Water Htr | HWDP - Hotwater Heat & Dom Supply | 3/31/2024
Hampton Inn | 301 W Highway 26 | Scottsbluff | NE | 69361-0611 | Scotts Bluff | NE25836 | Scrapped/Junked | 17880 | 440411961300030 | 2013 | PENTAIR | CPPH - Ansi Cpr Fin Pool Heater | HWHP - Hot Water Heat & Nonpotable | 3/31/2020
Hampton Inn | 301 W Highway 26 | Scottsbluff | NE | 69361-0611 | Scotts Bluff | NE25837 | Scrapped/Junked | 125842 | 125842 | 2010 | RHEEM | CHWH - ASME/Fired Water Heater | HWSD - Hot Water Dom/Potable | 3/31/2019
Hampton Inn | 301 W Highway 26 | Scottsbluff | NE | 69361-0611 | Scotts Bluff | NE27346 | Scrapped/Junked | 224079 | 224079 | 2016 | A O Smith | CHWH - ASME/Fired Water Heater | HWSD - Hot Water Dom/Potable | 3/31/2023
Hampton Inn | 301 W Highway 26 | Scottsbluff | NE | 69361-0611 | Scotts Bluff | NE28205 | Active | 33222 | 19W0200 | 2018 | PENTAIR | CPPH - Ansi Cpr Fin Pool Heater | HWHP - Hot Water Heat & Nonpotable | 3/31/2026
Hampton Inn | 301 W Highway 26 | Scottsbluff | NE | 69361-0611 | Scotts Bluff | NE28206 | Scrapped/Junked | 232054 | 232054 | 2017 | A O Smith | CHWH - ASME/Fired Water Heater | HWSD - Hot Water Dom/Potable | 3/31/2024
ASC Capacitors | 301 W O St | Ogallala | NE | 69153-1844 | Keith | NE20986 | Out of Service | 128414 | 92110167C | 2005 | Laars | CPFT - Horiz Cpr Fin Boiler | HWHT - Hot Water Heat | 11/30/2020
ASC Capacitors | 301 W O St | Ogallala | NE | 69153-1844 | Keith | NE41320 | Active | 309076 | C21309076 | 2021 | Laars | CPFT - Horiz Cpr Fin Boiler | HWHT - Hot Water Heat | 2/28/2026
Plainview Elementary | 301 W Pilcher Ave | Plainview | NE | 68769-2162 | Pierce | NE05495 | Exempt 1999 LB-66 |  | 108656 | 1987 | AO SMITH | AHWH - ANSI/Fired Water Htr | HWSD - Hot Water Dom/Potable | 7/31/2000
Plainview Elementary | 301 W Pilcher Ave | Plainview | NE | 68769-2162 | Pierce | NE31544 | Scrapped/Junked | n/a | M8166 | 1964 | Kewanee | FTFB - Firetube-Firebox Boiler | HWHT - Hot Water Heat | 2/28/2019
Plainview Elementary | 301 W Pilcher Ave | Plainview | NE | 68769-2162 | Pierce | NE33998 | Scrapped/Junked | n/a | 770WH80001 | 1981 | AOSM | AHWH - ANSI/Fired Water Htr | HWSD - Hot Water Dom/Potable | 2/28/2017
Plainview High School | 301 W Pilcher Ave | Plainview | NE | 68769-2162 | Pierce | NE32183 | Active | 28882 | P-7268 | 1977 | Kewanee | FTFB - Firetube-Firebox Boiler | STHT - Steam-Heat | 2/28/2025
Plainview High School | 301 W Pilcher Ave | Plainview | NE | 68769-2162 | Pierce | NE32184 | Active | 28862 | n/a | 1977 | Kewanee | FTFB - Firetube-Firebox Boiler | STHT - Steam-Heat | 2/28/2025
Wyandotte Learning Center | 301 Wyandotte St | Grand Island | NE | 68801-7619 | Hall | NE10326 | Active | 37197 | G-02-543 | 2002 | Aerco International | FTVT - Firetube Vertical TB | HWHT - Hot Water Heat | 1/31/2026
Wyandotte Learning Center | 301 Wyandotte St | Grand Island | NE | 68801-7619 | Hall | NE20013 | Exempt 1999 LB-66 |  | 000000000002080 | 1994 | RUUD | AHWH - ANSI/Fired Water Htr | HWSD - Hot Water Dom/Potable | 7/31/2000
Wyandotte Learning Center | 301 Wyandotte St | Grand Island | NE | 68801-7619 | Hall | NE23415 | Exempt 1999 LB-66 |  |  | 1998 | AO SMITH | AHWH - ANSI/Fired Water Htr | HWSD - Hot Water Dom/Potable | 7/31/1998
Wyandotte Learning Center | 301 Wyandotte St | Grand Island | NE | 68801-7619 | Hall | NE34439 | Active | n/a | P1490 | 1974 | Kewanee | FTFB - Firetube-Firebox Boiler | HWHT - Hot Water Heat | 1/31/2025
National Guard Army Aviation | 3010 E Airport Rd | Grand Island | NE | 68801-9202 | Hall | NE14115 | Scrapped/Junked | 123360 | 123360 | 2008 | PVI INDUSTRIES | FTVT - Firetube Vertical TB | GLYC - Glycol Bldg Heat Sys | 11/30/2019
National Guard Army Aviation | 3010 E Airport Rd | Grand Island | NE | 68801-9202 | Hall | NE14116 | Scrapped/Junked | 123361 | 123361 | 2008 | PVI INDUSTRIES | FTVT - Firetube Vertical TB | GLYC - Glycol Bldg Heat Sys | 11/30/2018
National Guard Army Aviation | 3010 E Airport Rd | Grand Island | NE | 68801-9202 | Hall | NE14117 | Active | 123359 | 123359 | 2008 | PVI INDUSTRIES | FTVT - Firetube Vertical TB | GLYC - Glycol Bldg Heat Sys | 11/30/2026
National Guard Army Aviation | 3010 E Airport Rd | Grand Island | NE | 68801-9202 | Hall | NE27797 | Active | 74649 | 16HWHH1520.049 | 2018 | PVI INDUSTRIES | FTVT - Firetube Vertical TB | GLYC - Glycol Bldg Heat Sys | 11/30/2026
National Guard Army Aviation | 3010 E Airport Rd | Grand Island | NE | 68801-9202 | Hall | NE28231 | Active | 74691 | 16HWHH.1520.091 | 2019 | PVI INDUSTRIES | FTVT - Firetube Vertical TB | GLYC - Glycol Bldg Heat Sys | 11/30/2026
BAKER'S SUPERMARKET | 3010 S 84th St | Omaha | NE | 68124-3215 | Douglas | NE05645 | Exempt 1999 LB-66 |  | 0198697 | 1991 | AO SMITH | AHWH - ANSI/Fired Water Htr | HWSD - Hot Water Dom/Potable | 1/31/2000
BAKER'S SUPERMARKET | 3010 S 84th St | Omaha | NE | 68124-3215 | Douglas | NE05646 | Exempt 1999 LB-66 |  | K89186270 | 1990 | STATE INDUSTRIES | AHWH - ANSI/Fired Water Htr | HWSD - Hot Water Dom/Potable | 1/31/2000
BAKER'S SUPERMARKET | 3010 S 84th St | Omaha | NE | 68124-3215 | Douglas | NE05647 | Exempt 1999 LB-66 |  | 0361933 | 1994 | AO SMITH | AHWH - ANSI/Fired Water Htr | HWSD - Hot Water Dom/Potable | 1/31/2000
Burt Street Apts | 3011 Burt St | Omaha | NE | 68131-2073 | Douglas | NE32929 | Active | NA | 8J44 | 1968 | Thermo-Pak | WT - Water Tube Boiler | HWHT - Hot Water Heat | 10/31/2023
OMAHA HOUSING AUTHORITY | 3012 GRANT ST | OMAHA | NE | 68131 | Douglas | NE18092 | Scrapped/Junked |  | 0000006S55 | 1955 | NRC |  | STHT - Steam-Heat | 3/31/1996
Holy Name Rectory | 3014 N 45th St | Omaha | NE | 68104-4523 | Douglas | NE05980 | Active | n/a | 211A-3632-0388 | 1988 | Peerless | CI - Cast Iron | STHT - Steam-Heat | 12/31/2025
Dialysis Clinic Inc | 3015 N 118th St | Omaha | NE | 68164-3685 | Douglas | NE21687 | Scrapped/Junked | 62282 | D963838 | 1996 | Lochinvar | CPFT - Horiz Cpr Fin Boiler | HWHT - Hot Water Heat | 9/30/2019
WEST HILL PRESBYT CHURCH | 3015 S 82nd Ave | Omaha | NE | 68124-3207 | Douglas | NE35198 | Inactive |  | 2435H5 | 1959 | RITE ENGINEERING | WT - Water Tube Boiler | HWHT - Hot Water Heat | 5/31/1997
PARADEIS CLEANERS | 3017 Cheyenne Dr | Alliance | NE | 69301-2038 | BOX BUTTE | NE30557 | Scrapped/Junked | 41376 |  | 1979 | AO SMITH | WT - Water Tube Boiler | HWSD - Hot Water Dom/Potable | 4/30/2000
DIXON COUNTY COURTHOUSE | 302 3rd St | Ponca | NE | 68770-7050 | DIXON | NE03944 | Inactive | 41236 |  | 1988 | KEWANEE | FTFB - Firetube-Firebox Boiler | STHT - Steam-Heat | 9/30/2001
FIRST NATIONAL BANK | 302 Main St | Lewellen | NE | 69147-3061 | GARDEN | NE04500 | Inactive | 04500 | 8E79413 | 1984 | BRYANT |  | STHT - Steam-Heat | 9/30/1991
Lincoln County Jail | 302 N Jeffers St | North Platte | NE | 69101-3961 | Lincoln | NE14304 | Scrapped/Junked | 4696 | na | 1968 | Kewanee | FTFB - Firetube-Firebox Boiler | STHT - Steam-Heat | 12/31/2014
Lincoln County Jail | 302 N Jeffers St | North Platte | NE | 69101-3961 | Lincoln | NE14305 | Scrapped/Junked | 38599 | R-6842 | 1984 | Kewanee | FTFB - Firetube-Firebox Boiler | STHT - Steam-Heat | 12/31/2014
Lincoln County Jail | 302 N Jeffers St | North Platte | NE | 69101-3961 | Lincoln | NE41146 | Active | 149365 | 20PGT8501420029 | 2020 | AIC GDYNIA | FT - Firetube Boiler | HWHT - Hot Water Heat | 12/31/2026
Lincoln County Jail | 302 N Jeffers St | North Platte | NE | 69101-3961 | Lincoln | NE41147 | Active | 124825 | K09H10124825 | 2009 | Giannoni France | COBL - Coil Type Boiler | HWHT - Hot Water Heat | 12/31/2026
Lincoln County Jail | 302 N Jeffers St | North Platte | NE | 69101-3961 | Lincoln | NE41148 | Active | 124835 | K09H10124825 | 2009 | Giannoni France | COBL - Coil Type Boiler | HWHT - Hot Water Heat | 12/31/2026
Lincoln County Jail | 302 N Jeffers St | North Platte | NE | 69101-3961 | Lincoln | NE41149 | Active | 126912 | A10H10126912 | 2009 | Giannoni France | COBL - Coil Type Boiler | HWHT - Hot Water Heat | 12/31/2026
Lincoln County Jail | 302 N Jeffers St | North Platte | NE | 69101-3961 | Lincoln | NE41150 | Active | 126914 | A10H10126912 | 2009 | Giannoni France | COBL - Coil Type Boiler | HWHT - Hot Water Heat | 12/31/2026
Lincoln County Jail | 302 N Jeffers St | North Platte | NE | 69101-3961 | Lincoln | NE41151 | Active | 11010 | ELR04433 | 2009 | Noritz | COWH - Coil Type Water Heater | HWSD - Hot Water Dom/Potable | 12/31/2026
Lincoln County Jail | 302 N Jeffers St | North Platte | NE | 69101-3961 | Lincoln | NE41152 | Active | 11017 | ELR04440 | 2009 | Noritz | COWH - Coil Type Water Heater | HWSD - Hot Water Dom/Potable | 12/31/2026
Lincoln County Jail | 302 N Jeffers St | North Platte | NE | 69101-3961 | Lincoln | NE41153 | Active | 11006 | ELR04429 | 2009 | Noritz | COWH - Coil Type Water Heater | HWSD - Hot Water Dom/Potable | 12/31/2026
Lincoln County Jail | 302 N Jeffers St | North Platte | NE | 69101-3961 | Lincoln | NE41154 | Active | 11365 | ELR04628 | 2009 | Noritz | COWH - Coil Type Water Heater | HWSD - Hot Water Dom/Potable | 12/31/2026
Lincoln County Jail | 302 N Jeffers St | North Platte | NE | 69101-3961 | Lincoln | NE41155 | Active | 11311 | ELR04574 | 2009 | Noritz | COWH - Coil Type Water Heater | HWSD - Hot Water Dom/Potable | 12/31/2026
Lincoln County Jail | 302 N Jeffers St | North Platte | NE | 69101-3961 | Lincoln | NE41156 | Active | 11354 | ELR04617 | 2009 | Noritz | COWH - Coil Type Water Heater | HWSD - Hot Water Dom/Potable | 12/31/2026
Lincoln County Jail | 302 N Jeffers St | North Platte | NE | 69101-3961 | Lincoln | NE41157 | Active | 11008 | ELR04431 | 2009 | Noritz | COWH - Coil Type Water Heater | HWSD - Hot Water Dom/Potable | 12/31/2026
Lincoln County Jail | 302 N Jeffers St | North Platte | NE | 69101-3961 | Lincoln | NE41158 | Active | 10960 | ELR04383 | 2009 | Noritz | COWH - Coil Type Water Heater | HWSD - Hot Water Dom/Potable | 12/31/2026
Lincoln County Jail | 302 N Jeffers St | North Platte | NE | 69101-3961 | Lincoln | NE41159 | Active | 11016 | ELR04439 | 2009 | Noritz | COWH - Coil Type Water Heater | HWSD - Hot Water Dom/Potable | 12/31/2026
Lincoln County Jail | 302 N Jeffers St | North Platte | NE | 69101-3961 | Lincoln | NE41160 | Active | 11007 | ELR04430 | 2009 | Noritz | COWH - Coil Type Water Heater | HWSD - Hot Water Dom/Potable | 12/31/2026
Lincoln County Jail | 302 N Jeffers St | North Platte | NE | 69101-3961 | Lincoln | NE41161 | Active | 10962 | ELR04385 | 2009 | Noritz | COWH - Coil Type Water Heater | HWSD - Hot Water Dom/Potable | 12/31/2026
Lincoln County Jail | 302 N Jeffers St | North Platte | NE | 69101-3961 | Lincoln | NE41162 | Active | 11021 | ELR04444 | 2009 | Noritz | COWH - Coil Type Water Heater | HWSD - Hot Water Dom/Potable | 12/31/2026
Lincoln County Jail | 302 N Jeffers St | North Platte | NE | 69101-3961 | Lincoln | NE41163 | Active | 11353 | ELR04616 | 2009 | Noritz | COWH - Coil Type Water Heater | HWSD - Hot Water Dom/Potable | 12/31/2026
Lincoln County Jail | 302 N Jeffers St | North Platte | NE | 69101-3961 | Lincoln | NE41164 | Active | 10968 | ELRO4391 | 2009 | Noritz | COWH - Coil Type Water Heater | HWSD - Hot Water Dom/Potable | 12/31/2026
Lincoln County Jail | 302 N Jeffers St | North Platte | NE | 69101-3961 | Lincoln | NE41165 | Active | 11011 | ELR04434 | 2009 | Noritz | COWH - Coil Type Water Heater | HWSD - Hot Water Dom/Potable | 12/31/2026
Great Lakes Chemical Corp | 302 Pierce St | Omaha | NE | 68108-3319 | Douglas | NE11811 | Inactive | 21511 |  | 1964 | Babcock & Wilcox | WT - Water Tube Boiler | PROC - Process Steam | 9/30/2000
Great Lakes Chemical Corp | 302 Pierce St | Omaha | NE | 68108-3319 | Douglas | NE11812 | Inactive | 21511 |  | 1963 | Babcock & Wilcox | WT - Water Tube Boiler | PROC - Process Steam | 9/30/2000
Great Lakes Chemical Corp | 302 Pierce St | Omaha | NE | 68108-3319 | Douglas | NE11841 | Inactive | 29623 |  | 1971 | PM Lattner MFR Company | ELBL - Electric Boiler | PROC - Process Steam | 9/30/2000
Great Lakes Chemical Corp | 302 Pierce St | Omaha | NE | 68108-3319 | Douglas | NE17826 | Inactive | 58157 | 58157 | 1986 | Pvi Industries | CHWH - ASME/Fired Water Heater | HWSD - Hot Water Dom/Potable | 9/30/2001
Kimpton Cottonwood Hotel | 302 S 36th St | Omaha | NE | 68131-3818 | Douglas | NE03688 | Scrapped/Junked | 4666 | 8318892 | 1983 | Rite | WT - Water Tube Boiler | HWHT - Hot Water Heat | 4/30/2008
Kimpton Cottonwood Hotel | 302 S 36th St | Omaha | NE | 68131-3818 | Douglas | NE03689 | Scrapped/Junked | 4667 | 8318893 | 1983 | Rite | WT - Water Tube Boiler | HWHT - Hot Water Heat | 4/30/2008
Kimpton Cottonwood Hotel | 302 S 36th St | Omaha | NE | 68131-3818 | Douglas | NE22765 | Scrapped/Junked | 61660 | G12-0709 | 2012 | Aerco | FTVT - Firetube Vertical TB | HWHT - Hot Water Heat | 1/31/2018
Kimpton Cottonwood Hotel | 302 S 36th St | Omaha | NE | 68131-3818 | Douglas | NE22766 | Scrapped/Junked | 62004 | G-12-0968 | 2012 | Aerco | FTVT - Firetube Vertical TB | HWHT - Hot Water Heat | 1/31/2018
Kimpton Cottonwood Hotel | 302 S 36th St | Omaha | NE | 68131-3818 | Douglas | NE27180 | Scrapped/Junked | 78721 | G-17-1777 | 2017 | Aerco | FTVT - Firetube Vertical TB | HWHT - Hot Water Heat | 2/28/2023
Kimpton Cottonwood Hotel | 302 S 36th St | Omaha | NE | 68131-3818 | Douglas | NE27181 | Scrapped/Junked | 78717 | G-17-1773 | 2017 | Aerco | FTVT - Firetube Vertical TB | HWHT - Hot Water Heat | 2/28/2023
Kimpton Cottonwood Hotel | 302 S 36th St | Omaha | NE | 68131-3818 | Douglas | NE28881 | Out of Service | 19138 38175 | 19600497 | 2019 | Cosmogas | WT - Water Tube Boiler | IPHT - Indoor Pool Heater | 2/28/2026
Kimpton Cottonwood Hotel | 302 S 36th St | Omaha | NE | 68131-3818 | Douglas | NE28882 | Active | 21704 21707 | 19603063 | 2019 | Cosmogas | WT - Water Tube Boiler | IPHT - Indoor Pool Heater | 2/28/2026
Kimpton Cottonwood Hotel | 302 S 36th St | Omaha | NE | 68131-3818 | Douglas | NE28887 | Active | 86958 | G-20-1020 | 2020 | Aerco | WT - Water Tube Boiler | HWHT - Hot Water Heat | 2/28/2027
Kimpton Cottonwood Hotel | 302 S 36th St | Omaha | NE | 68131-3818 | Douglas | NE28888 | Active | 86959 | G-20-1021 | 2020 | Aerco | WT - Water Tube Boiler | HWHT - Hot Water Heat | 2/28/2027
Kimpton Cottonwood Hotel | 302 S 36th St | Omaha | NE | 68131-3818 | Douglas | NE28976 | Active | 497970 | D1.20.20.00016 | 2020 | Lochinvar | WT - Water Tube Boiler | HWDP - Hotwater Heat & Dom Supply | 2/28/2027
Kimpton Cottonwood Hotel | 302 S 36th St | Omaha | NE | 68131-3818 | Douglas | NE28977 | Active | 497970 | D1.20.20.00377 | 2020 | Lochinvar | WT - Water Tube Boiler | HWDP - Hotwater Heat & Dom Supply | 2/28/2027
Vacant Bldg | 302 S Pine St | Grand Island | NE | 68801-6049 | Hall | NE20050 | Inactive |  | 211-11815 | 1996 | PEER | CI - Cast Iron | STHT - Steam-Heat | 7/31/2009
Lexington Public School | 302 S Washington St | Lexington | NE | 68850-2442 | Dawson | NE40346 | Active | 50038 | 22325 | 1998 | Kewanee | FTFB - Firetube-Firebox Boiler | STHT - Steam-Heat | 11/30/2026
Eisenbarth Motor Co | 302 W 3rd St | Alliance | NE | 69301-3306 | Box Butte | NE17403 | Scrapped/Junked |  | HC11 | 1968 | Weil-Mcclain | CI - Cast Iron | HWHT - Hot Water Heat | 12/31/2006
7th Street Villas | 302 W 7th St | McCook | NE | 69001-3564 | Red Willow | NE07086 | Scrapped/Junked | N/A | 319967-200008 | 2005 | Peerless | CI - Cast Iron | HWHT - Hot Water Heat | 12/31/2022
7th Street Villas | 302 W 7th St | McCook | NE | 69001-3564 | Red Willow | NE40158 | Scrapped/Junked |  | G49-1BJ1 | 1970 | AMERICAN STANDARD |  | HWHT - Hot Water Heat | 12/31/2004
7th Street Villas | 302 W 7th St | McCook | NE | 69001-3564 | Red Willow | NE40159 | Exempt 1999 LB-66 |  | AJ84-02286830 | 1984 | AO SMITH | AHWH - ANSI/Fired Water Htr | HWSD - Hot Water Dom/Potable | 8/31/2000
7th Street Villas | 302 W 7th St | McCook | NE | 69001-3564 | Red Willow | NE41676 | Active | 388705 | 129960607 | 2022 | Lochinvar | AHWH - ANSI/Fired Water Htr | HWHT - Hot Water Heat | 3/31/2024
SIXTH DIMENSION APTS | 302 W Hahn Ave | North Platte | NE | 69101-6024 | LINCOLN | NE23579 | Scrapped/Junked | 40975 |  | 1997 | AO SMITH | CHWH - ASME/Fired Water Heater | HWSD - Hot Water Dom/Potable | 2/28/2002
Doniphan Trumbull School | 302 W Plum St | Doniphan | NE | 68832-9564 | Hall | NE13624 | Scrapped/Junked | 129205 | 129205 | 2008 | AO SMITH | CHWH - ASME/Fired Water Heater | HWSD - Hot Water Dom/Potable | 6/30/2020
Doniphan Trumbull School | 302 W Plum St | Doniphan | NE | 68832-9564 | Hall | NE19847 | Scrapped/Junked | 154239 | 1104M000442 | 2011 | AO SMITH | CHWH - ASME/Fired Water Heater | HWSD - Hot Water Dom/Potable | 6/30/2024
Doniphan Trumbull School | 302 W Plum St | Doniphan | NE | 68832-9564 | Hall | NE22387 | Scrapped/Junked | 41060 | 819394 | 1996 | BRDW | CHWH - ASME/Fired Water Heater | HWSD - Hot Water Dom/Potable | 6/30/2011
Doniphan Trumbull School | 302 W Plum St | Doniphan | NE | 68832-9564 | Hall | NE22388 | Scrapped/Junked | 43833 | 0814123 | 1997 | BRDW | CHWH - ASME/Fired Water Heater | HWSD - Hot Water Dom/Potable | 10/31/2008
Doniphan Trumbull School | 302 W Plum St | Doniphan | NE | 68832-9564 | Hall | NE25208 | Active | 273580 | I13H10273580 | 2013 | Lochinvar | WTSS - Watertube SS Steel | HWHT - Hot Water Heat | 6/30/2027
Doniphan Trumbull School | 302 W Plum St | Doniphan | NE | 68832-9564 | Hall | NE25209 | Active | 273568 | I13H10273568 | 2013 | Lochinvar | WTSS - Watertube SS Steel | HWHT - Hot Water Heat | 6/30/2026
Doniphan Trumbull School | 302 W Plum St | Doniphan | NE | 68832-9564 | Hall | NE28232 | Active | 258167 | 258167 | 2019 | AO SMITH | CHWH - ASME/Fired Water Heater | HWSD - Hot Water Dom/Potable | 6/30/2026
Doniphan Trumbull School | 302 W Plum St | Doniphan | NE | 68832-9564 | Hall | NE32248 | Scrapped/Junked | n/a | 2117110 | 1982 | Peerless | CI - Cast Iron | HWHT - Hot Water Heat | 6/30/2015
Doniphan Trumbull School | 302 W Plum St | Doniphan | NE | 68832-9564 | Hall | NE42966 | Active | 318597 | 2415138679294 | 2024 | State Industries | CHWH - ASME/Fired Water Heater | HWSD - Hot Water Dom/Potable | 6/30/2027
Family Resource Center | 3020 18th St | Columbus | NE | 68601-4254 | Platte | NE11275 | Scrapped/Junked | 21751 | M-5593 | 1963 | Kewanee | FTSM - FTS Marine Dry Back | STHT - Steam-Heat | 6/30/2020
Family Resource Center | 3020 18th St | Columbus | NE | 68601-4254 | Platte | NE14725 | Scrapped/Junked | 10489 | 0 | 1989 | Superior Boiler Works | FTSM - FTS Marine Dry Back | STHT - Steam-Heat | 6/30/2020
Family Resource Center | 3020 18th St | Columbus | NE | 68601-4254 | Platte | NE29070 | Active | 359211 | 20359211 | 2020 | Lochinvar | FTVT - Firetube Vertical TB | HWHT - Hot Water Heat | 12/31/2026
Launch Church | 3020 Huntington Ave | Omaha | NE | 68112-3035 | Douglas | NE25642 | Active | n/a | n/a | 1958 | Crane | CI - Cast Iron | HWHT - Hot Water Heat | 12/31/2022
Burt Street Apartments | 3021 Burt St | Omaha | NE | 68131-2072 | Douglas | NE32930 | Active | NA | 9H39 | 1968 | Thermo-Pak | WT - Water Tube Boiler | HWHT - Hot Water Heat | 10/31/2023
APARTMENT BUILDING | 3021 Burt St | Omaha | NE | 68131-2072 | Douglas | NE05520 | Exempt 1999 LB-66 |  | 000000000091120 | 1987 | AO SMITH | AHWH - ANSI/Fired Water Htr | HWSD - Hot Water Dom/Potable | 6/30/2000
APARTMENT BUILDING | 3021 Burt St | Omaha | NE | 68131-2072 | Douglas | NE05550 | Exempt 1999 LB-66 |  |  | 1987 | AO SMITH | AHWH - ANSI/Fired Water Htr | HWSD - Hot Water Dom/Potable | 6/30/2000
APARTMENT BUILDING | 3021 Burt St | Omaha | NE | 68131-2072 | Douglas | NE05551 | Exempt 1999 LB-66 |  |  | 1992 | AO SMITH | AHWH - ANSI/Fired Water Htr | HWSD - Hot Water Dom/Potable | 6/30/2000
Western Apartments | 3021-3121 N Front St | Grand Island | NE | 68802 | Hall | NE08678 | Active | 71690 | G01-174 | 2001 | STAT | CHWH - ASME/Fired Water Heater | HWSD - Hot Water Dom/Potable | 7/31/2027
Western Apartments | 3021-3121 N Front St | Grand Island | NE | 68802 | Hall | NE08679 | Active | 72227 | J01-94 | 2001 | STAT | CHWH - ASME/Fired Water Heater | HWSD - Hot Water Dom/Potable | 7/31/2027
Western Apartments | 3021-3121 N Front St | Grand Island | NE | 68802 | Hall | NE30873 | Scrapped/Junked |  | AG82-17259820 | 1982 | A. O. Smith | AHWH - ANSI/Fired Water Htr | HWSD - Hot Water Dom/Potable | 7/31/2002
Western Apartments | 3021-3121 N Front St | Grand Island | NE | 68802 | Hall | NE30874 | Inactive |  | AG82-17257820 | 1982 | A. O. Smith | AHWH - ANSI/Fired Water Htr | HWSD - Hot Water Dom/Potable | 9/30/1998
Western Apartments | 3021-3121 N Front St | Grand Island | NE | 68802 | Hall | NE40750 | Inactive | 63999 | E99-265 | 1999 | STAT | CHWH - ASME/Fired Water Heater | HWSD - Hot Water Dom/Potable | 7/31/2021
WESTERN APARTMENTS | 3021-3121 N FRONT ST | GRAND ISLAND | NE | 68803 | HALL | NE30872 | Inactive |  | AG82-17255820 | 1982 | AO SMITH | AHWH - ANSI/Fired Water Htr | HWSD - Hot Water Dom/Potable | 7/31/1999
WESTERN APARTMENTS | 3021-3121 N FRONT ST | GRAND ISLAND | NE | 68803 | HALL | NE40749 | Exempt 1999 LB-66 |  | E99330595 | 1999 | STATE INDUSTRIES | AHWH - ANSI/Fired Water Htr | HWSD - Hot Water Dom/Potable | 7/31/2000
Colonial Apts | 3022 1/2 N 97th St | Omaha | NE | 68134-5300 | Douglas | NE20378 | Out of Service | N/A | MH900176335880 | 1990 | AOSM | AHWH - ANSI/Fired Water Htr | HWSD - Hot Water Dom/Potable | 10/31/2009
Colonial Apts | 3022 1/2 N 97th St | Omaha | NE | 68134-5300 | Douglas | NE20379 | Exempt 1999 LB-66 |  | MJ93-0291250880 | 1993 | AO SMITH | AHWH - ANSI/Fired Water Htr | HWSD - Hot Water Dom/Potable | 12/31/1999
Colonial Apts | 3022 1/2 N 97th St | Omaha | NE | 68134-5300 | Douglas | NE20380 | Exempt 1999 LB-66 |  | 0478-00804 | 1988 | RHEEM MANUFACTURING CO | AHWH - ANSI/Fired Water Htr | HWSD - Hot Water Dom/Potable | 12/31/1999
Colonial Apts | 3022 1/2 N 97th St | Omaha | NE | 68134-5300 | Douglas | NE20381 | Exempt 1999 LB-66 |  | L85505740 | 1988 | STATE INDUSTRIES | AHWH - ANSI/Fired Water Htr | HWSD - Hot Water Dom/Potable | 12/31/1999
Colonial Apts | 3022 1/2 N 97th St | Omaha | NE | 68134-5300 | Douglas | NE20382 | Exempt 1999 LB-66 |  | MG87-0100432 | 1987 | AO SMITH | AHWH - ANSI/Fired Water Htr | HWSD - Hot Water Dom/Potable | 12/31/1999
Colonial Apts | 3022 1/2 N 97th St | Omaha | NE | 68134-5300 | Douglas | NE20384 | Exempt 1999 LB-66 |  | ME91-0196801880 | 1991 | AO SMITH | AHWH - ANSI/Fired Water Htr | HWSD - Hot Water Dom/Potable | 12/31/1999
Colonial Apts | 3022 1/2 N 97th St | Omaha | NE | 68134-5300 | Douglas | NE20385 | Exempt 1999 LB-66 |  | AJ86-02321830 | 1986 | AO SMITH | AHWH - ANSI/Fired Water Htr | HWSD - Hot Water Dom/Potable | 12/31/1999
Colonial Apts | 3022 1/2 N 97th St | Omaha | NE | 68134-5300 | Douglas | NE20387 | Exempt 1999 LB-66 |  | MB95-0413311930 | 1995 | AO SMITH | AHWH - ANSI/Fired Water Htr | HWSD - Hot Water Dom/Potable | 12/31/1999
Colonial Apts | 3022 1/2 N 97th St | Omaha | NE | 68134-5300 | Douglas | NE20388 | Scrapped/Junked | N/A | MA90-0057446880 | 1990 | AOSM | AHWH - ANSI/Fired Water Htr | HWSD - Hot Water Dom/Potable | 10/31/2019
Colonial Apts | 3022 1/2 N 97th St | Omaha | NE | 68134-5300 | Douglas | NE20389 | Exempt 1999 LB-66 |  | MM86-91222830 | 1990 | AO SMITH | AHWH - ANSI/Fired Water Htr | HWSD - Hot Water Dom/Potable | 12/31/1999
Colonial Apts | 3022 1/2 N 97th St | Omaha | NE | 68134-5300 | Douglas | NE20390 | Exempt 1999 LB-66 |  | H8-313023 | 1980 | STATE INDUSTRIES | AHWH - ANSI/Fired Water Htr | HWSD - Hot Water Dom/Potable | 12/31/1999
Colonial Apts | 3022 1/2 N 97th St | Omaha | NE | 68134-5300 | Douglas | NE20392 | Exempt 1999 LB-66 |  | MK94-0378098930 | 1994 | A. O. Smith | AHWH - ANSI/Fired Water Htr | HWSD - Hot Water Dom/Potable | 12/31/1999
Colonial Apts | 3022 1/2 N 97th St | Omaha | NE | 68134-5300 | Douglas | NE20393 | Exempt 1999 LB-66 |  | MC95-0419684930 | 1995 | AO SMITH | AHWH - ANSI/Fired Water Htr | HWSD - Hot Water Dom/Potable | 12/31/1999
Colonial Apts | 3022 1/2 N 97th St | Omaha | NE | 68134-5300 | Douglas | NE20394 | Exempt 1999 LB-66 |  | ME95-0429865920 | 1995 | AO SMITH | AHWH - ANSI/Fired Water Htr | HWSD - Hot Water Dom/Potable | 12/31/1999
Colonial Apts | 3022 1/2 N 97th St | Omaha | NE | 68134-5300 | Douglas | NE20395 | Exempt 1999 LB-66 |  | C88248376 | 1988 | STATE INDUSTRIES | AHWH - ANSI/Fired Water Htr | HWSD - Hot Water Dom/Potable | 12/31/1999
Colonial Apts | 3022 1/2 N 97th St | Omaha | NE | 68134-5300 | Douglas | NE20396 | Exempt 1999 LB-66 |  | C88248371 | 1988 | AO SMITH | AHWH - ANSI/Fired Water Htr | HWSD - Hot Water Dom/Potable | 12/31/1999
Colonial Apts | 3022 1/2 N 97th St | Omaha | NE | 68134-5300 | Douglas | NE20397 | Exempt 1999 LB-66 |  | AM85-02507830 | 1985 | AO SMITH | AHWH - ANSI/Fired Water Htr | HWSD - Hot Water Dom/Potable | 12/31/1999
Colonial Apts | 3022 1/2 N 97th St | Omaha | NE | 68134-5300 | Douglas | NE20398 | Exempt 1999 LB-66 |  | ME88-0128391830 | 1988 | AO SMITH | AHWH - ANSI/Fired Water Htr | HWSD - Hot Water Dom/Potable | 12/31/1999
Colonial Apts | 3022 1/2 N 97th St | Omaha | NE | 68134-5300 | Douglas | NE20400 | Inactive | n/a | MB90-0059502880 | 1990 | AOSM | AHWH - ANSI/Fired Water Htr | HWSD - Hot Water Dom/Potable | 10/31/2024
Colonial Apts | 3022 1/2 N 97th St | Omaha | NE | 68134-5300 | Douglas | NE21901 | Active | n/a | MH890041647880 | 1989 | AOSM | AHWH - ANSI/Fired Water Htr | HWSD - Hot Water Dom/Potable | 2/28/2026
Colonial Apts | 3022 1/2 N 97th St | Omaha | NE | 68134-5300 | Douglas | NE21902 | Scrapped/Junked | n/a | MH88-0137783830 | 1988 | AOSM | AHWH - ANSI/Fired Water Htr | HWSD - Hot Water Dom/Potable | 10/31/2009
Colonial Apts | 3022 1/2 N 97th St | Omaha | NE | 68134-5300 | Douglas | NE22966 | Exempt 1999 LB-66 |  | 0997G00950 | 1997 | RUUD | AHWH - ANSI/Fired Water Htr | HWSD - Hot Water Dom/Potable | 12/31/1999
Colonial Apts | 3022 1/2 N 97th St | Omaha | NE | 68134-5300 | Douglas | NE24715 | Exempt 1999 LB-66 |  | 1S-1096G05187 | 1996 | RUUD | AHWH - ANSI/Fired Water Htr | HWSD - Hot Water Dom/Potable | 12/31/1999
West Lawn School | 3022 College St | Grand Island | NE | 68803-1749 | Hall | NE20010 | Scrapped/Junked | 116775 | 116775 | 1994 | Raypak | CPFT - Horiz Cpr Fin Boiler | HWSD - Hot Water Dom/Potable | 1/31/2025
West Lawn School | 3022 College St | Grand Island | NE | 68803-1749 | Hall | NE20011 | Scrapped/Junked | 116774 | 116774 | 1994 | Raypak | CPFT - Horiz Cpr Fin Boiler | HWSD - Hot Water Dom/Potable | 1/31/2025
West Lawn School | 3022 College St | Grand Island | NE | 68803-1749 | Hall | NE20012 | Scrapped/Junked | 82937 | 82937 | 1994 | PVI INDUSTRIES | CHWH - ASME/Fired Water Heater | HWSD - Hot Water Dom/Potable | 7/31/2008
West Lawn School | 3022 College St | Grand Island | NE | 68803-1749 | Hall | NE42901 | Active | 553261 | 2302553261 | 2023 | Raypak | CPFT - Horiz Cpr Fin Boiler | HWSD - Hot Water Dom/Potable | 10/31/2026
West Lawn School | 3022 College St | Grand Island | NE | 68803-1749 | Hall | NE42902 | Active | 553260 | 2302553260 | 2023 | Raypak | CPFT - Horiz Cpr Fin Boiler | HWSD - Hot Water Dom/Potable | 10/31/2026
vacant building | 3024 Harney St | Omaha | NE | 68131-3535 | Douglas | NE02279 | Out of Service | n/a | N-5293 | 1966 | Kewanee | FTFB - Firetube-Firebox Boiler | STHT - Steam-Heat | 6/30/2017
vacant building | 3024 Harney St | Omaha | NE | 68131-3535 | Douglas | NE02280 | Out of Service | n/a | D6624 | 1950 | Kewanee | FTFB - Firetube-Firebox Boiler | STHT - Steam-Heat | 6/30/2017
vacant building | 3024 Harney St | Omaha | NE | 68131-3535 | Douglas | NE02281 | Scrapped/Junked |  | 610 | 1952 | Cyclotherm |  |  | 8/31/2002
APARTMENT BUILDING | 3024 Pacific St | Omaha | NE | 68105-6975 | Douglas | NE35303 | Inactive |  | 63831 | 1950 | US RADIATOR |  | HWHT - Hot Water Heat | 6/30/1990
Islander Annex | 3025 College St | Grand Island | NE | 68803-1700 | Hall | NE05471 | Exempt 1999 LB-66 |  | 000000000026670 | 1989 | AO SMITH | AHWH - ANSI/Fired Water Htr | HWSD - Hot Water Dom/Potable | 8/31/1999
Islander Annex | 3025 College St | Grand Island | NE | 68803-1700 | Hall | NE17454 | Scrapped/Junked | 0 | KMSN-1112 | 1987 | HYDR | CI - Cast Iron | HWHT - Hot Water Heat | 1/31/2026
Islander Annex | 3025 College St | Grand Island | NE | 68803-1700 | Hall | NE40843 | Exempt 1999 LB-66 |  | 099466127 | 1998 | STATE INDUSTRIES | AHWH - ANSI/Fired Water Htr | HWSD - Hot Water Dom/Potable | 1/1/1900
Islander Annex | 3025 College St | Grand Island | NE | 68803-1700 | Hall | NE43876 | Active | 11897 | 25-HE119052725 | 2025 | Riello | WTSS - Watertube SS Steel | HWHT - Hot Water Heat | 1/31/2027
Islander Annex | 3025 College St | Grand Island | NE | 68803-1700 | Hall | NE43877 | Active | 11867 | 25-HE118752725 | 2025 | Riello | WTSS - Watertube SS Steel | HWHT - Hot Water Heat | 1/31/2027
Islander Annex | 3025 College St | Grand Island | NE | 68803-1700 | Hall | NE43878 | Active | 11860 | 25-HE118682725 | 2025 | Riello | WTSS - Watertube SS Steel | HWHT - Hot Water Heat | 1/31/2027
Islander Annex | 3025 College St | Grand Island | NE | 68803-1700 | Hall | NE43879 | Active | 11863 | 25-HE118712725 | 2025 | Riello | WTSS - Watertube SS Steel | HWHT - Hot Water Heat | 1/31/2027
Islander Annex | 3025 College St | Grand Island | NE | 68803-1700 | Hall | NE43880 | Active | 11859 | 25-HE118672725 | 2025 | Riello | WTSS - Watertube SS Steel | HWHT - Hot Water Heat | 1/31/2027
Islander Annex | 3025 College St | Grand Island | NE | 68803-1700 | Hall | NE43881 | Active | 11869 | 25-HE118772725 | 2025 | Riello | WTSS - Watertube SS Steel | HWHT - Hot Water Heat | 1/31/2027
SOUTHGATE APARTMENTS | 3025 Kansas Dr | Bellevue | NE | 68005-4151 | SARPY | NE04446 | Exempt 1999 LB-66 |  | 02258-830 | 1986 | AO SMITH | AHWH - ANSI/Fired Water Htr | HWSD - Hot Water Dom/Potable | 5/31/1994
SOUTHGATE APARTMENTS | 3025 Kansas Dr | Bellevue | NE | 68005-4151 | SARPY | NE04447 | Exempt 1999 LB-66 |  | 23835 | 1974 | AO SMITH | AHWH - ANSI/Fired Water Htr | HWSD - Hot Water Dom/Potable | 5/31/1994
SOUTHGATE APARTMENTS | 3025 Kansas Dr | Bellevue | NE | 68005-4151 | SARPY | NE04449 | Exempt 1999 LB-66 |  | 6J00586 | 1971 | AO SMITH | AHWH - ANSI/Fired Water Htr | HWSD - Hot Water Dom/Potable | 5/31/1994
360 Skyview Apartments | 3025 Meredith Ave | Omaha | NE | 68111-2391 | Douglas | NE03442 | Active | N/A | L3084 | 1960 | Kewanee | FTFB - Firetube-Firebox Boiler | HWHT - Hot Water Heat | 11/30/2017
360 Skyview Apartments | 3025 Meredith Ave | Omaha | NE | 68111-2391 | Douglas | NE21869 | Exempt 1999 LB-66 |  | D847-11913 | 1984 | STATE INDUSTRIES | AHWH - ANSI/Fired Water Htr | HWSD - Hot Water Dom/Potable | 6/30/2000
NO FRILLS SUPERMARKET | 3026 S 24th St | Omaha | NE | 68108-1878 | Douglas | NE05121 | Exempt 1999 LB-66 |  | 0A93708274 | 1993 | STATE INDUSTRIES | AHWH - ANSI/Fired Water Htr | HWSD - Hot Water Dom/Potable | 2/29/2000
NO FRILLS SUPERMARKET | 3026 S 24th St | Omaha | NE | 68108-1878 | Douglas | NE15435 | Scrapped/Junked | 35779 | 0283401087 | 1983 | RHEEM MANUFACTURING CO | CHWH - ASME/Fired Water Heater | HWSD - Hot Water Dom/Potable | 11/30/2004
Sleep Inn & Suites | 303 23rd St | Columbus | NE | 68601-2761 | Platte | NE06295 | Exempt |  | G05PF0490 | 2005 | WATERPIK TECH/TELE LAARS | CPFT - Horiz Cpr Fin Boiler | IPHT - Indoor Pool Heater | 1/1/1900
Sleep Inn & Suites | 303 23rd St | Columbus | NE | 68601-2761 | Platte | NE09181 | Scrapped/Junked | 111575 | 111575 | 2007 | AOSM | CHWH - ASME/Fired Water Heater | HWSD - Hot Water Dom/Potable | 10/31/2022
Sleep Inn & Suites | 303 23rd St | Columbus | NE | 68601-2761 | Platte | NE27469 | Active | 210737 | 1546M001013 | 2015 | AOSM | CHWH - ASME/Fired Water Heater | HWSD - Hot Water Dom/Potable | 10/31/2026
Sleep Inn & Suites | 303 23rd St | Columbus | NE | 68601-2761 | Platte | NE30723 | Scrapped/Junked | 27919 | A9527919 | 1995 | AOSM | CHWH - ASME/Fired Water Heater | HWSD - Hot Water Dom/Potable | 10/31/2024
Sleep Inn & Suites | 303 23rd St | Columbus | NE | 68601-2761 | Platte | NE30724 | Scrapped/Junked | 27918 | A9527918 | 1995 | AOSM | CHWH - ASME/Fired Water Heater | HWSD - Hot Water Dom/Potable | 10/31/2024
Sleep Inn & Suites | 303 23rd St | Columbus | NE | 68601-2761 | Platte | NE30725 | Scrapped/Junked | 26345 | H19426345 | 1994 | AOSM | CHWH - ASME/Fired Water Heater | HWSD - Hot Water Dom/Potable | 10/31/2016
Sleep Inn & Suites | 303 23rd St | Columbus | NE | 68601-2761 | Platte | NE30933 | Scrapped/Junked | 143077 | LLG250NX | 1997 | TELEDYNE LAARS | CPFT - Horiz Cpr Fin Boiler | IPHT - Indoor Pool Heater | 4/30/2006
Sleep Inn & Suites | 303 23rd St | Columbus | NE | 68601-2761 | Platte | NE40068 | Scrapped/Junked | 77120 | 0198G00978 | 1997 | RHEEM MANUFACTURING CO | CHWH - ASME/Fired Water Heater | HWSD - Hot Water Dom/Potable | 4/30/2007
Sleep Inn & Suites | 303 23rd St | Columbus | NE | 68601-2761 | Platte | NE40069 | Scrapped/Junked | 77122 | 0198G00980 | 1997 | RHEEM MANUFACTURING CO | CHWH - ASME/Fired Water Heater | HWSD - Hot Water Dom/Potable | 4/30/2007
Sleep Inn & Suites | 303 23rd St | Columbus | NE | 68601-2761 | Platte | NE42021 | Active | 294948 | 294948 | 2022 | AOSM | CHWH - ASME/Fired Water Heater | HWSD - Hot Water Dom/Potable | 10/31/2026
Sleep Inn & Suites | 303 23rd St | Columbus | NE | 68601-2761 | Platte | NE42022 | Active | 297182 | 297182 | 2022 | AOSM | CHWH - ASME/Fired Water Heater | HWSD - Hot Water Dom/Potable | 10/31/2026
Sleep Inn & Suites | 303 23rd St | Columbus | NE | 68601-2761 | Platte | NE42723 | Active | 316496 | 316496 | 2024 | AO SMITH | CHWH - ASME/Fired Water Heater | HWSD - Hot Water Dom/Potable | 10/31/2026
Sleep Inn & Suites | 303 23rd St | Columbus | NE | 68601-2761 | Platte | NE42724 | Active | 316488 | 316488 | 2024 | AO SMITH | CHWH - ASME/Fired Water Heater | HWSD - Hot Water Dom/Potable | 10/31/2026
Pleasanton Public School | 303 Church St | Pleasanton | NE | 68866 | Buffalo | NE22303 | Exempt 1999 LB-66 |  | MM94-0391633 | 1994 | AO SMITH | AHWH - ANSI/Fired Water Htr | HWSD - Hot Water Dom/Potable | 7/31/2000
Pleasanton Public School | 303 Church St | Pleasanton | NE | 68866 | Buffalo | NE32594 | Scrapped/Junked | NA | 1775 | 1930 | Kewannee | FT - Firetube Boiler | STHT - Steam-Heat | 10/31/2014
Pleasanton Public School | 303 Church St | Pleasanton | NE | 68866 | Buffalo | NE32595 | Scrapped/Junked | NA | RM535F | 1959 | Fitzgibbons | FT - Firetube Boiler | HWHT - Hot Water Heat | 10/31/2014
Pleasanton Public School | 303 Church St | Pleasanton | NE | 68866 | Buffalo | NE37053 | Scrapped/Junked | NA | 830/832120 | 1986 | A. O. Smith | AHWH - ANSI/Fired Water Htr | HWSD - Hot Water Dom/Potable | 10/31/2014
Medicine Valley High School | 303 Crook Ave | Curtis | NE | 69025-9500 | Frontier | NE22435 | Active | N/A | 0293D07133 | 1990 | Ruud-Rheem | CHWH - ASME/Fired Water Heater | HWSD - Hot Water Dom/Potable | 7/31/2026
Medicine Valley High School | 303 Crook Ave | Curtis | NE | 69025-9500 | Frontier | NE22436 | Scrapped/Junked | 1946 | N/A | 1990 | Day & Night | CHWH - ASME/Fired Water Heater | HWSD - Hot Water Dom/Potable | 7/31/2024
St Ann's Catholic Church | 303 E 6th St | Lexington | NE | 68850-2114 | Dawson | NE16805 | Scrapped/Junked | n/a | 61-24619 | 1990 | Peerless | CI - Cast Iron | HWHT - Hot Water Heat | 1/31/2025
St Ann's Catholic Church | 303 E 6th St | Lexington | NE | 68850-2114 | Dawson | NE16857 | Scrapped/Junked | n/a | 61-24617 | 1986 | Peerless | CI - Cast Iron | STHT - Steam-Heat | 1/31/2017
St Ann's Catholic Church | 303 E 6th St | Lexington | NE | 68850-2114 | Dawson | NE16858 | Scrapped/Junked | n/a | 61-24620 | 1986 | Peerless | CI - Cast Iron | STHT - Steam-Heat | 1/31/2017
St Ann's Catholic Church | 303 E 6th St | Lexington | NE | 68850-2114 | Dawson | NE37564 | Inactive | n/a | 6124618 | 1986 | Peerless | CI - Cast Iron | STHT - Steam-Heat | 1/31/2017
Sunrise Motel | 303 Fort Crook Rd S | Bellevue | NE | 68005-2130 | Sarpy | NE40801 | Active | n/a | MA90-0057444880 | 1990 | AOSM | AHWH - ANSI/Fired Water Htr | HWSD - Hot Water Dom/Potable | 12/31/2026
Doane College Building | 303 N 52nd St | Lincoln | NE | 68504-3507 | Lancaster | NE16368 | Scrapped/Junked |  | 7745 | 1977 | RAYT | CPFT - Horiz Cpr Fin Boiler | HWHT - Hot Water Heat | 6/30/2008
Doane Building | 303 N 52nd St | Lincoln | NE | 68510 | Lancaster | NE13415 | Scrapped/Junked | 78573 | J1405013 | 2008 | Giannoni France | SSCO - SS Coil Boiler | HWHT - Hot Water Heat | 2/28/2020
Doane Building | 303 N 52nd St | Lincoln | NE | 68510 | Lancaster | NE13416 | Scrapped/Junked | 78572 | J14050107 | 2008 | Giannoni France | SSCO - SS Coil Boiler | HWHT - Hot Water Heat | 2/28/2020
Doane Building | 303 N 52nd St | Lincoln | NE | 68510 | Lancaster | NE28341 | Out of Service | 6694 | 19HE052750719 | 2019 | Riello | WT - Water Tube Boiler | HWHT - Hot Water Heat | 10/31/2023
Doane Building | 303 N 52nd St | Lincoln | NE | 68510 | Lancaster | NE28342 | Scrapped/Junked | 8282 | 19HE06862019 | 2019 | Riello | WT - Water Tube Boiler | HWHT - Hot Water Heat | 10/31/2023
Doane Building | 303 N 52nd St | Lincoln | NE | 68510 | Lancaster | NE42984 | Active | 3635 | 23-HE036431823 | 2023 | Riello | WT - Water Tube Boiler | HWHT - Hot Water Heat | 11/30/2026
Doane Building | 303 N 52nd St | Lincoln | NE | 68510 | Lancaster | NE42985 | Active | 3096 | 23-HE031041023 | 2023 | Riello | WT - Water Tube Boiler | HWHT - Hot Water Heat | 11/30/2026
SACRED HEART PARISH | 303 N Clare St | Greeley | NE | 68842-4309 | GREELEY | NE17458 | Scrapped/Junked |  |  | 1993 | PEERLESS HEATER COMPANY |  | STHT - Steam-Heat | 6/30/1998
SACRED HEART PARISH | 303 N Clare St | Greeley | NE | 68842-4309 | GREELEY | NE19171 | Exempt 1999 LB-66 |  |  | 1987 | DAYTON | AHWH - ANSI/Fired Water Htr | HWSD - Hot Water Dom/Potable | 6/30/1999
RETAIL STORE | 303 Norris Ave | McCook | NE | 69001-3707 | RED WILLOW | NE35432 | Inactive |  | 63775 | 1925 | IDEAL |  | STHT - Steam-Heat | 3/31/1998
St John The Baptist | 303 Omaha St | Fordyce | NE |  | Cedar | NE32482 | Scrapped/Junked |  | BL876SW | 1978 | Weil-Mcclain | CI - Cast Iron | STHT - Steam-Heat | 11/30/2008
BIG SPRINGS FAMILY MARKET | 303 Pine St | Big Springs | NE | 69122-5001 | DEUEL | NE40283 | Exempt |  | FK8164247 | 1998 | JET GLAS | ELWH - Electric Water Heater | HWSD - Hot Water Dom/Potable | 1/31/2000
Island Dehy Company | 303 S Meridian Ave | Cozad | NE | 69130-9798 | Dawson | NE05124 | Active | 6098 | 6098 | 1972 | Superior Boiler Works | FTSM - FTS Marine Dry Back | PROC - Process Steam | 2/28/2026
Kuester Apartments | 303 S Pine St | Grand Island | NE | 68801-6078 | Hall | NE20683 | Out of Service | n/a | 211-12227-1096 | 1997 | Peerless | CI - Cast Iron | STHT - Steam-Heat | 11/30/2013
Pleasanton Public School | 303 W Church St | Pleasanton | NE | 68866 | Buffalo | NE18303 | Scrapped/Junked | 7881 | 94E-4133 | 1994 | Aldrich | FT - Firetube Boiler | GLYC - Glycol Bldg Heat Sys | 10/31/2023
Pleasanton Public School | 303 W Church St | Pleasanton | NE | 68866 | Buffalo | NE18304 | Scrapped/Junked | 7883 | 94E-4135 | 1994 | Aldrich | FT - Firetube Boiler | GLYC - Glycol Bldg Heat Sys | 10/31/2023
Pleasanton Public School | 303 W Church St | Pleasanton | NE | 68866 | Buffalo | NE18305 | Scrapped/Junked | 7884 | 94-E4136 | 1994 | Aldrich | FT - Firetube Boiler | HWHT - Hot Water Heat | 10/31/2023
Pleasanton Public School | 303 W Church St | Pleasanton | NE | 68866 | Buffalo | NE43692 | Active | 413118 | 24413118 | 2024 | Lochinvar | CPFT - Horiz Cpr Fin Boiler | HWHT - Hot Water Heat | 9/30/2026
Pleasanton Public School | 303 W Church St | Pleasanton | NE | 68866 | Buffalo | NE43693 | Active | 413119 | 24413119 | 2024 | Lochinvar | CPFT - Horiz Cpr Fin Boiler | HWHT - Hot Water Heat | 9/30/2026
Pleasanton Public School | 303 W Church St | Pleasanton | NE | 68866 | Buffalo | NE43694 | Active | 591187 | N1.23.20.00011 | 2023 | Lochinvar | WTSS - Watertube SS Steel | HWDP - Hotwater Heat & Dom Supply | 9/30/2026
Pleasanton Public School | 303 W Church St | Pleasanton | NE | 68866 | Buffalo | NE43695 | Active | 591189 | N1.23.20.00013 | 2023 | Lochinvar | WTSS - Watertube SS Steel | HWDP - Hotwater Heat & Dom Supply | 9/30/2026
Potter Public Schools | 303 Walnut St | Potter | NE | 69156 | Cheyenne | NE31727 | Active | 1203 | NA | 1953 | Kewanee | FT - Firetube Boiler | STHT - Steam-Heat | 7/31/2026
Potter Public Schools | 303 Walnut St | Potter | NE | 69156 | Cheyenne | NE31728 | Active | 1202 | NA | 1953 | Kewanee | FT - Firetube Boiler | STHT - Steam-Heat | 7/31/2026
MARINA INN | 303-423 E 4TH ST | SOUTH SIOUX CITY | NE | 68776-1750 | DAKOTA | NE16747 | Scrapped/Junked |  | 0016750 | 1987 | AO SMITH | AHWH - ANSI/Fired Water Htr | HWSD - Hot Water Dom/Potable | 6/30/2000
MARINA INN | 303-423 E 4TH ST | SOUTH SIOUX CITY | NE | 68776-1750 | DAKOTA | NE16748 | Scrapped/Junked |  |  | 1987 | AO SMITH | AHWH - ANSI/Fired Water Htr | HWSD - Hot Water Dom/Potable | 6/30/1999
MARINA INN | 303-423 E 4TH ST | SOUTH SIOUX CITY | NE | 68776-1750 | DAKOTA | NE17377 | Scrapped/Junked | 41166 |  | 1993 | STATE INDUSTRIES | CHWH - ASME/Fired Water Heater | HWSD - Hot Water Dom/Potable | 2/28/2003
MARINA INN | 303-423 E 4TH ST | SOUTH SIOUX CITY | NE | 68776-1750 | DAKOTA | NE22528 | Scrapped/Junked | 30721 |  | 1995 | AO SMITH | CHWH - ASME/Fired Water Heater | HWSD - Hot Water Dom/Potable | 6/30/2001
MARINA INN | 303-423 E 4TH ST | SOUTH SIOUX CITY | NE | 68776-1750 | DAKOTA | NE22530 | Scrapped/Junked | 37497 |  | 1997 | AO SMITH | FTVT - Firetube Vertical TB | HWSD - Hot Water Dom/Potable | 2/28/2002
MARINA INN | 303-423 E 4TH ST | SOUTH SIOUX CITY | NE | 68776-1750 | DAKOTA | NE23003 | Scrapped/Junked | 88222 |  | 1998 | WELBILT | FT - Firetube Boiler | 0021 - Steam Supp Cooker/Kettle | 2/28/2004
MARINA INN | 303-423 E 4TH ST | SOUTH SIOUX CITY | NE | 68776-1750 | DAKOTA | NE23004 | Scrapped/Junked | 84418 |  | 1998 | WELBILT | FT - Firetube Boiler | PROC - Process Steam | 6/30/2000
MARINA INN | 303-423 E 4TH ST | SOUTH SIOUX CITY | NE | 68776-1750 | DAKOTA | NE23067 | Scrapped/Junked |  | LA970613199 | 1997 | AO SMITH | AHWH - ANSI/Fired Water Htr | HWSD - Hot Water Dom/Potable | 2/28/2004
MARINA INN | 303-423 E 4TH ST | SOUTH SIOUX CITY | NE | 68776-1750 | DAKOTA | NE23068 | Scrapped/Junked | 51195 | LH990862496 | 1999 | AO SMITH | CHWH - ASME/Fired Water Heater | HWSD - Hot Water Dom/Potable | 2/28/2005
MARINA INN | 303-423 E 4TH ST | SOUTH SIOUX CITY | NE | 68776-1750 | DAKOTA | NE23069 | Scrapped/Junked |  | LD000927681 | 2000 | AO SMITH | CHWH - ASME/Fired Water Heater | HWSD - Hot Water Dom/Potable | 2/28/2005
MARINA INN | 303-423 E 4TH ST | SOUTH SIOUX CITY | NE | 68776-1750 | DAKOTA | NE23095 | Inactive | 66568 | 66568 | 2002 | AO SMITH | CHWH - ASME/Fired Water Heater | HWSD - Hot Water Dom/Potable | 2/28/2006
MARINA INN | 303-423 E 4TH ST | SOUTH SIOUX CITY | NE | 68776-1750 | DAKOTA | NE23097 | Scrapped/Junked | 77128 | LD032425036/77128 | 2003 | AO SMITH | CHWH - ASME/Fired Water Heater | HWSD - Hot Water Dom/Potable | 2/28/2007
Dillard's #343 | 3030 Oak View Dr | Omaha | NE | 68144-5624 | Douglas | NE22192 | Active | 65248 | 67138 | 2007 | Reimers | ELBL - Electric Boiler | PROC - Process Steam | 2/28/2026
Scheels | 3030 Pine Lake Rd | Lincoln | NE | 68516-6021 | Lancaster | NE27411 | Active | 313975 | 17313975 | 2017 | Lochinvar | FT - Firetube Boiler | GLYC - Glycol Bldg Heat Sys | 12/31/2026
Scheels | 3030 Pine Lake Rd | Lincoln | NE | 68516-6021 | Lancaster | NE27412 | Active | 313974 | 17313974 | 2017 | Lochinvar | FT - Firetube Boiler | GLYC - Glycol Bldg Heat Sys | 12/31/2026
Scheels | 3030 Pine Lake Rd | Lincoln | NE | 68516-6021 | Lancaster | NE27413 | Active | 313166 | 17313166 | 2017 | Lochinvar | FT - Firetube Boiler | GLYC - Glycol Bldg Heat Sys | 12/31/2026
Willa Cather Elementary School | 3030 S 139th St | Omaha | NE | 68144-3341 | Douglas | NE19775 | Exempt 1999 LB-66 |  | 000000000002261 | 1987 | AO SMITH | AHWH - ANSI/Fired Water Htr | HWSD - Hot Water Dom/Potable | 8/31/2000
Willa Cather Elementary School | 3030 S 139th St | Omaha | NE | 68144-3341 | Douglas | NE19776 | Exempt 1999 LB-66 |  | 000000000027520 | 1979 | AO SMITH | AHWH - ANSI/Fired Water Htr | HWSD - Hot Water Dom/Potable | 8/31/2000
Willa Cather Elementary School | 3030 S 139th St | Omaha | NE | 68144-3341 | Douglas | NE32159 | Scrapped/Junked |  | W2472 | 1966 | MARKET FORGE INDUSTRIES | FT - Firetube Boiler | 0021 - Steam Supp Cooker/Kettle | 8/31/2006
Westgate Assisted Living | 3030 S 80th St | Omaha | NE | 68124-3232 | Douglas | NE16472 | Scrapped/Junked | 10031 | 872G9010-031 | 1990 | AOSM | COBL - Coil Type Boiler | HWSD - Hot Water Dom/Potable | 11/30/2015
Westgate Assisted Living | 3030 S 80th St | Omaha | NE | 68124-3232 | Douglas | NE16473 | Scrapped/Junked | 10832 | 872J9010832 | 1990 | AOSM | COBL - Coil Type Boiler | HWSD - Hot Water Dom/Potable | 11/30/2015
Secondary Success Program | 3030 Spaulding St | Omaha | NE | 68111-2966 | Douglas | NE27720 | Active | 325046 | 18325046 | 2018 | Lochinvar | WT - Water Tube Boiler | HWHT - Hot Water Heat | 12/31/2025
Secondary Success Program | 3030 Spaulding St | Omaha | NE | 68111-2966 | Douglas | NE27721 | Active | 322785 | 18322785 | 2018 | Lochinvar | WT - Water Tube Boiler | HWHT - Hot Water Heat | 12/31/2025
Secondary Success Program | 3030 Spaulding St | Omaha | NE | 68111-2966 | Douglas | NE31158 | Scrapped/Junked | n/a | M7785 | 1964 | Kewanee | FTFB - Firetube-Firebox Boiler | STHT - Steam-Heat | 12/31/2017
Secondary Success Program | 3030 Spaulding St | Omaha | NE | 68111-2966 | Douglas | NE31159 | Scrapped/Junked | n/a | M-7786 | 1964 | Kewanee | FTFB - Firetube-Firebox Boiler | STHT - Steam-Heat | 12/31/2018
Burt Street Apartments | 3031 Burt St | Omaha | NE | 68131-2071 | Douglas | NE32931 | Active | NA | 4K124 | 1968 | Thermo-Pak | WT - Water Tube Boiler | HWHT - Hot Water Heat | 10/31/2023
Fashion Cleaners | 3031 Leavenworth St | Omaha | NE | 68105-2743 | Douglas | NE01723 | Inactive | 93432 | 93432 | 2003 | Fulton | FTNT - FT Vertical Tubeless | PROC - Process Steam | 3/31/2026
Fashion Cleaners | 3031 Leavenworth St | Omaha | NE | 68105-2743 | Douglas | NE02406 | Inactive | 977 | V86-150-71M | 2003 | Hurst | FTVT - Firetube Vertical TB | PROC - Process Steam | 3/31/2014
Fashion Cleaners | 3031 Leavenworth St | Omaha | NE | 68105-2743 | Douglas | NE08484 | Scrapped/Junked | 8339 | 407630150 | 2000 | HURST BOILER & WELDING CO | FT - Firetube Boiler | PROC - Process Steam | 8/31/2003
Fashion Cleaners | 3031 Leavenworth St | Omaha | NE | 68105-2743 | Douglas | NE14256 | Scrapped/Junked | 4138 |  | 1986 | INDUSTRIAL | FT - Firetube Boiler | PROC - Process Steam | 8/31/2004
Fashion Cleaners | 3031 Leavenworth St | Omaha | NE | 68105-2743 | Douglas | NE41720 | Active | 64722 | 64722 | 2021 | Parker Ind | WT - Water Tube Boiler | PROC - Process Steam | 5/31/2026
CULLIGAN WATER SOFTENER | 304 E 5th St | Cozad | NE | 69130-1803 | DAWSON | NE10011 | Inactive | 33308 |  | 1962 | LOOKOUT | FT - Firetube Boiler | PROC - Process Steam | 6/30/1993
CULLIGAN WATER SOFTENER | 304 E 5th St | Cozad | NE | 69130-1803 | DAWSON | NE16621 | Inactive |  | 0094 | 1983 | AO SMITH | AHWH - ANSI/Fired Water Htr | HWSD - Hot Water Dom/Potable | 6/30/1993
Potter-Dix Elementary School | 304 Horrum St | Dix | NE | 69133-8960 | Kimball | NE33211 | Out of Service | NA | L1913 | 1959 | Kewanee | FT - Firetube Boiler | STHT - Steam-Heat | 2/28/2016
POTTER DIX PUBLIC SCHOOL | 304 Horrum St | Dix | NE | 69133-8960 | KIMBALL | NE20247 | Inactive |  | 0784406801 | 1994 | RUUD | AHWH - ANSI/Fired Water Htr | HWSD - Hot Water Dom/Potable | 6/30/2000
POTTER DIX PUBLIC SCHOOL | 304 Horrum St | Dix | NE | 69133-8960 | KIMBALL | NE20248 | Exempt 1999 LB-66 |  | 000000000006799 | 1984 | RUUD | AHWH - ANSI/Fired Water Htr | HWSD - Hot Water Dom/Potable | 6/30/2000
POTTER DIX PUBLIC SCHOOL | 304 Horrum St | Dix | NE | 69133-8960 | KIMBALL | NE20249 | Exempt 1999 LB-66 |  | 000000000006800 | 1984 | RUUD | AHWH - ANSI/Fired Water Htr | HWSD - Hot Water Dom/Potable | 6/30/2000
Oshkosh Cleaners | 304 Main St | Oshkosh | NE | 69154-6112 | Garden | NE01384 | Scrapped/Junked | 27442 | 27447 | 1982 | Parker Ind | WT - Water Tube Boiler | PROC - Process Steam | 2/28/2014
Oshkosh Cleaners | 304 Main St | Oshkosh | NE | 69154-6112 | Garden | NE25180 | Active | 116647 | PV6MM | 2014 | Fulton | FTVT - Firetube Vertical TB | PROC - Process Steam | 2/28/2026
Thedford High School | 304 Maple St | Thedford | NE | 69166-6201 | Thomas | NE31654 | Scrapped/Junked | n/a | E5072 | 1951 | KEWA | FT - Firetube Boiler | HWSD - Hot Water Dom/Potable | 1/31/2011
Thedford High School | 304 Maple St | Thedford | NE | 69166-6201 | Thomas | NE31736 | Scrapped/Junked | N/A | M8621 | 1964 | Kewanee | FTFB - Firetube-Firebox Boiler | HWHT - Hot Water Heat | 1/31/2014
Thedford High School | 304 Maple St | Thedford | NE | 69166-6201 | Thomas | NE31737 | Scrapped/Junked | n/a | M8629 | 1964 | Kewanee | FTFB - Firetube-Firebox Boiler | HWHT - Hot Water Heat | 1/31/2014
Lincoln County Courthouse | 304 N Jeffers St | North Platte | NE | 69101-3961 | Lincoln | NE35422 | Scrapped/Junked | na | 6352 | 1967 | Kewanee | FTFB - Firetube-Firebox Boiler | HWHT - Hot Water Heat | 12/31/2014
Central Valley High School | 304 N Shannon St | Greeley | NE | 68842-4349 | Greeley | NE16811 | Scrapped/Junked | N/A | 211A-5191 | 1990 | Peerless | CI - Cast Iron | HWHT - Hot Water Heat | 1/31/2016
Central Valley High School | 304 N Shannon St | Greeley | NE | 68842-4349 | Greeley | NE24675 | Active | 83501 | PG60.13.0594 | 2012 | Lochinvar | FTVT - Firetube Vertical TB | HWHT - Hot Water Heat | 1/31/2026
Central Valley High School | 304 N Shannon St | Greeley | NE | 68842-4349 | Greeley | NE32807 | Active | n/a | 61-20142 | 1982 | Peerless | CI - Cast Iron | HWHT - Hot Water Heat | 1/31/2026
Central Valley High School | 304 N Shannon St | Greeley | NE | 68842-4349 | Greeley | NE33932 | Scrapped/Junked | n/a | 4BJ2 | 1969 | AMST | CI - Cast Iron | HWHT - Hot Water Heat | 1/31/2013
Central Valley High School | 304 N Shannon St | Greeley | NE | 68842-4349 | Greeley | NE35117 | Scrapped/Junked | unknown | AF82-0803 | 1979 | AOSM | AHWH - ANSI/Fired Water Htr | HWSD - Hot Water Dom/Potable | 1/31/2018
Garrisons For Men | 304 Norris Ave | McCook | NE | 69001-3706 | Red Willow | NE25803 | Active | N/A | 690153-201304 | 2013 | Peerless | CI - Cast Iron | STHT - Steam-Heat | 3/31/2026
NE Medical Center | 304 S 42nd St | Omaha | NE | 68131-3716 | Douglas | NE14733 | Out of Service | N/A | SN N1088 | 1965 | Kewanee | FTFB - Firetube-Firebox Boiler | HWHT - Hot Water Heat | 9/30/2016
ST ANDREWS PARISH | 304 S McNamara St | Bloomfield | NE | 68718-3002 | KNOX | NE23100 | Exempt |  | V00103989 | 1991 | SLANT FIN |  | HWHT - Hot Water Heat | 10/31/2007
KB's Food Shop | 304 S Washington St | Papillion | NE | 68046-2440 | Sarpy | NE08568 | Out of Service | 179888 | B00CF0143 | 2000 | Teledyne | CPFT - Horiz Cpr Fin Boiler | HWSP - Hot Water Non Potable Supply | 2/28/2017
KB's Food Shop | 304 S Washington St | Papillion | NE | 68046-2440 | Sarpy | NE13405 | Exempt | 113229 | 0707E0658 | 2007 | RHEEM MANUFACTURING CO | CHWH - ASME/Fired Water Heater | HWST - HW Storage Tank Unfired | 2/28/2011
KB's Food Shop | 304 S Washington St | Papillion | NE | 68046-2440 | Sarpy | NE25619 | Inactive | 130477 | 9604130477 | 1999 | RAYP | WT - Water Tube Boiler | HWHT - Hot Water Heat | 2/28/2009
Amur Equipment Finance | 304 W 3rd St | Grand Island | NE | 68801-5941 | Hall | NE13625 | Active | 70341 | I02038725 | 2008 | GIANNONI FRANCE SAS | WTSS - Watertube SS Steel | HWHT - Hot Water Heat | 1/31/2025
Amur Equipment Finance | 304 W 3rd St | Grand Island | NE | 68801-5941 | Hall | NE13626 | Active | 70337 | I02038726 | 2008 | GIANNONI FRANCE SAS | WTSS - Watertube SS Steel | HWHT - Hot Water Heat | 1/31/2027
Amur Equipment Finance | 304 W 3rd St | Grand Island | NE | 68801-5941 | Hall | NE13627 | Active | 64423 | 102038727 | 2008 | GIANNONI FRANCE SAS | WTSS - Watertube SS Steel | HWHT - Hot Water Heat | 1/31/2027
Amur Equipment Finance | 304 W 3rd St | Grand Island | NE | 68801-5941 | Hall | NE19189 | Scrapped/Junked |  | 0SN730AL7828060 | 1978 | AO SMITH | AHWH - ANSI/Fired Water Htr | HWSD - Hot Water Dom/Potable | 7/31/2000
Amur Equipment Finance | 304 W 3rd St | Grand Island | NE | 68801-5941 | Hall | NE19190 | Scrapped/Junked |  | 6-66 | 1966 | National U.S. Radiator | CI - Cast Iron | HWHT - Hot Water Heat | 10/31/2008
vacant bldg | 3040 S 143rd Plz | Omaha | NE | 68144-5615 | Douglas | NE08454 | Inactive | 70430 | D01424009 | 2000 | STAT | CHWH - ASME/Fired Water Heater | HWSD - Hot Water Dom/Potable | 1/31/2011
vacant bldg | 3040 S 143rd Plz | Omaha | NE | 68144-5615 | Douglas | NE08455 | Inactive | 70322 | D01424008 | 2000 | STAT | CHWH - ASME/Fired Water Heater | HWSD - Hot Water Dom/Potable | 1/31/2011
vacant bldg | 3040 S 143rd Plz | Omaha | NE | 68144-5615 | Douglas | NE21848 | Scrapped/Junked |  | LB920016005 | 1992 | AO SMITH | AHWH - ANSI/Fired Water Htr | HWSD - Hot Water Dom/Potable | 12/31/2000
vacant bldg | 3040 S 143rd Plz | Omaha | NE | 68144-5615 | Douglas | NE21850 | Scrapped/Junked |  | LH910014253 | 1991 | AO SMITH | AHWH - ANSI/Fired Water Htr | HWSD - Hot Water Dom/Potable | 12/31/2000
DAYS INN | 3042 Silverberg Dr | Sidney | NE | 69162-3033 | CHEYENNE | NE40291 | Exempt 1999 LB-66 |  | MD93-0268536-88 | 1993 | AO SMITH | AHWH - ANSI/Fired Water Htr | HWSD - Hot Water Dom/Potable | 2/29/2000
DAYS INN | 3042 Silverberg Dr | Sidney | NE | 69162-3033 | CHEYENNE | NE40292 | Exempt 1999 LB-66 |  | MH93-0284044-88 | 1993 | AO SMITH | AHWH - ANSI/Fired Water Htr | HWSD - Hot Water Dom/Potable | 2/29/2000
RATHBONE CAR WASH | 3044 S St | Lincoln | NE | 68503-3235 | LANCASTER | NE08381 | Scrapped/Junked |  | ME870094347-860 | 1987 | AO SMITH | AHWH - ANSI/Fired Water Htr | HWSD - Hot Water Dom/Potable | 4/30/2002
RATHBONE CAR WASH | 3044 S St | Lincoln | NE | 68503-3235 | LANCASTER | NE08382 | Inactive | 98690 | 8707690 | 1987 | TELEDYNE LAARS | WT - Water Tube Boiler | HWHT - Hot Water Heat | 4/30/2002
Summit Apartments | 305 E 16th St | Scottsbluff | NE | 69361-3103 | Scotts Bluff | NE33319 | Scrapped/Junked | 35560 | G67-8-2660 | 1967 | CLEA | WT - Water Tube Boiler | HWHT - Hot Water Heat | 10/31/2008
Trinity United Methodist Church | 305 E 4th St | Kimball | NE | 69145-1504 | Kimball | NE05999 | Active | n/a | 518268-200507 | 2006 | Peerless | CI - Cast Iron | HWHT - Hot Water Heat | 10/31/2026
Trinity United Methodist Church | 305 E 4th St | Kimball | NE | 69145-1504 | Kimball | NE06446 | Active | n/a | 454747-200310 | 2005 | Peerless | CI - Cast Iron | HWHT - Hot Water Heat | 10/31/2026
Trinity United Methodist Church | 305 E 4th St | Kimball | NE | 69145-1504 | Kimball | NE16977 | Scrapped/Junked |  | 1X | 1950 | KEWANEE | FTFB - Firetube-Firebox Boiler | HWHT - Hot Water Heat | 8/31/2005
Trinity United Methodist Church | 305 E 4th St | Kimball | NE | 69145-1504 | Kimball | NE16978 | Scrapped/Junked |  | 21315 | 1947 | US RADIATOR |  | HWHT - Hot Water Heat | 8/31/2006
Sandy Creek School | 305 E 9th St | Fairfield | NE | 68938-2121 | Clay | NE30213 | Active | n/a | 1BD-J3 | 1962 | AMST | CI - Cast Iron | HWHT - Hot Water Heat | 1/31/2026
FAIRFIELD ELEMENTARY | 305 E 9th St | Fairfield | NE | 68938-2121 | CLAY | NE04639 | Scrapped/Junked |  | 994 | 1975 | DAY & NIGHT | CHWH - ASME/Fired Water Heater | HWSD - Hot Water Dom/Potable | 6/30/2001
FAIRFIELD ELEMENTARY | 305 E 9th St | Fairfield | NE | 68938-2121 | CLAY | NE20407 | Exempt 1999 LB-66 |  | 000000778-02928 | 1978 | RHEEM MANUFACTURING CO | AHWH - ANSI/Fired Water Htr | HWSD - Hot Water Dom/Potable | 6/30/2000
Baymont Inn | 305 Fort Crook Rd N | Bellevue | NE | 68005-4648 | Sarpy | NE40802 | Scrapped/Junked | 52835 | F96727298 | 1995 | State Industries | CHWH - ASME/Fired Water Heater | HWSD - Hot Water Dom/Potable | 2/28/2021
Baymont Inn | 305 Fort Crook Rd N | Bellevue | NE | 68005-4648 | Sarpy | NE41028 | Active | 55258 | L96192 | 1996 | State Industries | CHWH - ASME/Fired Water Heater | HWSD - Hot Water Dom/Potable | 3/31/2023
Van Sickle Paint Mfg Co | 305 M St | Lincoln | NE | 68508-2421 | Lancaster | NE08775 | Active | n/a | 319968-200008 | 2000 | Peerless | CI - Cast Iron | STHT - Steam-Heat | 11/30/2024
Van Sickle Paint Mfg Co | 305 M St | Lincoln | NE | 68508-2421 | Lancaster | NE37765 | Scrapped/Junked |  | G8112 | 1986 | PEERLESS HEATER COMPANY |  | STHT - Steam-Heat | 1/31/2002
Tru Hotel | 305 N 50th St | Lincoln | NE | 68504-3514 | Lancaster | NE42725 | Active | 313281 | 313281 | 2023 | AO SMITH | CHWH - ASME/Fired Water Heater | HWHT - Hot Water Heat | 7/31/2026
Tru Hotel | 305 N 50th St | Lincoln | NE | 68504-3514 | Lancaster | NE42726 | Active | 313571 | 313571 | 2023 | AO SMITH | CHWH - ASME/Fired Water Heater | HWHT - Hot Water Heat | 7/31/2026
Tru Hotel | 305 N 50th St | Lincoln | NE | 68504-3514 | Lancaster | NE42727 | Active | 313568 | 313568 | 2023 | AO SMITH | CHWH - ASME/Fired Water Heater | HWHT - Hot Water Heat | 7/31/2026
Apartment Building | 305 N 7th St | Beatrice | NE | 68310-2912 | Gage | NE29182 | Active | NA | 776190-201908 | 2020 | Peerless | CI - Cast Iron | STHT - Steam-Heat | 12/31/2024
Apartment Building | 305 N 7th St | Beatrice | NE | 68310-2912 | Gage | NE30208 | Scrapped/Junked | N/A | 61-52446-0989 | 1989 | Peerless | CI - Cast Iron | STHT - Steam-Heat | 12/31/2020
Paxton Municipal Pool | 305 N Ash St | Paxton | NE | 69155-1139 | Keith | NE09870 | Scrapped/Junked | 123360 | C02D03109 | 2002 | TELE | CPFT - Horiz Cpr Fin Boiler | OPHT - Outdoor Pool Heater | 6/30/2017
Paxton Municipal Pool | 305 N Ash St | Paxton | NE | 69155-1139 | Keith | NE26896 | Active | 405454 | 1508405454 | 2015 | Raypak | WT - Water Tube Boiler | OPHT - Outdoor Pool Heater | 6/30/2026
Paxton Municipal Pool | 305 N Ash St | Paxton | NE | 69155-1139 | Keith | NE26897 | Active | 406344 | 1508406344 | 2015 | Raypak | WHTB - Waste Heat Boiler | OPHT - Outdoor Pool Heater | 6/30/2026
Paxton Municipal Pool | 305 N Ash St | Paxton | NE | 69155-1139 | Keith | NE26898 | Active | 431516 | 1610431516 | 2015 | Raypak | WHTB - Waste Heat Boiler | OPHT - Outdoor Pool Heater | 6/30/2026
US Bank - Hastings | 305 N Hastings Ave | Hastings | NE | 68901-5105 | Adams | NE09439 | Scrapped/Junked | N/A | 0 | 1971 | Kewanee | FTFB - Firetube-Firebox Boiler | HWHT - Hot Water Heat | 9/30/2024
US Bank - Hastings | 305 N Hastings Ave | Hastings | NE | 68901-5105 | Adams | NE43690 | Active | 42977251 | 65925218 | 2023 | Thermal Solutions | CPFH - Copper Fin Water Heater | HWHT - Hot Water Heat | 9/30/2025
Atkinson Jr High School | 305 N Holt St | Atkinson | NE | 68713-4525 | Holt | NE21594 | Exempt 1999 LB-66 |  | F6834295 | 1968 | VULCAN | AHWH - ANSI/Fired Water Htr | HWSD - Hot Water Dom/Potable | 8/31/1998
Atkinson Jr High School | 305 N Holt St | Atkinson | NE | 68713-4525 | Holt | NE31603 | Scrapped/Junked |  | 12-402 | 1962 | CRAN | CI - Cast Iron | STHT - Steam-Heat | 8/31/2009
Custer County Chief | 305 S 10th Ave | Broken Bow | NE | 68822-2019 | Custer | NE34163 | Out of Service |  | S2908S-7K | 1960 | ARSS | CI - Cast Iron | STHT - Steam-Heat | 10/31/2008
RIVERSIDE MOTEL CARWASH | 305 S 13th St | Hebron | NE | 68370-1918 | THAYER | NE00271 | Scrapped/Junked | 23563 | 0481100925 | 1981 | RAYPAK INC, CALIFORNIA | CPFT - Horiz Cpr Fin Boiler | HWSP - Hot Water Non Potable Supply | 8/31/2003
Battle Creek Elementary School | 305 S 4th St | Battle Creek | NE | 68715-3011 | Madison | NE07393 | Scrapped/Junked | 49137 | RN0388402460 | 1987 | RHEEM MANUFACTURING CO | CHWH - ASME/Fired Water Heater | HWHT - Hot Water Heat | 3/31/2022
Battle Creek Elementary School | 305 S 4th St | Battle Creek | NE | 68715-3011 | Madison | NE21506 | Scrapped/Junked | 8288 | 95-E4956 | 1995 | ALES | FTVT - Firetube Vertical TB | HWHT - Hot Water Heat | 3/31/2020
Battle Creek Elementary School | 305 S 4th St | Battle Creek | NE | 68715-3011 | Madison | NE21507 | Scrapped/Junked | 8289 | 95E-4957 | 1995 | ALES | FTVT - Firetube Vertical TB | HWHT - Hot Water Heat | 3/31/2020
Battle Creek Elementary School | 305 S 4th St | Battle Creek | NE | 68715-3011 | Madison | NE21508 | Scrapped/Junked | 8290 | 95-E4958 | 1995 | ALES | FTVT - Firetube Vertical TB | HWHT - Hot Water Heat | 3/31/2020
Battle Creek Elementary School | 305 S 4th St | Battle Creek | NE | 68715-3011 | Madison | NE28809 | Active | 133681 | 148681 | 2019 | Bradford White | CHWH - ASME/Fired Water Heater | HWSD - Hot Water Dom/Potable | 3/31/2026
Battle Creek Elementary School | 305 S 4th St | Battle Creek | NE | 68715-3011 | Madison | NE32489 | Inactive | 37157 | 5655 | 1983 | KEWANEE | FTFB - Firetube-Firebox Boiler | STHT - Steam-Heat | 7/31/2005
CITY & COUNTY CLEANERS | 305 S Locust St | Grand Island | NE | 68801-6042 | HALL | NE01353 | Inactive | 32874 |  | 1977 | PM LATTNER MFR COMPANY | FT - Firetube Boiler | PROC - Process Steam | 11/30/1983
First Lutheran Church | 305 W 5th St | North Platte | NE | 69101-3830 | Lincoln | NE32771 | Scrapped/Junked | n/a | 1062 | 1962 | Kewanee | FTFB - Firetube-Firebox Boiler | HWHT - Hot Water Heat | 10/31/2023
First Lutheran Church | 305 W 5th St | North Platte | NE | 69101-3830 | Lincoln | NE32772 | Active | n/a | 21195261184 | 1985 | Peerless | CI - Cast Iron | HWHT - Hot Water Heat | 10/31/2026
First Lutheran Church | 305 W 5th St | North Platte | NE | 69101-3830 | Lincoln | NE43102 | Active | 335688 | 22.PGT550.432.00211 | 2022 | Lochinvar | FTVT - Firetube Vertical TB | HWHT - Hot Water Heat | 10/31/2026
First Lutheran Church | 305 W 5th St | North Platte | NE | 69101-3830 | Lincoln | NE43103 | Active | 335690 | 22.PGT550.432.00213 | 2022 | Lochinvar | FTVT - Firetube Vertical TB | HWHT - Hot Water Heat | 10/31/2026
Mainstay Motel | 3051 S Locust St | Grand Island | NE | 68801-8865 | Hall | NE25839 | Active | 140720 | A451414610 | 2014 | RHEEM | CPFH - Copper Fin Water Heater | HWSD - Hot Water Dom/Potable | 5/31/2026
Mainstay Motel | 3051 S Locust St | Grand Island | NE | 68801-8865 | Hall | NE25840 | Active | 140621 | A451414611 | 2014 | RHEEM | CPFH - Copper Fin Water Heater | HWSD - Hot Water Dom/Potable | 5/31/2026
Wilderness Hills Flats | 3055 Crescent Dr | Lincoln | NE | 68516-1068 | Lancaster | NE28000 | Active | 462637 | 1803462637 | 2018 | Raypak | CPPH - Ansi Cpr Fin Pool Heater | OPHT - Outdoor Pool Heater | 5/31/2026
Apartment Building | 3058 Poppleton Ave | Omaha | NE | 68105-2131 | Douglas | NE04947 | Scrapped/Junked | N/A | 3X | 1950 | Kewanee | FTFB - Firetube-Firebox Boiler | HWHT - Hot Water Heat | 3/31/2013
Apartment Building | 3058 Poppleton Ave | Omaha | NE | 68105-2131 | Douglas | NE43583 | Active | N/A | 5087225-201110 | 2013 | Peerless | CI - Cast Iron | HWHT - Hot Water Heat | 8/31/2025
Wakefield Health Care Ctr | 306 Ash St | Wakefield | NE | 68784-5023 | Dixon | NE02173 | Scrapped/Junked |  | 8902 | 1991 | AO SMITH | CHWH - ASME/Fired Water Heater | HWSD - Hot Water Dom/Potable | 7/31/2003
Wakefield Health Care Ctr | 306 Ash St | Wakefield | NE | 68784-5023 | Dixon | NE05494 | Scrapped/Junked | 30996 |  | 1995 | AO SMITH | CHWH - ASME/Fired Water Heater | HWSD - Hot Water Dom/Potable | 7/31/2006
Wakefield Health Care Ctr | 306 Ash St | Wakefield | NE | 68784-5023 | Dixon | NE05712 | Exempt 1999 LB-66 |  | 0598245 | 1996 | AO SMITH | AHWH - ANSI/Fired Water Htr | HWSD - Hot Water Dom/Potable | 7/31/2000
Wakefield Health Care Ctr | 306 Ash St | Wakefield | NE | 68784-5023 | Dixon | NE06294 | Scrapped/Junked | 82064 | 82064/ML030003660 | 2003 | AOSM | CHWH - ASME/Fired Water Heater | HWSD - Hot Water Dom/Potable | 7/31/2012
Wakefield Health Care Ctr | 306 Ash St | Wakefield | NE | 68784-5023 | Dixon | NE07850 | Active | 10707 | 99E-8405 | 1999 | ALES | FTVT - Firetube Vertical TB | HWHT - Hot Water Heat | 4/30/2026
Wakefield Health Care Ctr | 306 Ash St | Wakefield | NE | 68784-5023 | Dixon | NE07851 | Active | 10706 | 99E-8404 | 1999 | ALES | FTVT - Firetube Vertical TB | HWHT - Hot Water Heat | 4/30/2026
Wakefield Health Care Ctr | 306 Ash St | Wakefield | NE | 68784-5023 | Dixon | NE22272 | Scrapped/Junked | 128262 | 128262 | 2011 | RHEEM | CHWH - ASME/Fired Water Heater | HWSD - Hot Water Dom/Potable | 7/31/2020
Wakefield Health Care Ctr | 306 Ash St | Wakefield | NE | 68784-5023 | Dixon | NE31929 | Inactive |  |  | 1956 | Kewannee | FT - Firetube Boiler | HWHT - Hot Water Heat | 8/31/1991
Wakefield Health Care Ctr | 306 Ash St | Wakefield | NE | 68784-5023 | Dixon | NE31930 | Inactive |  |  | 1956 | KEWANEE | FT - Firetube Boiler | HWHT - Hot Water Heat | 8/31/1991
Wakefield Health Care Ctr | 306 Ash St | Wakefield | NE | 68784-5023 | Dixon | NE31932 | Scrapped/Junked |  |  | 1975 | IRON FIREMAN | FT - Firetube Boiler | HWHT - Hot Water Heat | 7/31/2000
Wakefield Health Care Ctr | 306 Ash St | Wakefield | NE | 68784-5023 | Dixon | NE31935 | Scrapped/Junked |  |  | 1975 | BURNHAM COMM/INDUST |  | HWHT - Hot Water Heat | 7/31/2000
MCILNAY COMPANY INC | 306 G St | Central City | NE | 68826-1732 | MERRICK | NE07163 | Inactive |  | 11-11057 | 1976 | NYB CO INC. | FT - Firetube Boiler | STHT - Steam-Heat | 6/30/1997
MCILNAY COMPANY INC | 306 G St | Central City | NE | 68826-1732 | MERRICK | NE07164 | Inactive |  | 1-77-B | 1977 | UTICA |  | HWHT - Hot Water Heat | 6/30/2001
Dalton City Hall | 306 Main St | Dalton | NE | 69131-7709 | Cheyenne | NE08610 | Out of Service | NA | 1S64B | 1950 | Ideal American | CI - Cast Iron | STHT - Steam-Heat | 3/31/2015
Wayne Auditorium | 306 N Pearl St | Wayne | NE | 68787-1959 | Wayne | NE16688 | Scrapped/Junked |  | A-706-50 | 1935 | American Standard | CI - Cast Iron | STHT - Steam-Heat | 4/30/2003
Community First Bank | 306 Pine St | Big Springs | NE | 69122-5001 | Deuel | NE16401 | Active | n/a | 691175 | 1982 | Weil-Mcclain | CI - Cast Iron | HWHT - Hot Water Heat | 3/31/2026
Hayward Elementary | 306 S 14th St | Nebraska City | NE | 68410-2770 | Otoe | NE15779 | Scrapped/Junked | 211711 | A0921171 | 2009 | Laars | FT - Firetube Boiler | HWHT - Hot Water Heat | 6/30/2022
Hayward Elementary | 306 S 14th St | Nebraska City | NE | 68410-2770 | Otoe | NE19760 | Exempt 1999 LB-66 |  | 457 | 1977 | RHEEM MANUFACTURING CO | AHWH - ANSI/Fired Water Htr | HWSD - Hot Water Dom/Potable | 6/30/2000
Hayward Elementary | 306 S 14th St | Nebraska City | NE | 68410-2770 | Otoe | NE19761 | Exempt 1999 LB-66 |  | 440 | 1977 | RHEEM MANUFACTURING CO | AHWH - ANSI/Fired Water Htr | HWSD - Hot Water Dom/Potable | 6/30/2000
Hayward Elementary | 306 S 14th St | Nebraska City | NE | 68410-2770 | Otoe | NE19762 | Exempt 1999 LB-66 |  | 447 | 1977 | RHEEM MANUFACTURING CO | AHWH - ANSI/Fired Water Htr | HWSD - Hot Water Dom/Potable | 6/30/2000
Hayward Elementary | 306 S 14th St | Nebraska City | NE | 68410-2770 | Otoe | NE33939 | Scrapped/Junked | 29574 | 432461 | 1977 | KEWA | FTFB - Firetube-Firebox Boiler | HWHT - Hot Water Heat | 6/30/2009
Hayward Elementary | 306 S 14th St | Nebraska City | NE | 68410-2770 | Otoe | NE33940 | Scrapped/Junked | 29590 | 432461 | 1977 | Kewanee | FTFB - Firetube-Firebox Boiler | HWHT - Hot Water Heat | 6/30/2022
Hayward Elementary | 306 S 14th St | Nebraska City | NE | 68410-2770 | Otoe | NE42015 | Active | 17689 | 21-HE162181621 | 2021 | Riello | WT - Water Tube Boiler | HWHT - Hot Water Heat | 8/31/2025
Hayward Elementary | 306 S 14th St | Nebraska City | NE | 68410-2770 | Otoe | NE42016 | Active | 17688 | 21-HE162171621 | 2021 | Riello | WT - Water Tube Boiler | HWHT - Hot Water Heat | 8/31/2025
Hayward Elementary | 306 S 14th St | Nebraska City | NE | 68410-2770 | Otoe | NE42017 | Active | 17683 | 21-HE162121621 | 2021 | Riello | WT - Water Tube Boiler | HWHT - Hot Water Heat | 8/31/2025
Hayward Elementary | 306 S 14th St | Nebraska City | NE | 68410-2770 | Otoe | NE42018 | Active | 17677 | 21-HE162061621 | 2021 | Riello | WT - Water Tube Boiler | HWHT - Hot Water Heat | 8/31/2025
Hayward Elementary | 306 S 14th St | Nebraska City | NE | 68410-2770 | Otoe | NE42019 | Active | 17686 | 21-HE162151621 | 2021 | Riello | WT - Water Tube Boiler | HWHT - Hot Water Heat | 8/31/2025
Hayward Elementary | 306 S 14th St | Nebraska City | NE | 68410-2770 | Otoe | NE42020 | Active | 17684 | 21-HE162131621 | 2021 | Riello | WT - Water Tube Boiler | HWHT - Hot Water Heat | 8/31/2025
Weeping Water Christian | 306 W H St | Weeping Water | NE | 68463-4022 | Cass | NE09524 | Active | N/A | 60-29224 | 1960 | Peerless | CI - Cast Iron | HWHT - Hot Water Heat | 2/28/2026
Platte River Museum | 3060 E 1st St | Kearney | NE | 68847-0462 | Buffalo | NE24353 | Active | 55191 | 55191 | 1999 | Ajax | WT - Water Tube Boiler | GLYC - Glycol Bldg Heat Sys | 9/30/2026
Platte River Museum | 3060 E 1st St | Kearney | NE | 68847-0462 | Buffalo | NE24354 | Active | 55192 | 55192 | 1999 | Ajax | WT - Water Tube Boiler | GLYC - Glycol Bldg Heat Sys | 9/30/2026
Apartment Building | 3062 Poppleton Ave | Omaha | NE | 68105-2132 | Douglas | NE04948 | Scrapped/Junked | N/A | 3X | 1950 | Kewanee | FT - Firetube Boiler | HWHT - Hot Water Heat | 3/31/2011
Apartment Building | 3062 Poppleton Ave | Omaha | NE | 68105-2132 | Douglas | NE22179 | Active | n/a | 50044-64-200406 | 2006 | Peerless | CI - Cast Iron | HWHT - Hot Water Heat | 2/28/2026
Sandy Creek K-12 | 30671 Hwy 14 | Fairfield | NE | 68938-2757 | Clay | NE19184 | Exempt 1999 LB-66 |  | 0000SNE95377474 | 1995 | STATE INDUSTRIES | AHWH - ANSI/Fired Water Htr | HWSD - Hot Water Dom/Potable | 6/30/2000
Sandy Creek K-12 | 30671 Hwy 14 | Fairfield | NE | 68938-2757 | Clay | NE19185 | Exempt 1999 LB-66 |  | 0000SNE95377475 | 1995 | STATE INDUSTRIES | AHWH - ANSI/Fired Water Htr | HWSD - Hot Water Dom/Potable | 6/30/2000
Sandy Creek K-12 | 30671 Hwy 14 | Fairfield | NE | 68938-2757 | Clay | NE19186 | Scrapped/Junked | 120737 | 9412120737 | 1994 | Raypak | CPFT - Horiz Cpr Fin Boiler | HWHT - Hot Water Heat | 1/31/2026
Sandy Creek K-12 | 30671 Hwy 14 | Fairfield | NE | 68938-2757 | Clay | NE19187 | Scrapped/Junked | 120736 | 9412120736 | 1994 | Raypak | WT - Water Tube Boiler | HWHT - Hot Water Heat | 1/31/2026
Sandy Creek K-12 | 30671 Hwy 14 | Fairfield | NE | 68938-2757 | Clay | NE20457 | Exempt 1999 LB-66 |  | 0596G02271 | 1996 | RHEEM MANUFACTURING CO | AHWH - ANSI/Fired Water Htr | HWSD - Hot Water Dom/Potable | 6/30/2000
Sandy Creek K-12 | 30671 Hwy 14 | Fairfield | NE | 68938-2757 | Clay | NE20458 | Exempt 1999 LB-66 |  | 0596G01689 | 1996 | RHEEM MANUFACTURING CO | AHWH - ANSI/Fired Water Htr | HWSD - Hot Water Dom/Potable | 6/30/2000
Sandy Creek K-12 | 30671 Hwy 14 | Fairfield | NE | 68938-2757 | Clay | NE27814 | Active | 404584 | 1808 109280932 | 2017 | Lochinvar | WT - Water Tube Boiler | HWHT - Hot Water Heat | 1/31/2026
Sandy Creek K-12 | 30671 Hwy 14 | Fairfield | NE | 68938-2757 | Clay | NE27815 | Active | 415169 | 1808 109280931 | 2017 | Lochinvar | WT - Water Tube Boiler | HWHT - Hot Water Heat | 1/31/2026
Sandy Creek K-12 | 30671 Hwy 14 | Fairfield | NE | 68938-2757 | Clay | NE34534 | Inactive | 1372 |  | 1967 | SELLERS | FT - Firetube Boiler | HWSD - Hot Water Dom/Potable | 6/30/1996
Northern Natural Gas | 30694 US Highway 77 | Beatrice | NE | 68310-7709 | Gage | NE05869 | Scrapped/Junked | 15047 | 588 | 1950 | Kewanee | FTLO - Firetube Locomotive Type | PROC - Process Steam | 6/30/2018
Northern Natural Gas | 30694 US Highway 77 | Beatrice | NE | 68310-7709 | Gage | NE11151 | Scrapped/Junked | 14979 | 584 | 1950 | Kewanee | FTLO - Firetube Locomotive Type | PROC - Process Steam | 6/30/2018
Northern Natural Gas | 30694 US Highway 77 | Beatrice | NE | 68310-7709 | Gage | NE28181 | Active | 10668 | 10668 | 2018 | Williams & Davis | FTHT - Firetube Horizontal | STHT - Steam-Heat | 7/31/2025
Northern Natural Gas | 30694 US Highway 77 | Beatrice | NE | 68310-7709 | Gage | NE28182 | Active | 10667 | 10667 | 2018 | Williams & Davis | FTHT - Firetube Horizontal | STHT - Steam-Heat | 7/31/2025
PARKVIEW LODGE ASSISTED LIVING | 307 CONRAD ST | RUSHVILLE | NE | 69360-6503 | SHERIDAN | NE16417 | Inactive |  | 7-2035 | 1968 | PEERLESS HEATER COMPANY |  | HWHT - Hot Water Heat | 5/31/2007
PARKVIEW LODGE ASSISTED LIVING | 307 CONRAD ST | RUSHVILLE | NE | 69360-6503 | SHERIDAN | NE20255 | Exempt 1999 LB-66 |  | 000000000002169 | 1990 | AO SMITH | AHWH - ANSI/Fired Water Htr | HWSD - Hot Water Dom/Potable | 8/31/2000
PARKVIEW LODGE ASSISTED LIVING | 307 CONRAD ST | RUSHVILLE | NE | 69360-6503 | SHERIDAN | NE23501 | Exempt 1999 LB-66 |  | 0677873 | 1997 | AO SMITH | AHWH - ANSI/Fired Water Htr | HWSD - Hot Water Dom/Potable | 8/31/2000
Rae Valley Threshers | 307 E Main St | Petersburg | NE | 68652-5601 | Boone | NE01371 | Inactive | N/A | 6545 | 1911 | Minneapolis | HOBB - Hobby/Antique Boiler | 0024 - Antique Steam Tractor | 8/31/2023
Fresh Start Car Wash | 307 Mississippi Ave | Alliance | NE | 69301-3859 | Box Butte | NE04713 | Inactive | 13315 | AJHW-B35.2174 | 1989 | WEBEN JARCO | COBL - Coil Type Boiler | HWHT - Hot Water Heat | 2/28/2017
Fresh Start Car Wash | 307 Mississippi Ave | Alliance | NE | 69301-3859 | Box Butte | NE25443 | Inactive | 13421 | AJH 973 | 1990 | WEBEN JARCO | COBL - Coil Type Boiler | HWSP - Hot Water Non Potable Supply | 2/28/2017
BOBBERS CAR WASH | 307 N 14th St | Dakota City | NE | 68731-5093 | DAKOTA | NE24321 | Inactive | 155897 |  | 1999 | RAYPAK INC, CALIFORNIA | WT - Water Tube Boiler | HWHT - Hot Water Heat | 1/31/2002
SEWARD CAR WASH | 307 S 6th St | Seward | NE | 68434-2403 | SEWARD | NE00283 | Scrapped/Junked | 60 |  | 1983 | WEBEN JARCO | COBL - Coil Type Boiler | HWHT - Hot Water Heat | 6/30/2001
Armbruster Motor Company | 307 W 17th St | Falls City | NE | 68355-2524 | Richardson | NE27255 | Active | 259402 | F13H10259402 | 2013 | Lochinvar | WTSS - Watertube SS Steel | HWHF - Hot Water Heat-Floor | 9/30/2026
City Of Ogallala Pool | 307 W 7th St | Ogallala | NE | 69153-2190 | Keith | NE12220 | Scrapped/Junked | 209012 | 308H00209012 | 2008 | Lochinvar | CPFT - Horiz Cpr Fin Boiler | OPHT - Outdoor Pool Heater | 6/30/2020
City Of Ogallala Pool | 307 W 7th St | Ogallala | NE | 69153-2190 | Keith | NE28397 | Active | 356120 | 20356120 | 2020 | Lochinvar | CPFT - Horiz Cpr Fin Boiler | OPHT - Outdoor Pool Heater | 6/30/2026
City Of Ogallala Pool | 307 W 7th St | Ogallala | NE | 69153-2190 | Keith | NE40602 | Scrapped/Junked | 23416 | K914451 | 1991 | LOCHINVAR | CPFT - Horiz Cpr Fin Boiler | OPHT - Outdoor Pool Heater | 6/30/2008
Big Johns Car Wash | 307 W Mission Ave | Bellevue | NE | 68005-5116 | Sarpy | NE00257 | Scrapped/Junked | 162708 | 9909162708 | 1999 | Raypak | CPFT - Horiz Cpr Fin Boiler | HWSP - Hot Water Non Potable Supply | 3/31/2020
Big Johns Car Wash | 307 W Mission Ave | Bellevue | NE | 68005-5116 | Sarpy | NE00258 | Scrapped/Junked | 162665 | 9909162665 | 1999 | Raypak | CPFT - Horiz Cpr Fin Boiler | HWHT - Hot Water Heat | 3/31/2021
Big Johns Car Wash | 307 W Mission Ave | Bellevue | NE | 68005-5116 | Sarpy | NE29197 | Active | 200755 | 20.PG80.95.1362 | 2020 | Lochinvar | FTVT - Firetube Vertical TB | GLFH - Glycol Floor Heat System | 2/28/2026
Big Johns Car Wash | 307 W Mission Ave | Bellevue | NE | 68005-5116 | Sarpy | NE41553 | Active | 119847 | 119847 | 2009 | RHEEM | CHWH - ASME/Fired Water Heater | HWSP - Hot Water Non Potable Supply | 2/28/2026
Norfolk Senior Citizen Center | 307 W Prospect Ave | Norfolk | NE | 68701-4137 | Madison | NE10181 | Scrapped/Junked | 16723 | 2006-170049 | 2006 | ny thermal | WTSS - Watertube SS Steel | HWHT - Hot Water Heat | 2/28/2017
Norfolk Senior Citizen Center | 307 W Prospect Ave | Norfolk | NE | 68701-4137 | Madison | NE10182 | Scrapped/Junked | 16724 | 2006-170050 | 2006 | NY Thermal | WTSS - Watertube SS Steel | HWHT - Hot Water Heat | 2/28/2017
Norfolk Senior Citizen Center | 307 W Prospect Ave | Norfolk | NE | 68701-4137 | Madison | NE26701 | Active | 221079 | 16PGT4001130353 | 2016 | Lochinvar | FTVT - Firetube Vertical TB | HWHT - Hot Water Heat | 12/31/2025
Norfolk Senior Citizen Center | 307 W Prospect Ave | Norfolk | NE | 68701-4137 | Madison | NE26702 | Active | 226895 | 16PGT4001130516 | 2016 | Lochinvar | FTVT - Firetube Vertical TB | HWHT - Hot Water Heat | 12/31/2025
Norfolk Senior Citizen Center | 307 W Prospect Ave | Norfolk | NE | 68701-4137 | Madison | NE30242 | Inactive | 13422 | 13422 | 1981 | BURN | FTFB - Firetube-Firebox Boiler | HWHT - Hot Water Heat | 2/28/2008
Parkview Lodge Assisted Living | 308 Conrad St | Rushville | NE |  | SHERIDAN | NE16416 | Out of Service |  | 3W-90 | 1948 | AMRA | CI - Cast Iron | HWHT - Hot Water Heat | 5/31/2010
Parkview Lodge Assisted Living | 308 Conrad St | Rushville | NE |  | SHERIDAN | NE16418 | Out of Service |  | N6 | 1965 | KEWA | FTFB - Firetube-Firebox Boiler | HWHT - Hot Water Heat | 5/31/2010
Paxton Schools | 308 Elm St | Paxton | NE | 69155-1538 | Keith | NE18046 | Scrapped/Junked | 19008 | 19008 | 1992 | AO SMITH | CHWH - ASME/Fired Water Heater | HWSD - Hot Water Dom/Potable | 7/31/2000
Paxton Schools | 308 Elm St | Paxton | NE | 69155-1538 | Keith | NE20295 | Scrapped/Junked | n/a | 1311 | 1996 | SLAN | CIMD - Cast Iron/Modular Ins | HWHT - Hot Water Heat | 7/31/2011
Paxton Schools | 308 Elm St | Paxton | NE | 69155-1538 | Keith | NE20590 | Out of Service | 121406 | G11 121406 | 2011 | Laars | WTSS - Watertube SS Steel | HWHT - Hot Water Heat | 9/30/2022
Paxton Schools | 308 Elm St | Paxton | NE | 69155-1538 | Keith | NE20591 | Active | 121397 | G11 121397 | 2011 | Laars | WTSS - Watertube SS Steel | HWHT - Hot Water Heat | 9/30/2026
Paxton Schools | 308 Elm St | Paxton | NE | 69155-1538 | Keith | NE20592 | Active | 181111 | G11 181111 | 2011 | Laars | WTSS - Watertube SS Steel | HWHT - Hot Water Heat | 9/30/2026
Paxton Schools | 308 Elm St | Paxton | NE | 69155-1538 | Keith | NE20593 | Active | 181102 | G11 81102 | 2011 | Laars | WTSS - Watertube SS Steel | HWHT - Hot Water Heat | 9/30/2026
Paxton Schools | 308 Elm St | Paxton | NE | 69155-1538 | Keith | NE23590 | Scrapped/Junked | 54863 | LD000927711 | 2000 | AOSM | CHWH - ASME/Fired Water Heater | HWSD - Hot Water Dom/Potable | 7/31/2011
Paxton Schools | 308 Elm St | Paxton | NE | 69155-1538 | Keith | NE43857 | Active | 539336 | G21539336 | 2021 | Laars | WTSS - Watertube SS Steel | HWHT - Hot Water Heat | 9/30/2025
Downtown Center | 308 N Locust St | Grand Island | NE | 68801-5969 | Hall | NE16524 | Out of Service | n/a | 1889M425 | 1966 | Kewanee | FTFB - Firetube-Firebox Boiler | STHT - Steam-Heat | 3/31/2025
Plattsmouth Community Center | 308 S 18th St | Plattsmouth | NE | 68048-2855 | Cass | NE10192 | Scrapped/Junked | 241291 | 12241291 | 2012 | Lochinvar | CPFH - Copper Fin Water Heater | IPHT - Indoor Pool Heater | 3/31/2019
Plattsmouth Community Center | 308 S 18th St | Plattsmouth | NE | 68048-2855 | Cass | NE27871 | Active | 320908 | 18320908 | 2018 | Lochinvar | CPPH - Ansi Cpr Fin Pool Heater | IPHT - Indoor Pool Heater | 10/31/2026
North Loup-Scotia High | 308 S B St | North Loup | NE | 68875 | Valley | NE10140 | Inactive | N/A | 581917-200709 | 2007 | Peerless | CI - Cast Iron | STHT - Steam-Heat | 1/31/2016
North Loup-Scotia High | 308 S B St | North Loup | NE | 68875 | Valley | NE10141 | Inactive | N/A | 581939-200709 | 2007 | Peerless | CI - Cast Iron | STHT - Steam-Heat | 1/31/2016
NORTH LOUP-SCOTIA | 308 S B ST | NORTH LOUP | NE | 68859 | VALLEY | NE30176 | Scrapped/Junked |  | G-6021 | 1960 | AMERICAN STANDARD |  | STHT - Steam-Heat | 8/31/2008
Jefco Inn | 308 S Cornell St | Gordon | NE | 69343-1504 | SHERIDAN | NE08576 | Scrapped/Junked | N/A | 1186 | 2001 | HYDR | FTNF - Firetube Flueless | HWHT - Hot Water Heat | 4/30/2013
Jefco Inn | 308 S Cornell St | Gordon | NE | 69343-1504 | SHERIDAN | NE25403 | Scrapped/Junked | N/A | QV2274 | 1988 | HYDR | CI - Cast Iron | HWHT - Hot Water Heat | 4/30/2012
Jefco Inn | 308 S Cornell St | Gordon | NE | 69343-1504 | SHERIDAN | NE25404 | Scrapped/Junked | N/A | 17735 | 1986 | HYDR | FT - Firetube Boiler | HWHT - Hot Water Heat | 4/30/2013
Jefco Inn | 308 S Cornell St | Gordon | NE | 69343-1504 | SHERIDAN | NE25405 | Scrapped/Junked | 20291 |  | 1986 | HYDROTHERM/ADV THER HYD | FTNF - Firetube Flueless | HWHT - Hot Water Heat | 8/31/2001
Jefco Inn | 308 S Cornell St | Gordon | NE | 69343-1504 | SHERIDAN | NE25406 | Out of Service | N/A | 95336778 | 1995 | HYDR | FT - Firetube Boiler | HWSD - Hot Water Dom/Potable | 4/30/2012
Wells Fargo | 308 W 3rd St | Grand Island | NE | 68801-5941 | Hall | NE00000 | Inactive | [6 empty] | 1/1/1980
City Library | 308 W Prospect Ave | Norfolk | NE | 68701-4138 | Madison | NE15401 | Scrapped/Junked | 28545 | P-5969 | 1976 | Kewannee | FTFB - Firetube-Firebox Boiler | STHT - Steam-Heat | 1/31/2011
SHADY REST CAMP MOTEL | 309 Chestnut St | Arapahoe | NE | 68922-2816 | FURNAS | NE40461 | Exempt 1999 LB-66 |  | RN1287401995 | 1987 | RHEEM MANUFACTURING CO | AHWH - ANSI/Fired Water Htr | HWSD - Hot Water Dom/Potable | 4/30/2000
SHADY REST CAMP MOTEL | 309 Chestnut St | Arapahoe | NE | 68922-2816 | FURNAS | NE40462 | Exempt 1999 LB-66 |  | RN0487400688 | 1987 | RHEEM MANUFACTURING CO | AHWH - ANSI/Fired Water Htr | HWSD - Hot Water Dom/Potable | 4/30/2000
Crete Elementary School | 309 E 11th St | Crete | NE | 68333-2228 | Saline | NE10416 | Scrapped/Junked | 75460 | K02-40 | 2002 | state | CHWH - ASME/Fired Water Heater | HWSD - Hot Water Dom/Potable | 6/30/2019
Crete Elementary School | 309 E 11th St | Crete | NE | 68333-2228 | Saline | NE19673 | Scrapped/Junked | 52173 |  | 1994 | AO SMITH | AHWH - ANSI/Fired Water Htr | HWSD - Hot Water Dom/Potable | 6/30/1998
Crete Elementary School | 309 E 11th St | Crete | NE | 68333-2228 | Saline | NE21563 | Scrapped/Junked | 8891 | 96E-5848 | 1996 | Aldrich | FTFB - Firetube-Firebox Boiler | HWHT - Hot Water Heat | 6/30/2025
Crete Elementary School | 309 E 11th St | Crete | NE | 68333-2228 | Saline | NE21564 | Scrapped/Junked | 8885 | 96E-5842 | 1996 | Aldrich | FTFB - Firetube-Firebox Boiler | HWHT - Hot Water Heat | 6/30/2025
Crete Elementary School | 309 E 11th St | Crete | NE | 68333-2228 | Saline | NE21565 | Scrapped/Junked | 8883 | 96E-5840 | 1996 | Aldrich | FTFB - Firetube-Firebox Boiler | HWHT - Hot Water Heat | 6/30/2025
Crete Elementary School | 309 E 11th St | Crete | NE | 68333-2228 | Saline | NE28303 | Active | 227446 | 227446 | 2017 | AO SMITH | CHWH - ASME/Fired Water Heater | HWSD - Hot Water Dom/Potable | 6/30/2025
Crete Elementary School | 309 E 11th St | Crete | NE | 68333-2228 | Saline | NE32848 | Inactive |  | CR1158 | 1979 | KEWANEE | FT - Firetube Boiler | STHT - Steam-Heat | 6/30/1997
Crete Elementary School | 309 E 11th St | Crete | NE | 68333-2228 | Saline | NE32867 | Inactive |  | R8030 | 1985 | KEWANEE | FT - Firetube Boiler | STHT - Steam-Heat | 6/30/1997
Crete Elementary School | 309 E 11th St | Crete | NE | 68333-2228 | Saline | NE43116 | Active | 422013 | 24422013 | 2024 | Lochinvar | FTSS - Firetube Stainless Steel | HWHT - Hot Water Heat | 6/30/2026
Crete Elementary School | 309 E 11th St | Crete | NE | 68333-2228 | Saline | NE43117 | Active | 421650 | 24421650 | 2024 | Lochinvar | FTSS - Firetube Stainless Steel | HWHT - Hot Water Heat | 6/30/2026
Village Inn Restaurant | 309 Fort Crook Rd N | Bellevue | NE | 68005-4648 | Sarpy | NE00769 | Scrapped/Junked | 39809 | A9208477 | 1991 | STATE INDUSTRIES | CHWH - ASME/Fired Water Heater | HWSD - Hot Water Dom/Potable | 11/30/2001
Village Inn Restaurant | 309 Fort Crook Rd N | Bellevue | NE | 68005-4648 | Sarpy | NE08870 | Scrapped/Junked | 69717 | A01100931 | 2000 | STAT | CHWH - ASME/Fired Water Heater | HWSD - Hot Water Dom/Potable | 9/30/2009
Randolph East School | 309 N Bridge St | Randolph | NE | 68771-9781 | Cedar | NE33291 | Active | N/A | 210-1234 | 1960 | Peerless | CI - Cast Iron | HWHT - Hot Water Heat | 1/31/2027
Randolph East School | 309 N Bridge St | Randolph | NE | 68771-9781 | Cedar | NE34672 | Active | N/A | 210-8658 | 1970 | Peerless | CI - Cast Iron | HWHT - Hot Water Heat | 1/31/2027
Oakland Craig High School | 309 N Davis Ave | Oakland | NE | 68045-1105 | Burt | NE04988 | Active | 8345 | 9013126 | 1990 | Burnham | FT - Firetube Boiler | STHT - Steam-Heat | 2/28/2026
Oakland Craig High School | 309 N Davis Ave | Oakland | NE | 68045-1105 | Burt | NE04989 | Active | 8311 | 9013123 | 1990 | Burnham | FT - Firetube Boiler | STHT - Steam-Heat | 2/28/2026
Oakland Craig High School | 309 N Davis Ave | Oakland | NE | 68045-1105 | Burt | NE33774 | Inactive |  | 20575 | 1949 | PACIFIC | FT - Firetube Boiler | STHT - Steam-Heat | 7/31/1990
Parkview Haven Nursing Home | 309 N Madison St | Coleridge | NE | 68727-2602 | Cedar | NE05601 | Scrapped/Junked |  | 0022854 | 1993 | AO SMITH | AHWH - ANSI/Fired Water Htr | HWSD - Hot Water Dom/Potable | 10/31/2004
Parkview Haven Nursing Home | 309 N Madison St | Coleridge | NE | 68727-2602 | Cedar | NE05748 | Scrapped/Junked | 55709 |  | 1997 | STATE INDUSTRIES | CHWH - ASME/Fired Water Heater | HWSD - Hot Water Dom/Potable | 10/31/2002
Parkview Haven Nursing Home | 309 N Madison St | Coleridge | NE | 68727-2602 | Cedar | NE09857 | Scrapped/Junked | 56098 | 56098 | 2000 | AOSM | CHWH - ASME/Fired Water Heater | HWSD - Hot Water Dom/Potable | 10/31/2009
Parkview Haven Nursing Home | 309 N Madison St | Coleridge | NE | 68727-2602 | Cedar | NE13933 | Scrapped/Junked | 135014 | 0909M000527 | 2009 | STATE INDUSTRIES | CHWH - ASME/Fired Water Heater | HWSD - Hot Water Dom/Potable | 9/30/2016
Parkview Haven Nursing Home | 309 N Madison St | Coleridge | NE | 68727-2602 | Cedar | NE15095 | Scrapped/Junked | 74232 | LM022131025110/74232 | 2002 | AOSM | CHWH - ASME/Fired Water Heater | HWSD - Hot Water Dom/Potable | 10/31/2011
Parkview Haven Nursing Home | 309 N Madison St | Coleridge | NE | 68727-2602 | Cedar | NE19100 | Scrapped/Junked | 145200 | 1008M000495 | 2010 | A O Smith | CHWH - ASME/Fired Water Heater | HWSD - Hot Water Dom/Potable | 10/31/2018
Parkview Haven Nursing Home | 309 N Madison St | Coleridge | NE | 68727-2602 | Cedar | NE26519 | Active | 214205 | 214205 | 2016 | AOSM | CHWH - ASME/Fired Water Heater | HWSD - Hot Water Dom/Potable | 10/31/2026
Parkview Haven Nursing Home | 309 N Madison St | Coleridge | NE | 68727-2602 | Cedar | NE27669 | Active | 240286 | 240286 | 2018 | AOSM | CHWH - ASME/Fired Water Heater | HWSD - Hot Water Dom/Potable | 10/31/2026
Hillcrest Nursing Home | 309 W 7th St | McCook | NE | 69001-3507 | Red Willow | NE00816 | Scrapped/Junked | 84216 | 2509 | 1999 | RHEEM MANUFACTURING CO | CHWH - ASME/Fired Water Heater | HWSD - Hot Water Dom/Potable | 3/31/2007
Hillcrest Nursing Home | 309 W 7th St | McCook | NE | 69001-3507 | Red Willow | NE07670 | Scrapped/Junked | 107711 | URNG0306G0 | 2006 | Ruud-Rheem | CHWH - ASME/Fired Water Heater | HWSD - Hot Water Dom/Potable | 3/31/2015
Hillcrest Nursing Home | 309 W 7th St | McCook | NE | 69001-3507 | Red Willow | NE07671 | Scrapped/Junked | 97385 | URNG0703G01945 | 2003 | RHEE | CHWH - ASME/Fired Water Heater | HWSD - Hot Water Dom/Potable | 3/31/2009
Hillcrest Nursing Home | 309 W 7th St | McCook | NE | 69001-3507 | Red Willow | NE08587 | Scrapped/Junked | 85191 | 85191 | 1999 | RHEEM MANUFACTURING CO | CHWH - ASME/Fired Water Heater | HWSD - Hot Water Dom/Potable | 3/31/2005
Hillcrest Nursing Home | 309 W 7th St | McCook | NE | 69001-3507 | Red Willow | NE13916 | Scrapped/Junked | 119126 | 119126 | 2008 | RHEEM | CHWH - ASME/Fired Water Heater | HWSD - Hot Water Dom/Potable | 3/31/2016
Hillcrest Nursing Home | 309 W 7th St | McCook | NE | 69001-3507 | Red Willow | NE18030 | Scrapped/Junked | 64282 |  | 1993 | Rheem Manufacturing Co | CHWH - ASME/Fired Water Heater | HWSD - Hot Water Dom/Potable | 4/30/2001
Hillcrest Nursing Home | 309 W 7th St | McCook | NE | 69001-3507 | Red Willow | NE19359 | Scrapped/Junked | 48136 |  | 1995 | AJAX BOILER INC | AHWH - ANSI/Fired Water Htr | HWSD - Hot Water Dom/Potable | 3/31/2002
Hillcrest Nursing Home | 309 W 7th St | McCook | NE | 69001-3507 | Red Willow | NE19360 | Scrapped/Junked | 66884 | 0095 | 1994 | RHEEM MANUFACTURING CO | CHWH - ASME/Fired Water Heater | HWSD - Hot Water Dom/Potable | 3/31/2003
Hillcrest Nursing Home | 309 W 7th St | McCook | NE | 69001-3507 | Red Willow | NE19361 | Scrapped/Junked |  | 0096 | 1994 | RHEEM MANUFACTURING CO | CHWH - ASME/Fired Water Heater | HWSD - Hot Water Dom/Potable | 3/31/2003
Hillcrest Nursing Home | 309 W 7th St | McCook | NE | 69001-3507 | Red Willow | NE21485 | Scrapped/Junked | N/A | M743-11-7531-A | 2011 | Harsco | CALU - Cast Aluminum | HWHT - Hot Water Heat | 3/31/2024
Hillcrest Nursing Home | 309 W 7th St | McCook | NE | 69001-3507 | Red Willow | NE21486 | Scrapped/Junked | N/A | M743-11-7533-A | 2011 | Harsco | CALU - Cast Aluminum | HWHT - Hot Water Heat | 3/31/2024
Hillcrest Nursing Home | 309 W 7th St | McCook | NE | 69001-3507 | Red Willow | NE35433 | Scrapped/Junked | n/a | M-1444 | 1962 | Kewanee | FTFB - Firetube-Firebox Boiler | HWHT - Hot Water Heat | 3/31/2012
Hillcrest Nursing Home | 309 W 7th St | McCook | NE | 69001-3507 | Red Willow | NE35434 | Scrapped/Junked | n/a | M-1449 | 1962 | Kewanee | FTFB - Firetube-Firebox Boiler | HWHT - Hot Water Heat | 3/31/2012
Hillcrest Nursing Home | 309 W 7th St | McCook | NE | 69001-3507 | Red Willow | NE35435 | Inactive | n/a | 3799 | 1975 | Kewanee | FTFB - Firetube-Firebox Boiler | HWHT - Hot Water Heat | 3/31/2016
Hillcrest Nursing Home | 309 W 7th St | McCook | NE | 69001-3507 | Red Willow | NE43107 | Active | 373571 | 22.PGT550.432.01204 | 2022 | Lochinvar | FTVT - Firetube Vertical TB | HWHT - Hot Water Heat | 11/30/2026
Hillcrest Nursing Home | 309 W 7th St | McCook | NE | 69001-3507 | Red Willow | NE43108 | Active | 376384 | 22.PGT550.432.01264 | 2022 | Lochinvar | FTVT - Firetube Vertical TB | HWHT - Hot Water Heat | 11/30/2026
BEE PUBLIC SCHOOL | 310 ASH ST | BEE | NE | 68314-2211 | SEWARD | NE30206 | Inactive |  | 22593 | 1969 | BRYANT |  | STHT - Steam-Heat | 11/30/2004
Keya Paha Courthouse | 310 Courthouse Dr | Springview | NE | 68778-9608 | Keya Paha | NE16139 | Scrapped/Junked | n/a | S-36-6 | 1920 | AMST | CI - Cast Iron | STHT - Steam-Heat | 1/31/2016
Interiors Joan And Assocs | 310 E Military Ave | Fremont | NE | 68025-5070 | Dodge | NE25260 | Scrapped/Junked |  | 3BJ2 | 1960 | American Standard | CI - Cast Iron | HWHT - Hot Water Heat | 2/28/2005
Callaway Municipal Pool | 310 E Pacific | Callaway | NE | 68825-2641 | Custer | NE06431 | Scrapped/Junked | 130662 | C02L10411 | 2002 | Teledyne Laars | CPFT - Horiz Cpr Fin Boiler | OPHT - Outdoor Pool Heater | 6/30/2016
Callaway Municipal Pool | 310 E Pacific | Callaway | NE | 68825-2641 | Custer | NE26200 | Scrapped/Junked | 274278 | C-16274278 | 2016 | Teledyne Laars | CPFT - Horiz Cpr Fin Boiler | OPHT - Outdoor Pool Heater | 6/30/2024
CALLAWAY MUNICIPAL POOL | 310 E PACIFIC | CALLAWAY | NE | 68825-2641 | CUSTER | NE25434 | Scrapped/Junked | 61523 | 8591197 | 1985 | TELEDYNE LAARS | CPFT - Horiz Cpr Fin Boiler | OPHT - Outdoor Pool Heater | 6/30/2003
Leigh Community School | 310 E Short St | Leigh | NE | 68643-5502 | Colfax | NE20158 | Exempt 1999 LB-66 |  | 000MF94-0350887 | 1994 | AO SMITH | AHWH - ANSI/Fired Water Htr | HWSD - Hot Water Dom/Potable | 7/31/2000
Leigh Community School | 310 E Short St | Leigh | NE | 68643-5502 | Colfax | NE33722 | Scrapped/Junked |  | F9654 | 1941 | KEWANEE | FT - Firetube Boiler | STHT - Steam-Heat | 7/31/1999
Leigh Community School | 310 E Short St | Leigh | NE | 68643-5502 | Colfax | NE33772 | Inactive | n/a | F9854 | 1941 | Kewanee | FTFB - Firetube-Firebox Boiler | STHT - Steam-Heat | 1/31/2021
Leigh Community School | 310 E Short St | Leigh | NE | 68643-5502 | Colfax | NE37180 | Inactive | 40582 | 93929 | 1987 | Kewanee | FTFB - Firetube-Firebox Boiler | STHT - Steam-Heat | 1/31/2021
ST ANTHONY'S CHURCH | 310 Hickery St | Steinauer | NE | 68441-5009 | PAWNEE | NE14784 | Scrapped/Junked |  | 02415 | 1969 | KEWANEE | FTFB - Firetube-Firebox Boiler | STHT - Steam-Heat | 1/31/2008
ST ANTHONY'S CHURCH | 310 Hickery St | Steinauer | NE | 68441-5009 | PAWNEE | NE18441 | Exempt |  | 0000005-27 | 1935 | NATIONAL CRANE |  | HWHT - Hot Water Heat | 8/31/1997
Johnson Brock Schools | 310 Main St | Johnson | NE | 68378-3576 | Nemaha | NE11480 | Out of Service | n/a | 6975-049 | 1990 | Peerless | CI - Cast Iron | STHT - Steam-Heat | 10/31/2019
Johnson Brock Schools | 310 Main St | Johnson | NE | 68378-3576 | Nemaha | NE17948 | Scrapped/Junked | 79451 | K08H10079451 | 2008 | Lochinvar | WTSS - Watertube SS Steel | HWHT - Hot Water Heat | 10/31/2017
Johnson Brock Schools | 310 Main St | Johnson | NE | 68378-3576 | Nemaha | NE17949 | Scrapped/Junked | 65783 | K08H10065783 | 2008 | Lochinvar | WTSS - Watertube SS Steel | HWHT - Hot Water Heat | 10/31/2017
Johnson Brock Schools | 310 Main St | Johnson | NE | 68378-3576 | Nemaha | NE17950 | Scrapped/Junked | 83766 | K08H10083766 | 2008 | Lochinvar | WTSS - Watertube SS Steel | HWHT - Hot Water Heat | 10/31/2017
Johnson Brock Schools | 310 Main St | Johnson | NE | 68378-3576 | Nemaha | NE19315 | Exempt 1999 LB-66 |  | 0474493-930 | 1995 | AO SMITH | AHWH - ANSI/Fired Water Htr | HWSD - Hot Water Dom/Potable | 7/31/1999
Johnson Brock Schools | 310 Main St | Johnson | NE | 68378-3576 | Nemaha | NE19316 | Exempt 1999 LB-66 |  | 08884029 | 1988 | RHEEM MANUFACTURING CO | AHWH - ANSI/Fired Water Htr | HWSD - Hot Water Dom/Potable | 7/31/1999
Johnson Brock Schools | 310 Main St | Johnson | NE | 68378-3576 | Nemaha | NE27234 | Scrapped/Junked | 361484 | 1642103621624 | 2015 | Lochinvar | WTSS - Watertube SS Steel | HWHT - Hot Water Heat | 8/31/2023
Johnson Brock Schools | 310 Main St | Johnson | NE | 68378-3576 | Nemaha | NE27235 | Active | 355189 | 1701104330141 | 2015 | Lochinvar | WTSS - Watertube SS Steel | HWHT - Hot Water Heat | 8/31/2026
Johnson Brock Schools | 310 Main St | Johnson | NE | 68378-3576 | Nemaha | NE27236 | Scrapped/Junked | 355183 | 1701104 | 2015 | Lochinvar | WTSS - Watertube SS Steel | HWHT - Hot Water Heat | 8/31/2023
Johnson Brock Schools | 310 Main St | Johnson | NE | 68378-3576 | Nemaha | NE33210 | Scrapped/Junked |  | 4X | 1958 | KEWA | FT - Firetube Boiler | STHT - Steam-Heat | 10/31/2009
Johnson Brock Schools | 310 Main St | Johnson | NE | 68378-3576 | Nemaha | NE42313 | Active | 292059 | 21.PGT550.432.0439 | 2021 | LOCHINVAR / AIC | FTVT - Firetube Vertical TB | HWHT - Hot Water Heat | 8/31/2026
Dundee Elementary School | 310 N 51st St | Omaha | NE | 68132-2846 | Douglas | NE05345 | Exempt 1999 LB-66 |  | 0000390077 | 1994 | AO SMITH | AHWH - ANSI/Fired Water Htr | HWSD - Hot Water Dom/Potable | 6/30/2000
Dundee Elementary School | 310 N 51st St | Omaha | NE | 68132-2846 | Douglas | NE05346 | Exempt 1999 LB-66 |  | 0000390078 | 1994 | AO SMITH | AHWH - ANSI/Fired Water Htr | HWSD - Hot Water Dom/Potable | 6/30/2000
Dundee Elementary School | 310 N 51st St | Omaha | NE | 68132-2846 | Douglas | NE32961 | Scrapped/Junked | 32556 | n/a | 1979 | KEWA | FTFB - Firetube-Firebox Boiler | HWHT - Hot Water Heat | 12/31/2021
Dundee Elementary School | 310 N 51st St | Omaha | NE | 68132-2846 | Douglas | NE32962 | Scrapped/Junked | 32009 | n/a | 1979 | KEWA | FTFB - Firetube-Firebox Boiler | HWHT - Hot Water Heat | 12/31/2021
Dundee Elementary School | 310 N 51st St | Omaha | NE | 68132-2846 | Douglas | NE41276 | Active | 15703 | 21-HE143080321 | 2021 | Riello | WT - Water Tube Boiler | HWHT - Hot Water Heat | 12/31/2026
Dundee Elementary School | 310 N 51st St | Omaha | NE | 68132-2846 | Douglas | NE41280 | Active | 15701 | 21-HE143080321 | 2021 | Riello | WT - Water Tube Boiler | HWHT - Hot Water Heat | 12/31/2026
Dundee Elementary School | 310 N 51st St | Omaha | NE | 68132-2846 | Douglas | NE41281 | Active | 14741 | 20-HE133535020 | 2021 | Riello | WT - Water Tube Boiler | HWHT - Hot Water Heat | 12/31/2025
Dundee Elementary School | 310 N 51st St | Omaha | NE | 68132-2846 | Douglas | NE41282 | Active | 14744 | HE133565020 | 2021 | Riello | WT - Water Tube Boiler | HWHT - Hot Water Heat | 12/31/2026
Dundee Elementary School | 310 N 51st St | Omaha | NE | 68132-2846 | Douglas | NE41283 | Active | 15702 | 21-HE143080321 | 2021 | Riello | WT - Water Tube Boiler | HWHT - Hot Water Heat | 12/31/2026
Dundee Elementary School | 310 N 51st St | Omaha | NE | 68132-2846 | Douglas | NE41284 | Active | 15707 | 21-HE143080321 | 2021 | Riello | WT - Water Tube Boiler | HWHT - Hot Water Heat | 12/31/2026
Wahoo Area Recreation | 310 N Linden St | Wahoo | NE | 68066-1957 | Saunders | NE13446 | Inactive | 16885 | 08F-4792 | 2008 | Aldrich | FTVT - Firetube Vertical TB | HWDP - Hotwater Heat & Dom Supply | 6/30/2022
Wahoo Area Recreation | 310 N Linden St | Wahoo | NE | 68066-1957 | Saunders | NE40826 | Scrapped/Junked | 8539 | 95E-5431 | 1995 | Aldrich | FTVT - Firetube Vertical TB | IPHT - Indoor Pool Heater | 6/30/2007
Wahoo Area Recreation | 310 N Linden St | Wahoo | NE | 68066-1957 | Saunders | NE40827 | Out of Service | 8534 | 95E5426 | 1996 | Aldrich | FTVT - Firetube Vertical TB | HWDP - Hotwater Heat & Dom Supply | 6/30/2016
Wahoo Area Recreation | 310 N Linden St | Wahoo | NE | 68066-1957 | Saunders | NE40828 | Active | 8540 | 95E-5432 | 1995 | Aldrich | FTVT - Firetube Vertical TB | HWDP - Hotwater Heat & Dom Supply | 6/30/2026
Wahoo Area Recreation | 310 N Linden St | Wahoo | NE | 68066-1957 | Saunders | NE41468 | Active | 18505 | 21-HE17032121 | 2021 | Riello | WT - Water Tube Boiler | HWCA - Hotwater to Coil Htexchgr | 6/30/2026
City of Wahoo/Parks & Rec | 310 N Linden St | Wahoo | NE | 68066-1957 | SAUNDERS | NE40825 | Exempt 1999 LB-66 |  | MA970618175964 | 1997 | AO SMITH | AHWH - ANSI/Fired Water Htr | HWSD - Hot Water Dom/Potable | 1/1/1900
Hightech Car Care | 310 Pine St | Chadron | NE | 69337-2236 | Dawes | NE04194 | Active | 59240 | K951843 | 1995 | Lochinvar | CPFT - Horiz Cpr Fin Boiler | HWHT - Hot Water Heat | 8/31/2026
Hightech Car Care | 310 Pine St | Chadron | NE | 69337-2236 | Dawes | NE05193 | Scrapped/Junked | 60999 | B962208 | 1995 | Loch | CPFT - Horiz Cpr Fin Boiler | HWSP - Hot Water Non Potable Supply | 8/31/2013
Lincoln Elementary | 310 S 3rd St | Norfolk | NE | 68701-5206 | Madison | NE15237 | Out of Service | 41170 | 94588 | 1988 | Kewanee | FTFB - Firetube-Firebox Boiler | HWHT - Hot Water Heat | 1/31/2016
Lincoln Elementary | 310 S 3rd St | Norfolk | NE | 68701-5206 | Madison | NE15238 | Out of Service | 41169 | 94589 | 1988 | Kewanee | FTFB - Firetube-Firebox Boiler | HWHT - Hot Water Heat | 1/31/2016
Lincoln Elementary | 310 S 3rd St | Norfolk | NE | 68701-5206 | Madison | NE16958 | Out of Service | n/a | 211A-9288-1093 | 1994 | PEER | CI - Cast Iron | STHT - Steam-Heat | 1/31/2016
Lincoln Elementary | 310 S 3rd St | Norfolk | NE | 68701-5206 | Madison | NE26570 | Active | 208601 | 1620102963986 | 2016 | Lochinvar | FTVT - Firetube Vertical TB | HWHT - Hot Water Heat | 1/31/2026
Lincoln Elementary | 310 S 3rd St | Norfolk | NE | 68701-5206 | Madison | NE26571 | Active | 194342 | 1620102968790 | 2016 | Lochinvar | FTVT - Firetube Vertical TB | HWHT - Hot Water Heat | 1/31/2026
RUSHVILLE HIGH SCHOOL | 310 SPRAGUE ST | RUSHVILLE | NE | 69360 | SHERIDAN | NE03904 | Exempt 1999 LB-66 |  |  | 1987 | AO SMITH | AHWH - ANSI/Fired Water Htr | HWSD - Hot Water Dom/Potable | 7/31/1999
Whittier Bldg | 310 W 24th St | Kearney | NE | 68845-5331 | Buffalo | NE19796 | Scrapped/Junked |  | 211A-97960694 | 1994 | PEER | CI - Cast Iron | STHT - Steam-Heat | 6/30/2010
St Paul Lutheran Church | 310 W Gage St | Blue Hill | NE | 68930-3550 | Webster | NE15257 | Active | n/a | M9194 | 1964 | Kewanee | FTFB - Firetube-Firebox Boiler | HWHT - Hot Water Heat | 2/28/2026
Valentino's | 3100 23rd St | Columbus | NE | 68601-3161 | Platte | NE40438 | Out of Service | 29947 | LE95-0435926-920 | 1995 | AOSM | CHWH - ASME/Fired Water Heater | HWSD - Hot Water Dom/Potable | 2/28/2018
City of Omaha-Hanscom Park Pool | 3100 Ed Creighton Ave | Omaha | NE | 68105 | Douglas | NE15717 | Scrapped/Junked | 116046 | 94606116046 | 1994 | Raypak | CPFT - Horiz Cpr Fin Boiler | OPHT - Outdoor Pool Heater | 6/30/2024
Westridge Elementary | 3100 N 206th St | Elkhorn | NE | 68022-7015 | Douglas | NE02523 | Active | 13387 | O4F-1303 | 2004 | ALES | FTVT - Firetube Vertical TB | HWHT - Hot Water Heat | 10/31/2026
Westridge Elementary | 3100 N 206th St | Elkhorn | NE | 68022-7015 | Douglas | NE02524 | Active | 13385 | 04F-1301 | 2004 | ALES | FTVT - Firetube Vertical TB | HWHT - Hot Water Heat | 10/31/2026
Westridge Elementary | 3100 N 206th St | Elkhorn | NE | 68022-7015 | Douglas | NE18344 | Active | 108424 | 9306108424 | 1992 | Raypak | CPFT - Horiz Cpr Fin Boiler | HWHT - Hot Water Heat | 10/31/2026
Westridge Elementary | 3100 N 206th St | Elkhorn | NE | 68022-7015 | Douglas | NE33886 | Inactive |  | S3608 | 1940 | AMERICAN RADIATOR |  | STHT - Steam-Heat | 7/31/1995
Westridge Elementary | 3100 N 206th St | Elkhorn | NE | 68022-7015 | Douglas | NE33887 | Inactive |  | 7K | 1940 | AMERICAN RADIATOR |  | STHT - Steam-Heat | 7/31/1995
Westridge Elementary | 3100 N 206th St | Elkhorn | NE | 68022-7015 | Douglas | NE33889 | Scrapped/Junked |  | K1129 | 1963 | KEWANEE | FT - Firetube Boiler | HWHT - Hot Water Heat | 7/31/2004
SHERIDAN ELEMENTARY | 3100 Plymouth Ave | Lincoln | NE | 68502-4129 | LANCASTER | NE05725 | Exempt 1999 LB-66 |  | 0653956 | 1997 | AO SMITH | AHWH - ANSI/Fired Water Htr | HWSD - Hot Water Dom/Potable | 6/30/2000
SHERIDAN ELEMENTARY | 3100 Plymouth Ave | Lincoln | NE | 68502-4129 | LANCASTER | NE17304 | Scrapped/Junked |  | 141360 | 1989 | AO SMITH | CHWH - ASME/Fired Water Heater | HWSD - Hot Water Dom/Potable | 6/30/2001
SHERIDAN ELEMENTARY | 3100 Plymouth Ave | Lincoln | NE | 68502-4129 | LANCASTER | NE30082 | Scrapped/Junked |  | 9930 | 1954 | NATIONAL CRANE | FT - Firetube Boiler | STHT - Steam-Heat | 2/28/2008
SHERIDAN ELEMENTARY | 3100 Plymouth Ave | Lincoln | NE | 68502-4129 | LANCASTER | NE30163 | Scrapped/Junked |  | M4210 | 1965 | KEWANEE | FTFB - Firetube-Firebox Boiler | STHT - Steam-Heat | 2/28/2008
Mud Construction/Op Ctr | 3100 S 61st Ave | Omaha | NE | 68106-3621 | Douglas | NE09941 | Active | 12275 | 02F0191 | 2002 | Aldrich | FTFB - Firetube-Firebox Boiler | STHT - Steam-Heat | 10/31/2026
Mud Construction/Op Ctr | 3100 S 61st Ave | Omaha | NE | 68106-3621 | Douglas | NE09942 | Active | 12273 | 02F-0189 | 2002 | Aldrich | FTFB - Firetube-Firebox Boiler | STHT - Steam-Heat | 10/31/2026
Mud Construction/Op Ctr | 3100 S 61st Ave | Omaha | NE | 68106-3621 | Douglas | NE11598 | Active | 37431 | 67027 | 1968 | Cleaver & Brooks | FTSM - FTS Marine Dry Back | STHT - Steam-Heat | 10/31/2026
Mud Construction/Op Ctr | 3100 S 61st Ave | Omaha | NE | 68106-3621 | Douglas | NE11599 | Active | 37432 | 67028 | 1968 | Cleaver & Brooks | FTSM - FTS Marine Dry Back | STHT - Steam-Heat | 10/31/2026
Mud Construction/Op Ctr | 3100 S 61st Ave | Omaha | NE | 68106-3621 | Douglas | NE11600 | Active | 7203 | 17203 | 1986 | Burnham America | FTFB - Firetube-Firebox Boiler | STHT - Steam-Heat | 10/31/2025
Mud Construction/Op Ctr | 3100 S 61st Ave | Omaha | NE | 68106-3621 | Douglas | NE14410 | Out of Service | 11398 | 11398 | 1991 | Superior Boiler Works | FT - Firetube Boiler | STHT - Steam-Heat | 6/30/2012
Mud Construction Center | 3100 S 61st Ave | Omaha | NE | 68106-3621 | Douglas | NE11597 | Inactive | 11250 | 5715015 | 1957 | POWERMASTER | FT - Firetube Boiler | STHT - Steam-Heat | 5/31/2001
Reformed LLC | 3101 S 20th St | Omaha | NE | 68108-1903 | Douglas | NE05283 | Scrapped/Junked |  |  | 1970 | AMERICAN STANDARD |  | STHT - Steam-Heat | 4/30/2002
Reformed LLC | 3101 S 20th St | Omaha | NE | 68108-1903 | Douglas | NE08460 | Active | n/a | GB300-2001-63 | 2001 | SMITH | CI - Cast Iron | STHT - Steam-Heat | 2/28/2026
AK-SAR-BEN BEEF CO | 3101 S 24th St | Omaha | NE | 68108-1824 | Douglas | NE37302 | Inactive |  | 3L146 | 1967 | THERMO PAK | WT - Water Tube Boiler | PROC - Process Steam | 9/30/1995
BRISTOL SQAURE APARTMENTS | 3101-3214 MAPLEWOOD | OMAHA | NE | 68134-5463 | Douglas | NE20817 | Exempt 1999 LB-66 |  | RUN11940513 | 1994 | RUUD | AHWH - ANSI/Fired Water Htr | HWSD - Hot Water Dom/Potable | 10/31/1999
BRISTOL SQAURE APARTMENTS | 3101-3214 MAPLEWOOD | OMAHA | NE | 68134-5463 | Douglas | NE20818 | Exempt 1999 LB-66 |  | GL85-200-5 | 1985 | RUUD | AHWH - ANSI/Fired Water Htr | HWSD - Hot Water Dom/Potable | 10/31/1999
BRISTOL SQAURE APARTMENTS | 3101-3214 MAPLEWOOD | OMAHA | NE | 68134-5463 | Douglas | NE20819 | Exempt 1999 LB-66 |  | MK91-0209638 | 1991 | AO SMITH | AHWH - ANSI/Fired Water Htr | HWSD - Hot Water Dom/Potable | 10/31/1999
BRISTOL SQAURE APARTMENTS | 3101-3214 MAPLEWOOD | OMAHA | NE | 68134-5463 | Douglas | NE20820 | Exempt 1999 LB-66 |  | 269-75173 | 1975 | RUUD | AHWH - ANSI/Fired Water Htr | HWSD - Hot Water Dom/Potable | 10/31/1999
BRISTOL SQAURE APARTMENTS | 3101-3214 MAPLEWOOD | OMAHA | NE | 68134-5463 | Douglas | NE20821 | Exempt 1999 LB-66 |  | AE83-21731 | 1983 | AO SMITH | AHWH - ANSI/Fired Water Htr | HWSD - Hot Water Dom/Potable | 10/31/1999
BRISTOL SQAURE APARTMENTS | 3101-3214 MAPLEWOOD | OMAHA | NE | 68134-5463 | Douglas | NE20822 | Exempt 1999 LB-66 |  | RUN0285402313 | 1985 | RUUD | AHWH - ANSI/Fired Water Htr | HWSD - Hot Water Dom/Potable | 10/31/1999
BRISTOL SQAURE APARTMENTS | 3101-3214 MAPLEWOOD | OMAHA | NE | 68134-5463 | Douglas | NE20823 | Exempt 1999 LB-66 |  | MG93-0280184 | 1993 | AO SMITH | AHWH - ANSI/Fired Water Htr | HWSD - Hot Water Dom/Potable | 10/31/1999
BRISTOL SQAURE APARTMENTS | 3101-3214 MAPLEWOOD | OMAHA | NE | 68134-5463 | Douglas | NE20824 | Exempt 1999 LB-66 |  | RUN1284406236 | 1984 | RUUD | AHWH - ANSI/Fired Water Htr | HWSD - Hot Water Dom/Potable | 10/31/1999
BRISTOL SQAURE APARTMENTS | 3101-3214 MAPLEWOOD | OMAHA | NE | 68134-5463 | Douglas | NE20825 | Exempt 1999 LB-66 |  | MF-87-0096729 | 1987 | AO SMITH | AHWH - ANSI/Fired Water Htr | HWSD - Hot Water Dom/Potable | 10/31/1999
BRISTOL SQAURE APARTMENTS | 3101-3214 MAPLEWOOD | OMAHA | NE | 68134-5463 | Douglas | NE20826 | Exempt 1999 LB-66 |  | MD95-0426686 | 1995 | AO SMITH | AHWH - ANSI/Fired Water Htr | HWSD - Hot Water Dom/Potable | 10/31/1999
BRISTOL SQAURE APARTMENTS | 3101-3214 MAPLEWOOD | OMAHA | NE | 68134-5463 | Douglas | NE20827 | Exempt 1999 LB-66 |  | MM89-0054412 | 1989 | AO SMITH | AHWH - ANSI/Fired Water Htr | HWSD - Hot Water Dom/Potable | 10/31/1999
BRISTOL SQAURE APARTMENTS | 3101-3214 MAPLEWOOD | OMAHA | NE | 68134-5463 | Douglas | NE20828 | Exempt 1999 LB-66 |  | RUN0286402670 | 1986 | RUUD | AHWH - ANSI/Fired Water Htr | HWSD - Hot Water Dom/Potable | 10/31/1999
BRISTOL SQAURE APARTMENTS | 3101-3214 MAPLEWOOD | OMAHA | NE | 68134-5463 | Douglas | NE20829 | Exempt 1999 LB-66 |  | MG89-0039970 | 1989 | AO SMITH | AHWH - ANSI/Fired Water Htr | HWSD - Hot Water Dom/Potable | 10/31/1999
BRISTOL SQAURE APARTMENTS | 3101-3214 MAPLEWOOD | OMAHA | NE | 68134-5463 | Douglas | NE20830 | Exempt 1999 LB-66 |  | MH89-0044355 | 1989 | AO SMITH | AHWH - ANSI/Fired Water Htr | HWSD - Hot Water Dom/Potable | 10/31/1999
BRISTOL SQAURE APARTMENTS | 3101-3214 MAPLEWOOD | OMAHA | NE | 68134-5463 | Douglas | NE20831 | Exempt 1999 LB-66 |  | AK86-02588 | 1986 | AO SMITH | AHWH - ANSI/Fired Water Htr | HWSD - Hot Water Dom/Potable | 10/31/1999
BRISTOL SQAURE APARTMENTS | 3101-3214 MAPLEWOOD | OMAHA | NE | 68134-5463 | Douglas | NE20833 | Exempt 1999 LB-66 |  | 968-73423 | 1973 | RUUD | AHWH - ANSI/Fired Water Htr | HWSD - Hot Water Dom/Potable | 10/31/1999
BRISTOL SQAURE APARTMENTS | 3101-3214 MAPLEWOOD | OMAHA | NE | 68134-5463 | Douglas | NE20834 | Exempt 1999 LB-66 |  | MH93-0284785 | 1993 | AO SMITH | AHWH - ANSI/Fired Water Htr | HWSD - Hot Water Dom/Potable | 10/31/1999
BRISTOL SQAURE APARTMENTS | 3101-3214 MAPLEWOOD | OMAHA | NE | 68134-5463 | Douglas | NE20835 | Exempt 1999 LB-66 |  | AL86-01318 | 1986 | AO SMITH | AHWH - ANSI/Fired Water Htr | HWSD - Hot Water Dom/Potable | 10/31/1999
BRISTOL SQAURE APARTMENTS | 3101-3214 MAPLEWOOD | OMAHA | NE | 68134-5463 | Douglas | NE20836 | Exempt 1999 LB-66 |  | RN0983402164 | 1993 | RHEEM MANUFACTURING CO | AHWH - ANSI/Fired Water Htr | HWSD - Hot Water Dom/Potable | 10/31/1999
BRISTOL SQAURE APARTMENTS | 3101-3214 MAPLEWOOD | OMAHA | NE | 68134-5463 | Douglas | NE24447 | Exempt 1999 LB-66 |  | MM97-0697993970 | 1997 | AO SMITH | AHWH - ANSI/Fired Water Htr | HWSD - Hot Water Dom/Potable | 10/31/1999
BRISTOL SQAURE APARTMENTS | 3101-3214 MAPLEWOOD | OMAHA | NE | 68134-5463 | Douglas | NE24448 | Exempt 1999 LB-66 |  | 0497G04501 | 1998 | VANGUARD | AHWH - ANSI/Fired Water Htr | HWSD - Hot Water Dom/Potable | 10/31/1999
DAYS INN | 3102 S Jeffers St | North Platte | NE | 69101-6800 | LINCOLN | NE30930 | Exempt 1999 LB-66 |  | ML88-0015385860 | 1988 | AO SMITH | AHWH - ANSI/Fired Water Htr | HWSD - Hot Water Dom/Potable | 2/29/2000
DAYS INN | 3102 S Jeffers St | North Platte | NE | 69101-6800 | LINCOLN | NE30931 | Exempt 1999 LB-66 |  | MC89-0026640880 | 1989 | AO SMITH | AHWH - ANSI/Fired Water Htr | HWSD - Hot Water Dom/Potable | 2/29/2000
Super Sud Car Wash Omaha | 3103 L St | Omaha | NE | 68107-1462 | Douglas | NE21658 | Scrapped/Junked | 131225 | 960513225 | 1996 | Raytherm/Raypak | WT - Water Tube Boiler | HWHF - Hot Water Heat-Floor | 4/30/2021
Super Sud Car Wash Omaha | 3103 L St | Omaha | NE | 68107-1462 | Douglas | NE21659 | Scrapped/Junked | 131093 | 9505131093 | 1996 | Raytherm/Raypak | WT - Water Tube Boiler | HWSP - Hot Water Non Potable Supply | 4/30/2018
HIGHLAND TERRACE APTS | 3104 Hascall St | Omaha | NE | 68105-4046 | Douglas | NE22921 | Exempt 1999 LB-66 |  | MG96-0556249962 | 1996 | AO SMITH | AHWH - ANSI/Fired Water Htr | HWSD - Hot Water Dom/Potable | 2/29/2000
Apartment Building | 3105 Dewey Ave | Omaha | NE | 68105-1430 | Douglas | NE12987 | Scrapped/Junked | NA | unk | 1995 | Peerless | CI - Cast Iron | STHT - Steam-Heat | 11/30/2014
Church Jesus Christ Of Wt | 3105 N 24Th St | Omaha | NE | 68110-1914 | Douglas | NE35206 | Inactive |  | 2116767 | 1991 | PEER | CI - Cast Iron | STHT - Steam-Heat | 10/31/2003
Turner Park Apartments | 3106 Dodge St | Omaha | NE | 68131-2647 | Douglas | NE16717 | Active | n/a | P-4640 | 1975 | Kewanee | FTFB - Firetube-Firebox Boiler | STHT - Steam-Heat | 11/30/2026
Turner Park Apartments | 3106 Dodge St | Omaha | NE | 68131-2647 | Douglas | NE20334 | Exempt 1999 LB-66 |  | MF920235768-880 | 1992 | AO SMITH | AHWH - ANSI/Fired Water Htr | HWSD - Hot Water Dom/Potable | 9/30/1999
Turner Park Apartments | 3106 Dodge St | Omaha | NE | 68131-2647 | Douglas | NE20335 | Exempt 1999 LB-66 |  | 894788347 | 1989 | STATE INDUSTRIES | AHWH - ANSI/Fired Water Htr | HWSD - Hot Water Dom/Potable | 9/30/1999
Hillside Court Apartments | 3107 Chicago St | Omaha | NE | 68131-2574 | Douglas | NE16287 | Scrapped/Junked | N/A | 7L79 | 1950 | Kewanee | FTFB - Firetube-Firebox Boiler | HWHT - Hot Water Heat | 3/31/2017
Hillside Court Apartments | 3107 Chicago St | Omaha | NE | 68131-2574 | Douglas | NE16288 | Scrapped/Junked | N/A | 7L79 | 1950 | Kewanee | FTFB - Firetube-Firebox Boiler | HWHT - Hot Water Heat | 3/31/2017
Hillside Court Apartments | 3107 Chicago St | Omaha | NE | 68131-2574 | Douglas | NE22643 | Exempt 1999 LB-66 |  | MB93-0262314880 | 1993 | AO SMITH | AHWH - ANSI/Fired Water Htr | HWSD - Hot Water Dom/Potable | 11/30/1999
Hillside Court Apartments | 3107 Chicago St | Omaha | NE | 68131-2574 | Douglas | NE22644 | Exempt 1999 LB-66 |  | MJ91-0205992880 | 1991 | AO SMITH | AHWH - ANSI/Fired Water Htr | HWSD - Hot Water Dom/Potable | 11/30/1999
Hillside Court Apartments | 3107 Chicago St | Omaha | NE | 68131-2574 | Douglas | NE22645 | Exempt 1999 LB-66 |  | H88231818 | 1991 | STATE INDUSTRIES | AHWH - ANSI/Fired Water Htr | HWSD - Hot Water Dom/Potable | 11/30/1999
Oak Valley Elementary | 3109 Pedersen Dr | Omaha | NE | 68144-3912 | Douglas | NE27694 | Active | 399469 | D1.17.1400440 | 2017 | Sermeta/Lochinvar | WT - Water Tube Boiler | HWHT - Hot Water Heat | 12/31/2026
Oak Valley Elementary | 3109 Pedersen Dr | Omaha | NE | 68144-3912 | Douglas | NE27695 | Active | 400785 | D1.17.15.00824 | 2017 | Sermeta/Lochinvar | WT - Water Tube Boiler | HWHT - Hot Water Heat | 12/31/2026
Oak Valley Elementary | 3109 Pedersen Dr | Omaha | NE | 68144-3912 | Douglas | NE31148 | Scrapped/Junked | n/a | M1650 | 1962 | Kewanee | FTFB - Firetube-Firebox Boiler | HWHT - Hot Water Heat | 12/31/2017
Oak Valley Elementary | 3109 Pedersen Dr | Omaha | NE | 68144-3912 | Douglas | NE31149 | Scrapped/Junked | n/a | M1648 | 1962 | Kewanee | FTFB - Firetube-Firebox Boiler | HWHT - Hot Water Heat | 12/31/2017
PLAZA INN | 311 E 1st St | Ogallala | NE | 69153-2616 | KEITH | NE16603 | Inactive |  | 6BJ4 | 1950 | AMERICAN STANDARD |  | HWHT - Hot Water Heat | 10/31/2000
PLAZA INN | 311 E 1st St | Ogallala | NE | 69153-2616 | KEITH | NE16604 | Inactive |  | 125083 | 1983 | TELEDYNE LAARS | CPFT - Horiz Cpr Fin Boiler | HWHT - Hot Water Heat | 10/31/2000
PLAZA INN | 311 E 1st St | Ogallala | NE | 69153-2616 | KEITH | NE16605 | Inactive |  | 6BJ8 | 1950 | AMERICAN STANDARD |  | HWHT - Hot Water Heat | 10/31/2000
PLAZA INN | 311 E 1st St | Ogallala | NE | 69153-2616 | KEITH | NE18168 | Scrapped/Junked |  | 0000003036 | 1981 | AO SMITH | CHWH - ASME/Fired Water Heater | HWSD - Hot Water Dom/Potable | 1/31/2004
PLAZA INN | 311 E 1st St | Ogallala | NE | 69153-2616 | KEITH | NE40485 | Exempt 1999 LB-66 |  | ML95-0477181930 | 1995 | AO SMITH | AHWH - ANSI/Fired Water Htr | HWSD - Hot Water Dom/Potable | 10/31/1999
Bloomfield Community High School | 311 E Benton | Bloomfield | NE | 68718 | Knox | NE19094 | Active | 137882 | H10H10137882 | 2010 | Lochinvar | WTSS - Watertube SS Steel | GLYC - Glycol Bldg Heat Sys | 11/30/2026
Bloomfield Community High School | 311 E Benton | Bloomfield | NE | 68718 | Knox | NE19095 | Active | 133722 | H10H10133722 | 2010 | Lochinvar | WTSS - Watertube SS Steel | GLYC - Glycol Bldg Heat Sys | 11/30/2026
Bloomfield Community High School | 311 E Benton | Bloomfield | NE | 68718 | Knox | NE19096 | Active | 137894 | H10H10137897 | 2010 | Lochinvar | WTSS - Watertube SS Steel | HWHP - Hot Water Heat & Nonpotable | 11/30/2026
Bloomfield Community High School | 311 E Benton | Bloomfield | NE | 68718 | Knox | NE19097 | Active | 133723 | H10H10133723 | 2010 | Lochinvar | WTSS - Watertube SS Steel | HWHP - Hot Water Heat & Nonpotable | 11/30/2026
Bloomfield Community High School | 311 E Benton | Bloomfield | NE | 68718 | Knox | NE20941 | Active | 194053 | F11H10 194053 | 2011 | Lochinvar | WTSS - Watertube SS Steel | HWHT - Hot Water Heat | 11/30/2026
Bloomfield Community High School | 311 E Benton | Bloomfield | NE | 68718 | Knox | NE20942 | Active | 194054 | F11H10 194054 | 2011 | Lochinvar | WTSS - Watertube SS Steel | HWHT - Hot Water Heat | 11/30/2026
Bloomfield Community High School | 311 E Benton | Bloomfield | NE | 68718 | Knox | NE20943 | Active | 194023 | E11H10 194053 | 2011 | Lochinvar | WTSS - Watertube SS Steel | HWHT - Hot Water Heat | 11/30/2026
Bloomfield Community High School | 311 E Benton | Bloomfield | NE | 68718 | Knox | NE23010 | Scrapped/Junked | N/A | 1B | 1997 | Peerless | CI - Cast Iron | STHT - Steam-Heat | 1/31/2017
Bloomfield Community High School | 311 E Benton | Bloomfield | NE | 68718 | Knox | NE26992 | Active | 373528 | 1613102769745 | 2016 | Lochinvar | WTSS - Watertube SS Steel | HWSD - Hot Water Dom/Potable | 11/30/2026
Bloomfield Community High School | 311 E Benton | Bloomfield | NE | 68718 | Knox | NE33648 | Scrapped/Junked | N/A | L8578 | 1961 | KEWA | FT - Firetube Boiler | STHT - Steam-Heat | 1/31/2011
Bloomfield Community High School | 311 E Benton | Bloomfield | NE | 68718 | Knox | NE33649 | Scrapped/Junked | N/A | L-8574 | 1961 | KEWA | FT - Firetube Boiler | STHT - Steam-Heat | 1/31/2011
Bloomfield Community High School | 311 E Benton | Bloomfield | NE | 68718 | Knox | NE42182 | Active | 253048 | 21WHTX.188.1117 | 2021 | PVI Industries | CHWH - ASME/Fired Water Heater | HWSD - Hot Water Dom/Potable | 11/30/2026
Bloomfield Community High School | 311 E Benton | Bloomfield | NE | 68718 | Knox | NE42183 | Active | 234657 | 21.WHTX.188.0954 | 2021 | PVI Industries | CHWH - ASME/Fired Water Heater | HWSD - Hot Water Dom/Potable | 11/30/2026
BLOOMFIELD COMMUNITY SCHOOL | 311 E BENTON | BLOOMFIELD | NE | 68718 | KNOX | NE32456 | Scrapped/Junked |  | 761 | 1961 | MARKET FORGE INDUSTRIES | FTNF - Firetube Flueless | 0021 - Steam Supp Cooker/Kettle | 8/31/2000
City Auditorium | 311 N Oak St | Gordon | NE | 69343-1252 | Sheridan | NE08615 | Active | NA | J014054 | 2001 | Lochinvar | CPFH - Copper Fin Water Heater | HWHT - Hot Water Heat | 12/31/2026
City Auditorium | 311 N Oak St | Gordon | NE | 69343-1252 | Sheridan | NE15101 | Scrapped/Junked |  | 2330V00094 | 1978 | Bryant Boiler | CI - Cast Iron | HWHT - Hot Water Heat | 4/30/2002
City Auditorium | 311 N Oak St | Gordon | NE | 69343-1252 | Sheridan | NE15102 | Inactive |  | 1481V00163 | 1981 | BRYN | CI - Cast Iron |  | 5/31/1990
MEXICO LINDO INC | 311 Norris Ave | McCook | NE | 69001-3707 | RED WILLOW | NE04705 | Inactive |  | 4940 | 1978 | BRYANT |  | STHT - Steam-Heat | 2/28/2003
Remington Hybrid Seed Co | 311 Road 3168 | Hastings | NE | 68901-9413 | Adams | NE09807 | Active | 10900 | 00E-8654 | 2000 | Les Inc/Aldrich Co | FTVT - Firetube Vertical TB | HWHT - Hot Water Heat | 2/28/2023
Remington Hybrid Seed Co | 311 Road 3168 | Hastings | NE | 68901-9413 | Adams | NE09808 | Active | 10905 | 00E-8659 | 2000 | Les Inc/Aldrich Co | FTVT - Firetube Vertical TB | HWHT - Hot Water Heat | 2/28/2023
Vacant | 311 S 72nd St | Omaha | NE | 68114-4605 | Douglas | NE16295 | Inactive | n/a | A81-703 | 1979 | HBSM | CI - Cast Iron | HWHT - Hot Water Heat | 10/31/2022
JA Woollam | 311 S 7th St | Lincoln | NE | 68508-2424 | Lancaster | NE42703 | Active | 394251 | 22394251 | 2022 | Lochinvar | FTVT - Firetube Vertical TB | HWHT - Hot Water Heat | 6/30/2026
JA Woollam | 311 S 7th St | Lincoln | NE | 68508-2424 | Lancaster | NE42704 | Active | 394250 | 22394250 | 2022 | Lochinvar | FTVT - Firetube Vertical TB | HWHT - Hot Water Heat | 6/30/2026
JA Woollam | 311 S 7th St | Lincoln | NE | 68508-2424 | Lancaster | NE42705 | Active | 394252 | 22394252 | 2022 | Lochinvar | FTVT - Firetube Vertical TB | HWHT - Hot Water Heat | 6/30/2026
CHANCERY OFFICE | 311 W 17th St | Grand Island | NE | 68801-3521 | HALL | NE37651 | Scrapped/Junked |  | 8862A | 1970 | HYDROTHERM/ADV THER HYD |  | HWHT - Hot Water Heat | 5/31/2006
Cairo Municipal Pool | 311 W Syria | Cairo | NE | 68824-9595 | Hall | NE06287 | Scrapped/Junked | 5196 | 7690976 | 1976 | Teledyne Laars | CPFT - Horiz Cpr Fin Boiler | OPHT - Outdoor Pool Heater | 6/30/2020
Cairo Municipal Pool | 311 W Syria | Cairo | NE | 68824-9595 | Hall | NE28405 | Active | 301641 | C20301641 | 2020 | Teledyne Laars | CPFT - Horiz Cpr Fin Boiler | OPHT - Outdoor Pool Heater | 6/30/2026
Orchard Park Inc | 3110 S 48th St | Lincoln | NE | 68506-3353 | Lancaster | NE15658 | Scrapped/Junked |  |  | 1988 | RUUD | AHWH - ANSI/Fired Water Htr | HWSD - Hot Water Dom/Potable | 6/30/2000
Orchard Park Inc | 3110 S 48th St | Lincoln | NE | 68506-3353 | Lancaster | NE20661 | Scrapped/Junked | 73130 | 109660421 | 1996 | RHEE | CHWH - ASME/Fired Water Heater | HWSD - Hot Water Dom/Potable | 6/30/2009
Orchard Park Inc | 3110 S 48th St | Lincoln | NE | 68506-3353 | Lancaster | NE23363 | Scrapped/Junked | 79948 | URNG0998G01676 | 1998 | RHEEM | CHWH - ASME/Fired Water Heater | HWSD - Hot Water Dom/Potable | 6/30/2011
Emerald Nursing and Rehab Legacy Pointe | 3110 Scott Cir | Omaha | NE | 68112-2604 | Douglas | NE25529 | Inactive | 52617 | H99-52617 | 1999 | AOSM | WT - Water Tube Boiler | HWSD - Hot Water Dom/Potable | 2/28/2017
Emerald Nursing and Rehab Legacy Pointe | 3110 Scott Cir | Omaha | NE | 68112-2604 | Douglas | NE25530 | Scrapped/Junked | 51534 | LJ99-0867817-90 | 1999 | AOSM | CHWH - ASME/Fired Water Heater | HWSD - Hot Water Dom/Potable | 2/28/2024
Emerald Nursing and Rehab Legacy Pointe | 3110 Scott Cir | Omaha | NE | 68112-2604 | Douglas | NE25531 | Scrapped/Junked | 51524 | LJ99-0867811-964 | 1999 | AOSM | CHWH - ASME/Fired Water Heater | HWSD - Hot Water Dom/Potable | 2/28/2026
Emerald Nursing and Rehab Legacy Pointe | 3110 Scott Cir | Omaha | NE | 68112-2604 | Douglas | NE27121 | Active | 196991 | 1438M002461 | 2014 | AO SMITH | CHWH - ASME/Fired Water Heater | HWSD - Hot Water Dom/Potable | 2/28/2026
Educare of Omaha, Indian Hills | 3110 W St | Omaha | NE | 68107-3320 | Douglas | NE14642 | Active | n/a | 08-0242 | 2008 | AERCO INTERNATIONAL | CALU - Cast Aluminum | HWHT - Hot Water Heat | 12/31/2026
Continental Garden Apts | 3111 College St | Grand Island | NE | 68803-1709 | Hall | NE06124 | Inactive | 219227 | 0403219227 | 2004 | Raypak | CPFH - Copper Fin Water Heater | OPHT - Outdoor Pool Heater | 5/31/2016
Continental Garden Apts | 3111 College St | Grand Island | NE | 68803-1709 | Hall | NE40844 | Scrapped/Junked |  |  | 1992 | Teledyne & Laars | CPFT - Horiz Cpr Fin Boiler | OPHT - Outdoor Pool Heater | 8/31/2004
Blackshirt Feeders | 31120 US-34 | Haigler | NE | 69030 | Dundy | NE43895 | Active | 11020 | 85859-1 | 2025 | Williams & Davis | FTHT - Firetube Horizontal | PROC - Process Steam | 6/30/2025
Blackshirt Feeders | 31120 US-34 | Haigler | NE | 69030 | Dundy | NE43896 | Active | 594 | 6287 | 2025 | Williams & Davis | ECON - Boiler Economizer | ECON - Boiler Economizer | 6/30/2025
Blackshirt Feeders | 31120 US-34 | Haigler | NE | 69030 | Dundy | NE43897 | Active | 10957 | 85030-1 | 2024 | Williams & Davis | FTHT - Firetube Horizontal | PROC - Process Steam | 6/30/2025
Blackshirt Feeders | 31120 US-34 | Haigler | NE | 69030 | Dundy | NE43898 | Active | 402 | 6174 | 2024 | Williams & Davis | ECON - Boiler Economizer | ECON - Boiler Economizer | 6/30/2025
SPRING MANOR APTS | 3113 S 69th Ave | Omaha | NE | 68106-3581 | Douglas | NE23133 | Exempt 1999 LB-66 |  | 0285400201 | 1983 | RHEEM MANUFACTURING CO | AHWH - ANSI/Fired Water Htr | HWSD - Hot Water Dom/Potable | 4/30/1999
SPRING MANOR APTS | 3113 S 69th Ave | Omaha | NE | 68106-3581 | Douglas | NE23134 | Exempt 1999 LB-66 |  | 0285400200 | 1983 | RHEEM MANUFACTURING CO | AHWH - ANSI/Fired Water Htr | HWSD - Hot Water Dom/Potable | 4/30/1999
SPRING MANOR APTS | 3113 S 69th Ave | Omaha | NE | 68106-3581 | Douglas | NE23135 | Exempt 1999 LB-66 |  | 0485401363 | 1983 | RHEEM MANUFACTURING CO | AHWH - ANSI/Fired Water Htr | HWSD - Hot Water Dom/Potable | 4/30/1999
SPRING MANOR APTS | 3113 S 69th Ave | Omaha | NE | 68106-3581 | Douglas | NE23136 | Exempt 1999 LB-66 |  | MJ96-0581435962 | 1996 | AO SMITH | AHWH - ANSI/Fired Water Htr | HWSD - Hot Water Dom/Potable | 4/30/1999
SPRING MANOR APTS | 3113 S 69th Ave | Omaha | NE | 68106-3581 | Douglas | NE23137 | Exempt 1999 LB-66 |  | 0485401361 | 1983 | RHEEM MANUFACTURING CO | AHWH - ANSI/Fired Water Htr | HWSD - Hot Water Dom/Potable | 4/30/1999
SPRING MANOR APTS | 3113 S 69th Ave | Omaha | NE | 68106-3581 | Douglas | NE23138 | Exempt 1999 LB-66 |  | 0485401362 | 1983 | RHEEM MANUFACTURING CO | AHWH - ANSI/Fired Water Htr | HWSD - Hot Water Dom/Potable | 4/30/1999
SPRING MANOR APTS | 3113 S 69th Ave | Omaha | NE | 68106-3581 | Douglas | NE23139 | Exempt 1999 LB-66 |  | A082-14156820 | 1982 | AO SMITH | AHWH - ANSI/Fired Water Htr | HWSD - Hot Water Dom/Potable | 4/30/1999
SPRING MANOR APTS | 3113 S 69th Ave | Omaha | NE | 68106-3581 | Douglas | NE23140 | Exempt 1999 LB-66 |  | 0985403692 | 1983 | RHEEM MANUFACTURING CO | AHWH - ANSI/Fired Water Htr | HWSD - Hot Water Dom/Potable | 4/30/1999
ANIMATION CORP | 3114 Saint Marys Ave | Omaha | NE | 68105-1451 | Douglas | NE05777 | Inactive |  | 02850514 | 1986 | DUNKIRK |  | STHT - Steam-Heat | 2/28/2005
UNL FEED STORAGE BLDG | 3115 N 70th St | Lincoln | NE | 68507-2104 | LANCASTER | NE17648 | Scrapped/Junked |  | V00096859 | 1995 | SLANT FIN |  | HWHT - Hot Water Heat | 3/31/2002
FRC Housing | 3116 18th St | Columbus | NE | 68601-4229 | Platte | NE29068 | Active | 10965 | IN501-290 | 2020 | Intellihot | CHWH - ASME/Fired Water Heater | HWSD - Hot Water Dom/Potable | 12/31/2024
FRC Housing | 3116 18th St | Columbus | NE | 68601-4229 | Platte | NE29069 | Active | 11674 | IN501- 299 | 2020 | Intellihot | CHWH - ASME/Fired Water Heater | HWSD - Hot Water Dom/Potable | 12/31/2024
R Lazy K Feedlot | 31160 Road A | Glenvil | NE | 68941 | Adams | NE28379 | Active | 18768 | 18768 | 2018 | Superior Boiler Works | FT - Firetube Boiler | PROC - Process Steam | 2/28/2027
Tiffany Square | 3119 W Faidley Ave | Grand Island | NE | 68803-4114 | Hall | NE05658 | Scrapped/Junked | 24590 | AJH353610 | 1996 | WEBJ | COBL - Coil Type Boiler | HWHT - Hot Water Heat | 1/31/2020
Tiffany Square | 3119 W Faidley Ave | Grand Island | NE | 68803-4114 | Hall | NE10227 | Active | 72810 | 72810 | 2007 | WEBJ | CPFH - Copper Fin Water Heater | HWSD - Hot Water Dom/Potable | 1/31/2026
Tiffany Square | 3119 W Faidley Ave | Grand Island | NE | 68803-4114 | Hall | NE15132 | Active | 106418 | 8891264 | 1989 | TELE | CPFT - Horiz Cpr Fin Boiler | HWHT - Hot Water Heat | 1/31/2026
Tiffany Square | 3119 W Faidley Ave | Grand Island | NE | 68803-4114 | Hall | NE15133 | Active | 106420 | 8891266 | 1989 | TELE | CPFT - Horiz Cpr Fin Boiler | HWHT - Hot Water Heat | 1/31/2026
Tiffany Square | 3119 W Faidley Ave | Grand Island | NE | 68803-4114 | Hall | NE15134 | Scrapped/Junked | 107138 | 8891384 | 1989 | TELE | CPFT - Horiz Cpr Fin Boiler | HWSD - Hot Water Dom/Potable | 1/31/2011
Tiffany Square | 3119 W Faidley Ave | Grand Island | NE | 68803-4114 | Hall | NE17539 | Active | 72950 | 72950 | 2007 | Weben-Jarco | SSCO - SS Coil Boiler | HWSP - Hot Water Non Potable Supply | 1/31/2026
Tiffany Square | 3119 W Faidley Ave | Grand Island | NE | 68803-4114 | Hall | NE28224 | Active | 427767 | 071827105 | 2018 | CAMUS | COBL - Coil Type Boiler | HWHT - Hot Water Heat | 1/31/2026
Tiffany Square | 3119 W Faidley Ave | Grand Island | NE | 68803-4114 | Hall | NE30519 | Scrapped/Junked | 106368 | 8891214 | 1989 | TELEDYNE LAARS | CPFT - Horiz Cpr Fin Boiler | HWSD - Hot Water Dom/Potable | 1/31/2008
Wayne Elementary School | 312 Douglas St | Wayne | NE | 68787-1820 | Wayne | NE08997 | Scrapped/Junked | 4031 | 4031 | 2000 | Fulton | FT - Firetube Boiler | HWHT - Hot Water Heat | 3/31/2020
Wayne Elementary School | 312 Douglas St | Wayne | NE | 68787-1820 | Wayne | NE08998 | Scrapped/Junked | 4034 | 4034 | 2000 | Fulton | FT - Firetube Boiler | HWHT - Hot Water Heat | 3/31/2014
Wayne Elementary School | 312 Douglas St | Wayne | NE | 68787-1820 | Wayne | NE08999 | Active | 116711 | 116711 | 2000 | Lochinvar | WT - Water Tube Boiler | HWSD - Hot Water Dom/Potable | 3/31/2026
Wayne Elementary School | 312 Douglas St | Wayne | NE | 68787-1820 | Wayne | NE09000 | Active | 116710 | 116710 | 2000 | Lochinvar | WT - Water Tube Boiler | HWSD - Hot Water Dom/Potable | 3/31/2026
Wayne Elementary School | 312 Douglas St | Wayne | NE | 68787-1820 | Wayne | NE24631 | Active | 283721 | K13H10283721 | 2013 | Lochinvar | WTSS - Watertube SS Steel | HWHT - Hot Water Heat | 3/31/2026
Wayne Elementary School | 312 Douglas St | Wayne | NE | 68787-1820 | Wayne | NE27975 | Active | 438047 | 1114498309 | 2018 | Lochinvar | WTSS - Watertube SS Steel | HWHT - Hot Water Heat | 3/31/2026
Headstart Building | 312 E 3rd St | Valentine | NE | 69201-1968 | Cherry | NE17572 | Active | 17693 | F-5600 | 2009 | Aldrich | FTHT - Firetube Horizontal | STHT - Steam-Heat | 2/28/2026
Headstart Building | 312 E 3rd St | Valentine | NE | 69201-1968 | Cherry | NE31658 | Scrapped/Junked |  |  | 1952 | KEWA | FTFB - Firetube-Firebox Boiler | STHT - Steam-Heat | 8/31/2007
UNIVERSITY OF NE PRESS | 312 N 14th St | Lincoln | NE | 68588-0009 | LANCASTER | NE16345 | Inactive |  |  | 1945 | TITUS | FT - Firetube Boiler | HWHT - Hot Water Heat | 5/31/1993
Jan's Cleaners & Laundry | 312 S 6th St | Beatrice | NE | 68310-4415 | Gage | NE02797 | Scrapped/Junked | 140 | 140 | 1956 | SUPR | FT - Firetube Boiler | PROC - Process Steam | 5/31/2009
Jan's Cleaners & Laundry | 312 S 6th St | Beatrice | NE | 68310-4415 | Gage | NE14692 | Scrapped/Junked | 54783 | 92930 | 2009 | PM LATTNER MFR COMPANY | FTNT - FT Vertical Tubeless | PROC - Process Steam | 9/30/2019
St Matthew's Church | 312 W 16th St | Alliance | NE | 69301-2205 | Box Butte | NE14377 | Scrapped/Junked |  | J-9B | 1968 | Weil-Mcclain | CI - Cast Iron | HWHT - Hot Water Heat | 12/31/2009
St Matthew's Church | 312 W 16th St | Alliance | NE | 69301-2205 | Box Butte | NE17046 | Scrapped/Junked | 75118 | L010613302 | 2009 | MUNCHKIN | COBL - Coil Type Boiler | HWHT - Hot Water Heat | 12/31/2021
St Matthew's Church | 312 W 16th St | Alliance | NE | 69301-2205 | Box Butte | NE17047 | Scrapped/Junked | 78513 | L010613303 | 2009 | MUNCHKIN | COBL - Coil Type Boiler | HWHT - Hot Water Heat | 12/31/2021
St Matthew's Church | 312 W 16th St | Alliance | NE | 69301-2205 | Box Butte | NE41329 | Active | 530532 | 214912769855 | 2021 | Sermeta | COBL - Coil Type Boiler | HWHT - Hot Water Heat | 12/31/2026
St Matthew's Church | 312 W 16th St | Alliance | NE | 69301-2205 | Box Butte | NE41330 | Active | 532254 | 2150127372885 | 2021 | Sermeta | COBL - Coil Type Boiler | HWHT - Hot Water Heat | 12/31/2025
Prichard Auditorium | 312 W 17th St | Falls City | NE | 68355-2523 | Richardson | NE00362 | Scrapped/Junked | 11259 | B000107 | 2000 | Precision | CHWH - ASME/Fired Water Heater | HWSD - Hot Water Dom/Potable | 4/30/2014
Prichard Auditorium | 312 W 17th St | Falls City | NE | 68355-2523 | Richardson | NE00363 | Active | 32955 | G-99-559 | 1999 | Aerco International | WT - Water Tube Boiler | HWHT - Hot Water Heat | 4/30/2026
Prichard Auditorium | 312 W 17th St | Falls City | NE | 68355-2523 | Richardson | NE00364 | Active | 32956 | G-99-560 | 1999 | Aerco International | WT - Water Tube Boiler | HWHT - Hot Water Heat | 4/30/2026
Prichard Auditorium | 312 W 17th St | Falls City | NE | 68355-2523 | Richardson | NE18576 | Scrapped/Junked |  |  | 1939 | Unknown | FT - Firetube Boiler | STHT - Steam-Heat | 6/30/1997
Immanuel Baptist Church | 312 W 20th Ave | Bellevue | NE | 68005-5019 | Sarpy | NE16890 | Scrapped/Junked | n/a | 22584 | 1957 | Bryant | CI - Cast Iron | HWHT - Hot Water Heat | 2/28/2019
ST PAUL LUTHERAN SCHOOL | 312 W 3rd St | Ogallala | NE | 69153-2522 | KEITH | NE04905 | Inactive |  | 13-22 | 1948 | US RADIATOR |  | HWHT - Hot Water Heat | 1/31/2002
Hitchcock County High School | 312 W 3rd St | Trenton | NE | 69044-1843 | Hitchcock | NE00779 | Scrapped/Junked | n/a | 902713-200009 | 2000 | Peerless | CI - Cast Iron | STHT - Steam-Heat | 3/31/2013
Hitchcock County High School | 312 W 3rd St | Trenton | NE | 69044-1843 | Hitchcock | NE22883 | Active | 241974 | 12241974 | 2012 | Lochinvar | WTSS - Watertube SS Steel | HWHT - Hot Water Heat | 3/31/2026
Hitchcock County High School | 312 W 3rd St | Trenton | NE | 69044-1843 | Hitchcock | NE22884 | Active | 241975 | 12 241975 | 2012 | Lochinvar | WTSS - Watertube SS Steel | HWHT - Hot Water Heat | 3/31/2026
Hitchcock County High School | 312 W 3rd St | Trenton | NE | 69044-1843 | Hitchcock | NE31799 | Scrapped/Junked | n/a | A-705-SOB | 1966 | American Standard | CI - Cast Iron | STHT - Steam-Heat | 3/31/2013
Cedar Rapids Pool | 312 W Prairie St | Cedar Rapids | NE | 68627-5005 | Boone | NE00277 | Scrapped/Junked | 101247 | C00E05477 | 2000 | TELE | CPFT - Horiz Cpr Fin Boiler | OPHT - Outdoor Pool Heater | 6/30/2007
Cedar Rapids Pool | 312 W Prairie St | Cedar Rapids | NE | 68627-5005 | Boone | NE17960 | Scrapped/Junked | 223231 | C10223231 | 2010 | Laars | CPFT - Horiz Cpr Fin Boiler | OPHT - Outdoor Pool Heater | 6/30/2024
Cedar Rapids Pool | 312 W Prairie St | Cedar Rapids | NE | 68627-5005 | Boone | NE43678 | Active | 329543 | C25 329543 | 2025 | Laars | CPFT - Horiz Cpr Fin Boiler | OPHT - Outdoor Pool Heater | 7/31/2026
J F O'Neill Packing Co | 3120 G St | Omaha | NE | 68107-1447 | Douglas | NE04337 | Scrapped/Junked | 9177 | O-17097 | 1957 | Cleaver Brooks | FTSM - FTS Marine Dry Back | STHT - Steam-Heat | 11/30/2020
J F O'Neill Packing Co | 3120 G St | Omaha | NE | 68107-1447 | Douglas | NE28848 | Scrapped/Junked | 20380 | 19F-8288 | 2019 | Aldrich | FTHT - Firetube Horizontal | PROC - Process Steam | 11/30/2020
J F O'Neill Packing Co | 3120 G St | Omaha | NE | 68107-1447 | Douglas | NE29014 | Active | 20590 | 20F-8498 | 2020 | Aldrich | FTHT - Firetube Horizontal | PROC - Process Steam | 1/31/2027
Anytime Laundry Inc & Golden Horse | 3120 L St | Omaha | NE | 68107-1406 | Douglas | NE25544 | Scrapped/Junked | 8498 | 8498 | 1999 | William-Davis | FTSM - FTS Marine Dry Back | PROC - Process Steam | 10/31/2015
Club Car Wash | 3120 N 108th St | Omaha | NE | 68164-2901 | Douglas | NE12843 | Inactive | 8209 | 1278103854 | 1978 | Raypak | WT - Water Tube Boiler | HWHF - Hot Water Heat-Floor | 2/28/2021
Club Car Wash | 3120 N 108th St | Omaha | NE | 68164-2901 | Douglas | NE41266 | Active | 531692 | 926657-4F391208C | 2021 | Semeta | WT - Water Tube Boiler | HWSD - Hot Water Dom/Potable | 2/28/2026
Indian Hill Elementary | 3121 U St | Omaha | NE | 68107-3378 | Douglas | NE27714 | Active | 328546 | 18328548 | 2018 | Lochinvar | COND - Condenser | HWHT - Hot Water Heat | 12/31/2026
Indian Hill Elementary | 3121 U St | Omaha | NE | 68107-3378 | Douglas | NE27715 | Active | 228556 | 183228556 | 2018 | Lochinvar | COND - Condenser | HWHT - Hot Water Heat | 12/31/2026
Indian Hill Elementary | 3121 U St | Omaha | NE | 68107-3378 | Douglas | NE31054 | Scrapped/Junked | n/a | H-9543 | 1955 | Kewanee | FTFB - Firetube-Firebox Boiler | STHT - Steam-Heat | 12/31/2015
Indian Hill Elementary | 3121 U St | Omaha | NE | 68107-3378 | Douglas | NE31055 | Scrapped/Junked | n/a | H-9542 | 1955 | Kewanee | FT - Firetube Boiler | STHT - Steam-Heat | 12/31/2017
Indian Hill Elementary | 3121 U St | Omaha | NE | 68107-3378 | Douglas | NE31056 | Scrapped/Junked | n/a | H-8981 | 1955 | Kewanee | FTFB - Firetube-Firebox Boiler | STHT - Steam-Heat | 12/31/2016
Apartment Building | 3122 Chicago St | Omaha | NE | 68131-2563 | Douglas | NE27185 | Active | n/a | 746604-201705 | 2017 | Peerless | CI - Cast Iron | STHT - Steam-Heat | 2/28/2018
St Joan of Arc Parish | 3122 S 74th St | Omaha | NE | 68124-3524 | Douglas | NE20342 | Exempt 1999 LB-66 |  | RUN0785402549 | 1985 | RUUD | AHWH - ANSI/Fired Water Htr | HWSD - Hot Water Dom/Potable | 6/30/2000
St Joan of Arc Parish | 3122 S 74th St | Omaha | NE | 68124-3524 | Douglas | NE20343 | Exempt 1999 LB-66 |  | MK91-0209630880 | 1991 | AO SMITH | AHWH - ANSI/Fired Water Htr | HWSD - Hot Water Dom/Potable | 6/30/2000
St Joan of Arc Parish | 3122 S 74th St | Omaha | NE | 68124-3524 | Douglas | NE23758 | Active | 13810 | 19012 8106 | 1981 | VULCAN HART | COOK - Fired Cooker | STMK - Cooking Steam Kettle | 4/30/2026
SUPRA COLOR LABS INC | 3123 N 93rd St | Omaha | NE | 68134-4717 | Douglas | NE05242 | Exempt 1999 LB-66 |  | 0089124803 | 1989 | STATE INDUSTRIES | AHWH - ANSI/Fired Water Htr | HWSD - Hot Water Dom/Potable | 3/31/1998
SUPRA COLOR LABS INC | 3123 N 93rd St | Omaha | NE | 68134-4717 | Douglas | NE05250 | Exempt 1999 LB-66 |  | H89537000 | 1989 | STATE INDUSTRIES | AHWH - ANSI/Fired Water Htr | HWSD - Hot Water Dom/Potable | 3/31/1998
Deshler Housing Authority | 313 E Willard Ave | Deshler | NE | 68340-9843 | Thayer | NE06863 | Active | N/A | 61-73719-0794 | 1994 | Peerless | CI - Cast Iron | HWHT - Hot Water Heat | 2/28/2026
Deshler Housing Authority | 313 E Willard Ave | Deshler | NE | 68340-9843 | Thayer | NE06864 | Active | N/A | 61-73722-0794 | 1994 | Peerless | CI - Cast Iron | HWHT - Hot Water Heat | 2/28/2026
Deshler Housing Authority | 313 E Willard Ave | Deshler | NE | 68340-9843 | Thayer | NE06865 | Active | N/A | 61-73721-0794 | 1994 | Peerless | CI - Cast Iron | HWHT - Hot Water Heat | 2/28/2026
Deshler Housing Authority | 313 E Willard Ave | Deshler | NE | 68340-9843 | Thayer | NE06866 | Active | N/A | 61-73720-0794 | 1994 | Peerless | CI - Cast Iron | HWHT - Hot Water Heat | 2/28/2026
Mary Reipma Ross Media Arts Center | 313 N 13th St | Lincoln | NE | 68588 | Lancaster | NE10383 | Active | 57774 | 0302-59595 | 2002 | Reimers | ELBL - Electric Boiler | GLYC - Glycol Bldg Heat Sys | 5/31/2026
Alcott School | 313 N Cedar Ave | Hastings | NE | 68901-5349 | Adams | NE34314 | Scrapped/Junked | 36936 | n/a | 1983 | Kewanee | FTFB - Firetube-Firebox Boiler | STHT - Steam-Heat | 6/30/2016
Alcott School | 313 N Cedar Ave | Hastings | NE | 68901-5349 | Adams | NE34315 | Scrapped/Junked | 36200 | n/a | 1982 | Kewanee | FTFB - Firetube-Firebox Boiler | STHT - Steam-Heat | 6/30/2016
NE OFFICE SERVICES INC | 313 N Locust St | Grand Island | NE | 68801-5923 | HALL | NE03674 | Inactive |  | 1000B-0185 | 1985 | PEERLESS HEATER COMPANY |  | STHT - Steam-Heat | 12/31/2003
IDEAL CLEANERS | 313 N Main St | Valentine | NE | 69201-1841 | CHERRY | NE01397 | Inactive | 36742 | 72536 | 1984 | PM LATTNER MFR COMPANY | ELBL - Electric Boiler | PROC - Process Steam | 9/30/2003
The Haircut Co | 313 Norris Ave | McCook | NE | 69001-3707 | Red Willow | NE04904 | Scrapped/Junked | N/A | 13535 | 1968 | American Standard | CI - Cast Iron | HWHT - Hot Water Heat | 3/31/2019
The Haircut Co | 313 Norris Ave | McCook | NE | 69001-3707 | Red Willow | NE28209 | Active | Na | CROWNB00663099 | 2018 | Crown | CI - Cast Iron | HWHT - Hot Water Heat | 9/30/2026
TRENTON ELEMENTARY SCHOOL | 313 W D St | Trenton | NE | 69044-1866 | HITCHCOCK | NE31708 | Scrapped/Junked |  | L7426 | 1961 | KEWANEE | FT - Firetube Boiler | STHT - Steam-Heat | 7/31/2000
Hacienda Real | 3130 Pine Lake Rd | Lincoln | NE | 68516-6059 | Lancaster | NE01646 | Exempt | 141409 | CGCS02G231 | 2002 | MVE/CHART IND | UTNK - Unfired Vertical Tank | 0041 - CO2 Dispensing | 5/31/2006
Hacienda Real | 3130 Pine Lake Rd | Lincoln | NE | 68516-6059 | Lancaster | NE10680 | Scrapped/Junked | 72207 | LJ021950074110 | 2002 | AOSM | CHWH - ASME/Fired Water Heater | HWSD - Hot Water Dom/Potable | 6/30/2011
Hacienda Real | 3130 Pine Lake Rd | Lincoln | NE | 68516-6059 | Lancaster | NE20567 | Scrapped/Junked | 144538 | 144538 | 2010 | A O Smith | CHWH - ASME/Fired Water Heater | HWSD - Hot Water Dom/Potable | 9/30/2019
Salem Baptist Church | 3131 Lake St | Omaha | NE | 68111-3768 | Douglas | NE25521 | Active | 47931 | LA990800085 | 1999 | AOSM | CHWH - ASME/Fired Water Heater | HWSD - Hot Water Dom/Potable | 1/31/2026
City of Lincoln Health Department | 3131 O St | Lincoln | NE | 68510-1534 | Lancaster | NE08826 | Scrapped/Junked | 7744 | 93-3963 | 1993 | Les Aldrich | FT - Firetube Boiler | HWHT - Hot Water Heat | 9/30/2022
City of Lincoln Health Department | 3131 O St | Lincoln | NE | 68510-1534 | Lancaster | NE08827 | Out of Service | 7745 | 93-03964 | 1993 | Les Aldrich | FT - Firetube Boiler | HWHT - Hot Water Heat | 9/30/2019
City of Lincoln Health Department | 3131 O St | Lincoln | NE | 68510-1534 | Lancaster | NE41551 | Active | 20580 | 20F-8488 | 2020 | Aldrich | FTVT - Firetube Vertical TB | HWHT - Hot Water Heat | 3/31/2026
City of Lincoln Health Department | 3131 O St | Lincoln | NE | 68510-1534 | Lancaster | NE41552 | Active | 20884 | 22F-8792 | 2022 | Aldrich | FTVT - Firetube Vertical TB | HWHT - Hot Water Heat | 3/31/2026
Skutt Catholic High School | 3131 S 156th St | Omaha | NE | 68130-1906 | Douglas | NE17822 | Scrapped/Junked | 24230 | 1923972 | 1992 | Teledyne Laars | CPFT - Horiz Cpr Fin Boiler | HWSD - Hot Water Dom/Potable | 12/31/2025
Skutt Catholic High School | 3131 S 156th St | Omaha | NE | 68130-1906 | Douglas | NE17823 | Scrapped/Junked | 24305 | 1924047 | 1992 | Teledyne Laars | CPFT - Horiz Cpr Fin Boiler | HWHT - Hot Water Heat | 12/31/2024
Skutt Catholic High School | 3131 S 156th St | Omaha | NE | 68130-1906 | Douglas | NE17824 | Scrapped/Junked | 24307 | 1924049 | 1992 | Teledyne Laars | CPFT - Horiz Cpr Fin Boiler | HWHT - Hot Water Heat | 12/31/2024
Skutt Catholic High School | 3131 S 156th St | Omaha | NE | 68130-1906 | Douglas | NE17825 | Scrapped/Junked | 24306 | 1924048 | 1992 | TELE | CPFT - Horiz Cpr Fin Boiler | HWHT - Hot Water Heat | 12/31/2012
Skutt Catholic High School | 3131 S 156th St | Omaha | NE | 68130-1906 | Douglas | NE23749 | Scrapped/Junked | 242381 | C12 2423810 | 2012 | Laars | WT - Water Tube Boiler | HWHT - Hot Water Heat | 12/31/2024
Skutt Catholic High School | 3131 S 156th St | Omaha | NE | 68130-1906 | Douglas | NE43097 | Active | 10372 | F10616692A | 2024 | Fulton | FTUT - Firetube U-Tube Vert | HWHT - Hot Water Heat | 3/31/2026
Skutt Catholic High School | 3131 S 156th St | Omaha | NE | 68130-1906 | Douglas | NE43098 | Active | 10382 | F10616693A | 2024 | Fulton | FTUT - Firetube U-Tube Vert | HWHT - Hot Water Heat | 3/31/2026
STUHR MUSEUM | 3133 W HWY 34 | GRAND ISLAND | NE | 68801-7485 | HALL | NE02240 | Inactive |  | 69 | 1908 | BALDWIN | FTLO - Firetube Locomotive Type | 0028 - Antique Locomotive | 6/30/1992
STUHR MUSEUM | 3133 W HWY 34 | GRAND ISLAND | NE | 68801-7485 | HALL | NE16526 | Inactive |  |  | 1958 | L.E. HAFER | HOBB - Hobby/Antique Boiler | 0024 - Antique Steam Tractor | 6/30/1992
Stuhr Museum | 3133 W US Highway 34 | Grand Island | NE | 68801-7485 | Hall | NE16254 | Scrapped/Junked | n/a | N-1841 | 1965 | Kewanee | FT - Firetube Boiler | HWHT - Hot Water Heat | 2/28/2015
Stuhr Museum | 3133 W US Highway 34 | Grand Island | NE | 68801-7485 | Hall | NE25394 | Active | 307945 | G14307945 | 2014 | Laars | WTSS - Watertube SS Steel | HWHT - Hot Water Heat | 2/28/2026
Stuhr Museum | 3133 W US Highway 34 | Grand Island | NE | 68801-7485 | Hall | NE25395 | Active | 307954 | G14307954 | 2014 | Laars | WTSS - Watertube SS Steel | HWHT - Hot Water Heat | 2/28/2026
Central Community College | 3134 W Hwy 34 | Grand Island | NE | 68801-7279 | Hall | NE17941 | Active | 6920 | 6920 | 2003 | Heat Transfer Products Inc. | WTSS - Watertube SS Steel | GLYC - Glycol Bldg Heat Sys | 2/28/2026
Central Community College | 3134 W Hwy 34 | Grand Island | NE | 68801-7279 | Hall | NE29135 | Active | 146486 | 2013118684039 | 2019 | Lochinvar | FTSS - Firetube Stainless Steel | HWHT - Hot Water Heat | 2/28/2026
Central Community College | 3134 W Hwy 34 | Grand Island | NE | 68801-7279 | Hall | NE29136 | Active | 150168 | 2011118546542 | 2020 | Lochinvar | FTSS - Firetube Stainless Steel | HWHT - Hot Water Heat | 2/28/2026
Wash World | 3137 N 108th St | Omaha | NE | 68164-2952 | Douglas | NE07472 | Out of Service | 101668 | 101668 | 2006 | Fulton | FTVT - Firetube Vertical TB | PROC - Process Steam | 2/28/2018
Wash World | 3137 N 108th St | Omaha | NE | 68164-2952 | Douglas | NE23129 | Scrapped/Junked | 8086 | JH5.1253 | 1983 | Weben-Jarco | COBL - Coil Type Boiler | HWSD - Hot Water Dom/Potable | 2/28/2010
Wash World | 3137 N 108th St | Omaha | NE | 68164-2952 | Douglas | NE23130 | Scrapped/Junked | 8051 | JH5.1244 | 1983 | Weben-Jarco | COBL - Coil Type Boiler | HWSD - Hot Water Dom/Potable | 2/28/2010
HANSMEYER APARTMENTS | 314 E 13th St | Crete | NE | 68333-2239 | SALINE | NE04136 | Scrapped/Junked |  | 53997 | 1946 | CAPITOL |  | STHT - Steam-Heat | 2/28/2007
SVANDA PHARMACY | 314 Grand Ave | Ravenna | NE | 68869-1322 | BUFFALO | NE22327 | Inactive |  | 2805-S | 1930 | MUELLER |  | STHT - Steam-Heat | 3/31/2009
T & C ELECTRONICS | 314 Main St | Wayne | NE | 68787-1942 | WAYNE | NE06301 | Inactive | 10847 |  | 1946 | KEWANEE | FT - Firetube Boiler | PROC - Process Steam | 5/31/1989
City Of Hastings Library | 314 N Denver Ave | Hastings | NE | 68901-5127 | Adams | NE27100 | Active | 214704 | 16 PGT700.110.0156 | 2016 | Lochenvar | FTSS - Firetube Stainless Steel | HWHT - Hot Water Heat | 10/31/2026
City Of Hastings Library | 314 N Denver Ave | Hastings | NE | 68901-5127 | Adams | NE27301 | Active | 211321 | 16 PGT700.110.0102 | 2016 | Lochenvar | FTSS - Firetube Stainless Steel | HWHT - Hot Water Heat | 10/31/2026
City Of Hastings Library | 314 N Denver Ave | Hastings | NE | 68901-5127 | Adams | NE37539 | Scrapped/Junked | n/a | M1147 | 1962 | Kewanee | FT - Firetube Boiler | HWHT - Hot Water Heat | 1/31/2017
Children's Museum | 314 N Jeffers St | North Platte | NE | 69101-3961 | Lincoln | NE35418 | Active | O/N 1 | 13494 | 1978 | Peerless | CI - Cast Iron | HWHT - Hot Water Heat | 11/30/2026
EVANGELIC FREE CHURCH | 314 N Thomas Ave | Oakland | NE | 68045-1127 | BURT | NE17836 | Inactive | 12017 |  | 1978 | BURNHAM COMM/INDUST |  | STHT - Steam-Heat | 10/31/2003
City of Hastings Old School Building | 314 W Lincoln St | Hastings | NE | 68901 | Adams | NE20433 | Exempt 1999 LB-66 |  | 000000369-74346 | 1969 | RHEEM MANUFACTURING CO | AHWH - ANSI/Fired Water Htr | HWSD - Hot Water Dom/Potable | 8/31/1999
City of Hastings Old School Building | 314 W Lincoln St | Hastings | NE | 68901 | Adams | NE32227 | Scrapped/Junked |  | 9822 | 1973 | KEWANEE | FT - Firetube Boiler | STHT - Steam-Heat | 8/31/1999
FRANX ANTIQUES | 3141 FARNAM ST | OMAHA | NE | 68131 | Douglas | NE12783 | Inactive |  |  | 1946 | US RADIATOR |  | STHT - Steam-Heat | 12/31/1991
3144 N 84th Cir | 3144 N 84th Cir | Omaha | NE | 68134-4977 | Douglas | NE00121 | Scrapped/Junked | 85247 | URNG0100GO4905 | 1999 | Ruud-Rheem | CHWH - ASME/Fired Water Heater | HWSP - Hot Water Non Potable Supply | 5/31/2021
3144 N 84th Cir | 3144 N 84th Cir | Omaha | NE | 68134-4977 | Douglas | NE16773 | Scrapped/Junked | 24867 |  | 1991 | HAMILTON ENG/LOCHINVAR | CHWH - ASME/Fired Water Heater | HWSD - Hot Water Dom/Potable | 10/31/2000
3144 N 84th Cir | 3144 N 84th Cir | Omaha | NE | 68134-4977 | Douglas | NE22651 | Scrapped/Junked | 4235 | V61-150-337 | 1997 | Hurst | FTNF - Firetube Flueless | PROC - Process Steam | 5/31/2017
3144 N 84th Cir | 3144 N 84th Cir | Omaha | NE | 68134-4977 | Douglas | NE22652 | Scrapped/Junked | 4248 | V61-150-339 | 1997 | Hurst | FTNF - Firetube Flueless | PROC - Process Steam | 5/31/2024
3144 N 84th Cir | 3144 N 84th Cir | Omaha | NE | 68134-4977 | Douglas | NE27167 | Scrapped/Junked | 121965 | PV-638-00 | 2016 | Fulton | VTNT - Vertical Tubeless | PROC - Process Steam | 5/31/2024
American National Bank | 3147 Ames Ave | Omaha | NE | 68111-2760 | Douglas | NE12806 | Out of Service | n/a | IC9 | 1952 | American Radiator | CI - Cast Iron | STHT - Steam-Heat | 5/31/2014
American National Bank | 3147 Ames Ave | Omaha | NE | 68111-2760 | Douglas | NE12807 | Out of Service | n/a | G-409 | 1980 | American Standard | CI - Cast Iron | HWHT - Hot Water Heat | 5/31/2014
Southern Elementary School | 315 2nd St | Blue Springs | NE | 68466 | Gage | NE08519 | Scrapped/Junked | 11412 | 01E-9264 | 2001 | Aldrich | FTVT - Firetube Vertical TB | GLYC - Glycol Bldg Heat Sys | 6/30/2022
Southern Elementary School | 315 2nd St | Blue Springs | NE | 68466 | Gage | NE20528 | Scrapped/Junked | 10066 | 99E-7523 | 1999 | Aldrich | FTVT - Firetube Vertical TB | GLYC - Glycol Bldg Heat Sys | 6/30/2022
Southern Elementary School | 315 2nd St | Blue Springs | NE | 68466 | Gage | NE20529 | Scrapped/Junked | 10067 | 99E-7524 | 1999 | ALES | FTVT - Firetube Vertical TB | GLYC - Glycol Bldg Heat Sys | 6/30/2022
Southern Elementary School | 315 2nd St | Blue Springs | NE | 68466 | Gage | NE41891 | Active | 7982 | 604297000354 | 2021 | Cleaver Brooks | FTVT - Firetube Vertical TB | HWHT - Hot Water Heat | 10/31/2026
Southern Elementary School | 315 2nd St | Blue Springs | NE | 68466 | Gage | NE41892 | Active | 7980 | 604297000352 | 2021 | Cleaver Brooks | FTVT - Firetube Vertical TB | HWHT - Hot Water Heat | 10/31/2026
Southern Elementary School | 315 2nd St | Blue Springs | NE | 68466 | Gage | NE41893 | Active | 7981 | 604297000353 | 2021 | Cleaver Brooks | FTVT - Firetube Vertical TB | HWHT - Hot Water Heat | 10/31/2026
BLUE SPRINGS SCHOOL | 315 2ND ST | BLUE SPRINGS | NE | 68318 | GAGE | NE20530 | Exempt 1999 LB-66 |  |  | 1999 | AO SMITH | AHWH - ANSI/Fired Water Htr | HWSD - Hot Water Dom/Potable | 8/30/2000
BLUE SPRINGS SCHOOL | 315 2ND ST | BLUE SPRINGS | NE | 68318 | GAGE | NE30292 | Scrapped/Junked |  | G6010 | 1965 | AMERICAN STANDARD |  | STHT - Steam-Heat | 6/30/2000
BLUE SPRINGS SCHOOL | 315 2ND ST | BLUE SPRINGS | NE | 68318 | GAGE | NE34802 | Scrapped/Junked | 17103 |  | 1983 | BRYAN STEAM LLC | WT - Water Tube Boiler | STHT - Steam-Heat | 6/30/2000
Scottsbluff High School | 315 E 27th St | Scottsbluff | NE | 69361-1762 | Scotts Bluff | NE00821 | Scrapped/Junked | 113025 | 3097 | 2001 | TELE | COBL - Coil Type Boiler | IPHT - Indoor Pool Heater | 6/30/2009
Scottsbluff High School | 315 E 27th St | Scottsbluff | NE | 69361-1762 | Scotts Bluff | NE00823 | Scrapped/Junked | 92192 | 4833 | 1999 | TELE | COBL - Coil Type Boiler | IPHT - Indoor Pool Heater | 6/30/2009
Scottsbluff High School | 315 E 27th St | Scottsbluff | NE | 69361-1762 | Scotts Bluff | NE01845 | Out of Service | 12759 | O3F-0675 | 2003 | ALES | FTFB - Firetube-Firebox Boiler | STHT - Steam-Heat | 3/31/2020
Scottsbluff High School | 315 E 27th St | Scottsbluff | NE | 69361-1762 | Scotts Bluff | NE01846 | Inactive | 12762 | 03F-0678 | 2003 | ALES | FTFB - Firetube-Firebox Boiler | STHT - Steam-Heat | 3/31/2024
Scottsbluff High School | 315 E 27th St | Scottsbluff | NE | 69361-1762 | Scotts Bluff | NE05182 | Scrapped/Junked |  | 0006712270 | 1988 | BRADFORD-WHITE | AHWH - ANSI/Fired Water Htr | HWSD - Hot Water Dom/Potable | 6/30/2000
Scottsbluff High School | 315 E 27th St | Scottsbluff | NE | 69361-1762 | Scotts Bluff | NE23403 | Scrapped/Junked | 79010 |  | 1997 | TELEDYNE LAARS | WT - Water Tube Boiler | HWHT - Hot Water Heat | 6/30/2001
Scottsbluff High School | 315 E 27th St | Scottsbluff | NE | 69361-1762 | Scotts Bluff | NE26494 | Active | 290484 | 1611102720446 | 2016 | Lochinvar | WT - Water Tube Boiler | GLYC - Glycol Bldg Heat Sys | 3/31/2026
Scottsbluff High School | 315 E 27th St | Scottsbluff | NE | 69361-1762 | Scotts Bluff | NE26495 | Active | 290477 | 1611102720445 | 2016 | Lochinvar | WT - Water Tube Boiler | GLYC - Glycol Bldg Heat Sys | 3/31/2026
Scottsbluff High School | 315 E 27th St | Scottsbluff | NE | 69361-1762 | Scotts Bluff | NE26496 | Active | 214970 | 214970 | 2016 | A O Smith | CHWH - ASME/Fired Water Heater | HWSD - Hot Water Dom/Potable | 3/31/2026
Scottsbluff High School | 315 E 27th St | Scottsbluff | NE | 69361-1762 | Scotts Bluff | NE26497 | Active | 215056 | 215056 | 2016 | A O Smith | CHWH - ASME/Fired Water Heater | HWSD - Hot Water Dom/Potable | 3/31/2026
Scottsbluff High School | 315 E 27th St | Scottsbluff | NE | 69361-1762 | Scotts Bluff | NE26498 | Active | 146221 | A121617658 | 2016 | RHEEM | CHWH - ASME/Fired Water Heater | HWSP - Hot Water Non Potable Supply | 3/31/2026
Scottsbluff High School | 315 E 27th St | Scottsbluff | NE | 69361-1762 | Scotts Bluff | NE31324 | Scrapped/Junked |  | L5037 | 1961 | KEWANEE | FT - Firetube Boiler | STHT - Steam-Heat | 6/30/2004
Scottsbluff High School | 315 E 27th St | Scottsbluff | NE | 69361-1762 | Scotts Bluff | NE31325 | Scrapped/Junked |  | L5038 | 1961 | KEWANEE | FT - Firetube Boiler | STHT - Steam-Heat | 6/30/2004
Scottsbluff High School | 315 E 27th St | Scottsbluff | NE | 69361-1762 | Scotts Bluff | NE31341 | Scrapped/Junked |  | H3R11 | 1961 | Kewannee | FT - Firetube Boiler | STHT - Steam-Heat | 6/30/2004
Scottsbluff High School | 315 E 27th St | Scottsbluff | NE | 69361-1762 | Scotts Bluff | NE31802 | Scrapped/Junked |  | 8491788 | 1985 | TELEDYNE LAARS | CPFT - Horiz Cpr Fin Boiler | IPHT - Indoor Pool Heater | 6/30/2000
Scottsbluff High School | 315 E 27th St | Scottsbluff | NE | 69361-1762 | Scotts Bluff | NE34009 | Scrapped/Junked | 108145 |  | 1993 | RAYPAK INC, CALIFORNIA | CHWH - ASME/Fired Water Heater | HWSD - Hot Water Dom/Potable | 6/30/2001
ELKHORN MANOR | 315 Hopper St | Elkhorn | NE | 68022-1434 | Douglas | NE21347 | Exempt 1999 LB-66 |  | 685573 | 1997 | AO SMITH | AHWH - ANSI/Fired Water Htr | HWSD - Hot Water Dom/Potable | 2/28/1999
ELKHORN MANOR | 315 Hopper St | Elkhorn | NE | 68022-1434 | Douglas | NE21348 | Exempt 1999 LB-66 |  | 685577 | 1997 | AO SMITH | AHWH - ANSI/Fired Water Htr | HWSD - Hot Water Dom/Potable | 2/28/1999
ELKHORN MANOR | 315 Hopper St | Elkhorn | NE | 68022-1434 | Douglas | NE21349 | Exempt 1999 LB-66 |  | 685575 | 1997 | AO SMITH | AHWH - ANSI/Fired Water Htr | HWSD - Hot Water Dom/Potable | 2/28/1999
The Broyhill Company | 315 N 14th St | Dakota City | NE | 68731-5093 | Dakota | NE35584 | Active | N/A | N/A | 1967 | AMST | CI - Cast Iron | HWHT - Hot Water Heat | 5/31/2026
Wells Fargo Retail BE 101333 | 315 N Dewey St | North Platte | NE | 69101-4021 | Lincoln | NE19973 | Scrapped/Junked | 8938 | 96-E5920 | 1999 | Aldrich/Les | FTVT - Firetube Vertical TB | HWHT - Hot Water Heat | 11/30/2017
Wells Fargo Retail BE 101333 | 315 N Dewey St | North Platte | NE | 69101-4021 | Lincoln | NE19974 | Scrapped/Junked | 8941 | 96-E5923 | 1999 | Aldrich/LES | FTVT - Firetube Vertical TB | HWHT - Hot Water Heat | 11/30/2017
Wells Fargo Retail BE 101333 | 315 N Dewey St | North Platte | NE | 69101-4021 | Lincoln | NE27380 | Active | 314391 | 1745108079586 | 2017 | Lochinvar | FT - Firetube Boiler | HWHT - Hot Water Heat | 11/30/2026
Wells Fargo Retail BE 101333 | 315 N Dewey St | North Platte | NE | 69101-4021 | Lincoln | NE27381 | Active | 314167 | 1745108079587 | 2017 | Lochinvar | FT - Firetube Boiler | HWHT - Hot Water Heat | 11/30/2026
St Peter Catholic Church | 315 N Esther St | Fullerton | NE | 68638-3201 | Nance | NE17463 | Scrapped/Junked | n/a | 211A8756-0393 | 1993 | Peerless | CI - Cast Iron | STHT - Steam-Heat | 12/31/2025
St Peter Catholic Church | 315 N Esther St | Fullerton | NE | 68638-3201 | Nance | NE43883 | Active | 442084 | 23.VC60.338.08384 | 2023 | Lochinvar | FTSS - Firetube Stainless Steel | HWHT - Hot Water Heat | 12/31/2025
St Peter Catholic Church | 315 N Esther St | Fullerton | NE | 68638-3201 | Nance | NE43884 | Active | 442078 | 23.VC60.338.08378 | 2023 | Lochinvar | FTSS - Firetube Stainless Steel | HWHT - Hot Water Heat | 12/31/2025
Adams Bank & Trust | 315 N Spruce St | Ogallala | NE | 69153-2517 | Keith | NE04386 | Scrapped/Junked | n/a | n/a | 1987 | Hydrotherm | CI - Cast Iron | HWHT - Hot Water Heat | 1/31/2015
Adams Bank & Trust | 315 N Spruce St | Ogallala | NE | 69153-2517 | Keith | NE25846 | Active | N/A | 1947256 | 2015 | Slant Fin | CIMD - Cast Iron/Modular Ins | HWHT - Hot Water Heat | 6/30/2026
Comfort Suites | 315 Platte River Rd | Gothenburg | NE | 69138-2610 | Dawson | NE18759 | Scrapped/Junked | 146815 | 146815 | 2010 | A O Smith | FTVT - Firetube Vertical TB | HWSD - Hot Water Dom/Potable | 8/31/2024
Comfort Suites | 315 Platte River Rd | Gothenburg | NE | 69138-2610 | Dawson | NE18760 | Active | 146830 | 146830 | 2010 | A O Smith | FTVT - Firetube Vertical TB | HWSD - Hot Water Dom/Potable | 8/31/2026
Comfort Suites | 315 Platte River Rd | Gothenburg | NE | 69138-2610 | Dawson | NE18761 | Out of Service | 146817 | 146817 | 2010 | A O Smith | FTVT - Firetube Vertical TB | HWSD - Hot Water Dom/Potable | 8/31/2017
Comfort Suites | 315 Platte River Rd | Gothenburg | NE | 69138-2610 | Dawson | NE19073 | Active | 139363 | G10H10139363 | 2010 | Lochinvar | WTSS - Watertube SS Steel | GLYC - Glycol Bldg Heat Sys | 8/31/2024
Comfort Suites | 315 Platte River Rd | Gothenburg | NE | 69138-2610 | Dawson | NE19074 | Active | 139370 | G10H10139370 | 2010 | Lochinvar | WTSS - Watertube SS Steel | GLYC - Glycol Bldg Heat Sys | 8/31/2026
Comfort Suites | 315 Platte River Rd | Gothenburg | NE | 69138-2610 | Dawson | NE19075 | Active | 155311 | I10H10155311 | 2010 | Lochinvar | WTSS - Watertube SS Steel | GLFH - Glycol Floor Heat System | 8/31/2026
Comfort Suites | 315 Platte River Rd | Gothenburg | NE | 69138-2610 | Dawson | NE19076 | Out of Service | 248809 | D10ZG0519 | 2010 | Jandy | CPPH - Ansi Cpr Fin Pool Heater | SPAJ - Spa/Jacuzzi Heater | 8/31/2024
Comfort Suites | 315 Platte River Rd | Gothenburg | NE | 69138-2610 | Dawson | NE19077 | Active | 248810 | D10ZG0520 | 2010 | Jandy | CPPH - Ansi Cpr Fin Pool Heater | IPHT - Indoor Pool Heater | 8/31/2026
Comfort Suites | 315 Platte River Rd | Gothenburg | NE | 69138-2610 | Dawson | NE27065 | Active | 225985 | 225985 | 2017 | A O Smith | CHWH - ASME/Fired Water Heater | HWSD - Hot Water Dom/Potable | 8/31/2026
FIRST EVANGELICAL | 315 S 16th St | Nebraska City | NE | 68410-2645 | OTOE | NE30776 | Inactive |  | 102676M | 1959 | AJAX BOILER INC | WT - Water Tube Boiler | HWHT - Hot Water Heat | 12/31/2000
METRO DRUG | 315 S 16th St | Omaha | NE | 68102-2208 | Douglas | NE04971 | Inactive |  | 170-7-5 | 1961 | PEERLESS HEATER COMPANY |  | STHT - Steam-Heat | 2/29/1996
HASTINGS GOOD SAM VILLAGE | 315 S 1st Ave | Hastings | NE | 68901-6482 | ADAMS | NE16000 | Inactive |  | 087601176 | 1987 | RHEEM MANUFACTURING CO | AHWH - ANSI/Fired Water Htr | HWSD - Hot Water Dom/Potable | 4/30/1992
HASTINGS GOOD SAM VILLAGE | 315 S 1st Ave | Hastings | NE | 68901-6482 | ADAMS | NE21211 | Exempt 1999 LB-66 |  | 0572755 | 1996 | AO SMITH | AHWH - ANSI/Fired Water Htr | HWSD - Hot Water Dom/Potable | 4/30/1999
HASTINGS GOOD SAM VILLAGE | 315 S 1st Ave | Hastings | NE | 68901-6482 | ADAMS | NE21212 | Exempt 1999 LB-66 |  | 0572754 | 1996 | AO SMITH | AHWH - ANSI/Fired Water Htr | HWSD - Hot Water Dom/Potable | 4/30/1999
HASTINGS GOOD SAM VILLAGE | 315 S 1st Ave | Hastings | NE | 68901-6482 | ADAMS | NE21213 | Exempt 1999 LB-66 |  | 0572757 | 1996 | AO SMITH | AHWH - ANSI/Fired Water Htr | HWSD - Hot Water Dom/Potable | 4/30/1999
HASTINGS GOOD SAM VILLAGE | 315 S 1st Ave | Hastings | NE | 68901-6482 | ADAMS | NE21214 | Exempt 1999 LB-66 |  | 0572756 | 1996 | AO SMITH | AHWH - ANSI/Fired Water Htr | HWSD - Hot Water Dom/Potable | 4/30/1999
Victoria Apartments | 315 S 27th Ave | Omaha | NE | 68131-3633 | Douglas | NE01441 | Inactive | n/a | 211-14284-0899 | 1999 | Peerless | CI - Cast Iron | STHT - Steam-Heat | 2/28/2018
Victoria Apartments | 315 S 27th Ave | Omaha | NE | 68131-3633 | Douglas | NE04410 | Scrapped/Junked |  | MGB7 | 1983 | WEIL MCLAIN |  | STHT - Steam-Heat | 11/30/1997
ELM DALE APARTMENTS | 315 S Main St | Madison | NE | 68748-6348 | Douglas | NE13925 | Out of Service | N/A |  |  | US NATIONAL |  | HWHT - Hot Water Heat | 4/30/2010
School - Diller Odell Elementary | 315 Smith St | Diller | NE | 68342-4078 | Jefferson | NE07540 | Active | NA | 539233-200601 | 2005 | Peerless | CI - Cast Iron | HWHT - Hot Water Heat | 3/31/2026
School - Diller Odell Elementary | 315 Smith St | Diller | NE | 68342-4078 | Jefferson | NE32860 | Out of Service | NA | 3830 | 1984 | Peerless Heater Company | CI - Cast Iron | HWHT - Hot Water Heat | 3/31/2017
School - Diller Odell Elementary | 315 Smith St | Diller | NE | 68342-4078 | Jefferson | NE32861 | Scrapped/Junked |  | 3831 | 1984 | Peerless Heater Company | CI - Cast Iron | HWHT - Hot Water Heat | 3/31/2006
DILLER-ODELL ELEMENTARY | 315 Smith St | Diller | NE | 68342-4078 | JEFFERSON | NE20514 | Scrapped/Junked |  | MH97-0671652 | 1997 | AO SMITH | AHWH - ANSI/Fired Water Htr | HWSD - Hot Water Dom/Potable | 1/31/2001
Scottsbluff High School | 315 W 27th St | Scottsbluff | NE | 69361-4309 | Scotts Bluff | NE00822 | Scrapped/Junked | 54352 | 9435 | 2000 | AOSM | CHWH - ASME/Fired Water Heater | HWSD - Hot Water Dom/Potable | 3/31/2015
Scottsbluff High School | 315 W 27th St | Scottsbluff | NE | 69361-4309 | Scotts Bluff | NE05183 | Scrapped/Junked | 29968 | 0000435927 | 1996 | AOSM | CHWH - ASME/Fired Water Heater | HWSD - Hot Water Dom/Potable | 3/31/2015
Scottsbluff High School | 315 W 27th St | Scottsbluff | NE | 69361-4309 | Scotts Bluff | NE05184 | Scrapped/Junked | 31010 | 0000454043 | 1995 | AOSM | CHWH - ASME/Fired Water Heater | HWSD - Hot Water Dom/Potable | 3/31/2015
Scottsbluff High School | 315 W 27th St | Scottsbluff | NE | 69361-4309 | Scotts Bluff | NE15745 | Out of Service | 298626 | 0907298626 | 2009 | Raypak | CPPH - Ansi Cpr Fin Pool Heater | IPHT - Indoor Pool Heater | 3/31/2018
Scottsbluff High School | 315 W 27th St | Scottsbluff | NE | 69361-4309 | Scotts Bluff | NE15746 | Out of Service | 298627 | 0907298627 | 2009 | Raypak | CPPH - Ansi Cpr Fin Pool Heater | IPHT - Indoor Pool Heater | 3/31/2018
Maschhoff Farms | 315 W 4th St | Gothenburg | NE | 69138-2116 | Dawson | NE03645 | Scrapped/Junked | 31589 | L-57987 | 1973 | Cleaver Brooks | FTSM - FTS Marine Dry Back | PROC - Process Steam | 6/30/2018
Maschhoff Farms | 315 W 4th St | Gothenburg | NE | 69138-2116 | Dawson | NE27579 | Active | 18697 | 18697 | 2018 | Superior | FT - Firetube Boiler | PROC - Process Steam | 8/31/2026
P.A.K.S DEVELOPMENT SERV | 315 W 5th St | Ogallala | NE | 69153-2110 | KEITH | NE00377 | Exempt |  | 1W86K | 1955 | IDEAL |  | HWHT - Hot Water Heat | 2/28/2003
BEREAN FUNDAMENTAL CHURCH | 316 N Lexington Ave | Hastings | NE | 68901-5041 | ADAMS | NE16400 | Scrapped/Junked |  | 109251 | 1910 | US RADIATOR |  | STHT - Steam-Heat | 1/31/1999
LINN APARTMENTS | 316 S Chestnut St | Kimball | NE | 69145-1418 | KIMBALL | NE03902 | Inactive |  |  | 1940 | AMERICAN RADIATOR |  | STHT - Steam-Heat | 6/30/1994
Clay County Hist Society | 316 W Glenvil St | Clay Center | NE | 68933-1153 | Clay | NE01160 | Active | N/A | 8436 | 1920 | PORT-HURON | HOBB - Hobby/Antique Boiler | 0024 - Antique Steam Tractor | 6/30/1987
Clay County Hist Society | 316 W Glenvil St | Clay Center | NE | 68933-1153 | Clay | NE01161 | Active | N/A | 32871 | 1915 | J.I. CASE | HOBB - Hobby/Antique Boiler | 0024 - Antique Steam Tractor | 7/31/2027
Clay County Hist Society | 316 W Glenvil St | Clay Center | NE | 68933-1153 | Clay | NE08533 | Active | n/a | AA51 | 1916 | Avery | HOBB - Hobby/Antique Boiler | 0024 - Antique Steam Tractor | 8/31/2027
Clay County Hist Society | 316 W Glenvil St | Clay Center | NE | 68933-1153 | Clay | NE30414 | Active | N/A | 1915 20-60 | 1915 | Avery | HOBB - Hobby/Antique Boiler | 0024 - Antique Steam Tractor | 8/31/2027
Clay County Hist Society | 316 W Glenvil St | Clay Center | NE | 68933-1153 | Clay | NE30415 | Inactive |  |  | 1910 | JUMBO | HOBB - Hobby/Antique Boiler | 0024 - Antique Steam Tractor | 7/31/1992
Clay County Hist Society | 316 W Glenvil St | Clay Center | NE | 68933-1153 | Clay | NE30450 | Inactive |  | 3079 | 1910 | STILLWATER | HOBB - Hobby/Antique Boiler | 0024 - Antique Steam Tractor | 12/31/1993
Clay County Hist Society | 316 W Glenvil St | Clay Center | NE | 68933-1153 | Clay | NE30462 | Inactive |  | 88W | 1915 | AVERY | HOBB - Hobby/Antique Boiler | 0024 - Antique Steam Tractor | 12/31/1994
DODGE TERRACE APARTMENTS | 3160 Dodge St | Omaha | NE | 68131-3421 | Douglas | NE03512 | Inactive |  | 7717 | 1984 | PEERLESS HEATER COMPANY |  | STHT - Steam-Heat | 4/30/1998
DODGE TERRACE APARTMENTS | 3160 Dodge St | Omaha | NE | 68131-3421 | Douglas | NE19293 | Inactive |  | 000000378000748 | 1980 | RHEEM MANUFACTURING CO | AHWH - ANSI/Fired Water Htr | HWSD - Hot Water Dom/Potable | 4/30/2000
DODGE TERRACE APARTMENTS | 3160 Dodge St | Omaha | NE | 68131-3421 | Douglas | NE35312 | Inactive |  | 7717 | 1984 | PEERLESS HEATER COMPANY |  | STHT - Steam-Heat | 4/30/2000
CROSBY-KUNOLD-BURKET COL | 3166 FARNAM ST | OMAHA | NE | 68131 | Douglas | NE04940 | Scrapped/Junked |  | 210-7501 | 1975 | PEERLESS HEATER COMPANY |  | HWHT - Hot Water Heat | 2/28/2007
Star Laundromat | 317 E 6th St | North Platte | NE | 69101-4133 | Lincoln | NE08347 | Active | 58296 | Z16H0058296 | 2000 | AOSM | COBL - Coil Type Boiler | HWSD - Hot Water Dom/Potable | 4/30/2026
Star Laundromat | 317 E 6th St | North Platte | NE | 69101-4133 | Lincoln | NE40624 | Scrapped/Junked |  | 486600023 | 1986 | RUUD | CHWH - ASME/Fired Water Heater | HWSP - Hot Water Non Potable Supply | 8/31/2001
Logan County Courthouse | 317 Main St | Stapleton | NE | 69163-9700 | Logan | NE07401 | Scrapped/Junked | 158486 | HO5158486 | 2005 | WTRP | WT - Water Tube Boiler | HWHT - Hot Water Heat | 10/31/2015
Logan County Courthouse | 317 Main St | Stapleton | NE | 69163-9700 | Logan | NE07402 | Scrapped/Junked | 158471 | HO5158471 | 2005 | WTRP | WT - Water Tube Boiler | HWHT - Hot Water Heat | 10/31/2013
Logan County Courthouse | 317 Main St | Stapleton | NE | 69163-9700 | Logan | NE16901 | Scrapped/Junked |  | M-2006 | 1962 | KEWANEE | FTFB - Firetube-Firebox Boiler | HWHT - Hot Water Heat | 8/31/2006
Logan County Courthouse | 317 Main St | Stapleton | NE | 69163-9700 | Logan | NE24527 | Inactive | n/a | 5012403856 | 2012 | ECR | CALU - Cast Aluminum | HWHT - Hot Water Heat | 10/31/2016
Logan County Courthouse | 317 Main St | Stapleton | NE | 69163-9700 | Logan | NE25886 | Inactive | N/A | 4313V02911 | 2013 | Carrier | CALU - Cast Aluminum | HWHT - Hot Water Heat | 10/31/2016
Tico's | 317 S 17th St | Lincoln | NE | 68508-2525 | Lancaster | NE01753 | Active | na | 64617246 | 2003 | BURN | CI - Cast Iron | STHT - Steam-Heat | 1/31/2026
Tico's | 317 S 17th St | Lincoln | NE | 68508-2525 | Lancaster | NE19639 | Scrapped/Junked |  |  | 1994 | A. O. Smith |  |  | 3/31/1999
Tico's | 317 S 17th St | Lincoln | NE | 68508-2525 | Lancaster | NE30601 | Scrapped/Junked |  | 61-63496-1191 | 1991 | PEER | CI - Cast Iron | PROC - Process Steam | 3/31/2003
Hastings Police Station | 317 S Burlington Ave | Hastings | NE | 68901-5936 | Adams | NE01590 | Scrapped/Junked | 178239 | 701-0204 | 2001 | Teledyne & Laars | COBL - Coil Type Boiler | HWHT - Hot Water Heat | 2/28/2013
Hastings Police Station | 317 S Burlington Ave | Hastings | NE | 68901-5936 | Adams | NE01591 | Scrapped/Junked | 112250 | 701-0200 | 2001 | Teledyne & Laars | COBL - Coil Type Boiler | HWHT - Hot Water Heat | 2/28/2013
Hastings Police Station | 317 S Burlington Ave | Hastings | NE | 68901-5936 | Adams | NE01592 | Scrapped/Junked | 112249 | 701-0202 | 2001 | Teledyne & Laars | COBL - Coil Type Boiler | HWHT - Hot Water Heat | 2/28/2013
Hastings Police Station | 317 S Burlington Ave | Hastings | NE | 68901-5936 | Adams | NE01593 | Scrapped/Junked | 178237 | 701-0199 | 2001 | Teledyne & Laars | COBL - Coil Type Boiler | HWHT - Hot Water Heat | 2/28/2013
Hastings Police Station | 317 S Burlington Ave | Hastings | NE | 68901-5936 | Adams | NE01594 | Scrapped/Junked | 178235 | 701-0201 | 2001 | Teledyne & Laars | COBL - Coil Type Boiler | HWHT - Hot Water Heat | 2/28/2013
Hastings Police Station | 317 S Burlington Ave | Hastings | NE | 68901-5936 | Adams | NE01595 | Scrapped/Junked | 112252 | 112252 | 2001 | Teledyne & Laars | COBL - Coil Type Boiler | HWSD - Hot Water Dom/Potable | 2/28/2013
Hastings Police Station | 317 S Burlington Ave | Hastings | NE | 68901-5936 | Adams | NE23777 | Active | 18776 | 12F-6684 | 2012 | Aldrich | FTVT - Firetube Vertical TB | HWHT - Hot Water Heat | 2/28/2026
Hastings Police Station | 317 S Burlington Ave | Hastings | NE | 68901-5936 | Adams | NE23778 | Scrapped/Junked | 18777 | 12F-6685 | 2012 | Aldrich | FTVT - Firetube Vertical TB | HWHT - Hot Water Heat | 2/28/2017
Hastings Police Station | 317 S Burlington Ave | Hastings | NE | 68901-5936 | Adams | NE25049 | Inactive | 106221 | 700-1110 | 2000 | TELEDYNE LAARS | WT - Water Tube Boiler | HWHT - Hot Water Heat | 9/30/2001
Hastings Police Station | 317 S Burlington Ave | Hastings | NE | 68901-5936 | Adams | NE25050 | Inactive | 105477 | 700-1108 | 2000 | TELEDYNE LAARS | WT - Water Tube Boiler | HWHT - Hot Water Heat | 9/30/2001
Hastings Police Station | 317 S Burlington Ave | Hastings | NE | 68901-5936 | Adams | NE25051 | Inactive | 106215 | 700-1113 | 2000 | TELEDYNE LAARS | WT - Water Tube Boiler | HWHT - Hot Water Heat | 9/30/2001
Hastings Police Station | 317 S Burlington Ave | Hastings | NE | 68901-5936 | Adams | NE25052 | Inactive | 106212 | 700-1112 | 2000 | TELEDYNE LAARS | WT - Water Tube Boiler | HWHT - Hot Water Heat | 9/30/2001
Hastings Police Station | 317 S Burlington Ave | Hastings | NE | 68901-5936 | Adams | NE25053 | Inactive | 106211 | 700-1106 | 2000 | TELEDYNE LAARS | WT - Water Tube Boiler | HWHT - Hot Water Heat | 9/30/2001
Hastings Police Station | 317 S Burlington Ave | Hastings | NE | 68901-5936 | Adams | NE25057 | Inactive | 96562 | 799-0669 | 1999 | TELEDYNE LAARS | WT - Water Tube Boiler | HWHT - Hot Water Heat | 7/31/2001
Hastings Police Station | 317 S Burlington Ave | Hastings | NE | 68901-5936 | Adams | NE25058 | Inactive | 96563 | 799-0666 | 1999 | TELEDYNE LAARS | WT - Water Tube Boiler | HWHT - Hot Water Heat | 7/31/2001
Hastings Police Station | 317 S Burlington Ave | Hastings | NE | 68901-5936 | Adams | NE25059 | Inactive | 96564 | 799-0671 | 1999 | TELEDYNE LAARS | WT - Water Tube Boiler | HWHT - Hot Water Heat | 7/31/2001
Hastings Police Station | 317 S Burlington Ave | Hastings | NE | 68901-5936 | Adams | NE25060 | Inactive | 96560 | 799-0672 | 1999 | TELEDYNE LAARS | WT - Water Tube Boiler | HWHT - Hot Water Heat | 7/31/2001
Hastings Police Station | 317 S Burlington Ave | Hastings | NE | 68901-5936 | Adams | NE25061 | Inactive | 96557 | 799-0680 | 1999 | TELEDYNE LAARS | WT - Water Tube Boiler | HWHT - Hot Water Heat | 7/31/2001
Hastings Police Station | 317 S Burlington Ave | Hastings | NE | 68901-5936 | Adams | NE27309 | Active | 19931 | 17F-7839 | 2017 | Aldrich | FTVT - Firetube Vertical TB | HWHT - Hot Water Heat | 2/28/2026
Bimbo Baking US (BBU) | 317 S Elm Ave | Hastings | NE | 68901-6436 | Adams | NE05502 | Inactive | 16878 | 16878 | 1952 | Kewanee | FTFB - Firetube-Firebox Boiler | PROC - Process Steam | 10/31/2016
Bimbo Baking US (BBU) | 317 S Elm Ave | Hastings | NE | 68901-6436 | Adams | NE05503 | Out of Service | 16943 | n/a | 1952 | Kewanee | FTLO - Firetube Locomotive Type | PROC - Process Steam | 3/31/2012
St Joseph's Parish | 317 W State St | Atkinson | NE | 68713-4972 | Holt | NE05985 | Scrapped/Junked | n/a | A1-5 | 1960 | American Radiator | CI - Cast Iron | HWHT - Hot Water Heat | 10/31/2010
St Joseph's Parish | 317 W State St | Atkinson | NE | 68713-4972 | Holt | NE10263 | Active | n/a | 64471343 | 2002 | Burnham | CI - Cast Iron | STHT - Steam-Heat | 10/31/2026
St Joseph's Parish | 317 W State St | Atkinson | NE | 68713-4972 | Holt | NE10264 | Active | n/a | 64473191 | 2002 | Burnham | CI - Cast Iron | STHT - Steam-Heat | 10/31/2026
St Joseph's Parish | 317 W State St | Atkinson | NE | 68713-4972 | Holt | NE19867 | Active | 26961 | E02M07864 | 2009 | HTPI | WTSS - Watertube SS Steel | HWHT - Hot Water Heat | 10/31/2026
St Joseph's Parish | 317 W State St | Atkinson | NE | 68713-4972 | Holt | NE37561 | Scrapped/Junked |  | 3R9 | 1960 | KEWANEE | FT - Firetube Boiler | STHT - Steam-Heat | 6/30/2002
Hayes Center Elementary | 318 Daniels St | Hayes Center | NE | 69032 | Hayes | NE31600 | Scrapped/Junked | 8672 | M8672 | 1964 | Kewanee | FTFB - Firetube-Firebox Boiler | HWHT - Hot Water Heat | 3/31/2022
Hayes Center Elementary | 318 Daniels St | Hayes Center | NE | 69032 | Hayes | NE41167 | Active | 89910 | G-21-1080 | 2021 | Aerco | COND - Condenser | HWDP - Hotwater Heat & Dom Supply | 12/31/2026
Hayes Center Elementary | 318 Daniels St | Hayes Center | NE | 69032 | Hayes | NE41168 | Active | 89909 | G-21-1081 | 2021 | Aerco | COND - Condenser | HWDP - Hotwater Heat & Dom Supply | 12/31/2026
Pioneer Manor Nursing Home | 318 N 3rd St | Hay Springs | NE | 69347 | Sheridan | NE01782 | Scrapped/Junked | 2528 | AGJC-9206 | 2003 | ALLI | CI - Cast Iron | HWHT - Hot Water Heat | 9/30/2024
Pioneer Manor Nursing Home | 318 N 3rd St | Hay Springs | NE | 69347 | Sheridan | NE01783 | Scrapped/Junked | 2529 | AGJC-9207 | 2003 | ALLI | CI - Cast Iron | HWHT - Hot Water Heat | 9/30/2024
Pioneer Manor Nursing Home | 318 N 3rd St | Hay Springs | NE | 69347 | Sheridan | NE26468 | Active | 198904 | 198904 | 2014 | AOSM | CHWH - ASME/Fired Water Heater | HWSD - Hot Water Dom/Potable | 6/30/2026
Pioneer Manor Nursing Home | 318 N 3rd St | Hay Springs | NE | 69347 | Sheridan | NE30339 | Scrapped/Junked | N/A | 802A-G-80- | 1980 | AOSM | AHWH - ANSI/Fired Water Htr | HWSD - Hot Water Dom/Potable | 9/30/2016
PIONEER MANOR NRSG HOME | 318 N 3RD ST | HAY SPRINGS | NE | 69347 | SHERIDAN | NE30338 | Scrapped/Junked |  | K280404 | 1970 | KEWANEE | FT - Firetube Boiler | HWHT - Hot Water Heat | 5/31/2003
Wasmer Elementary School | 318 S Clark St | Grand Island | NE | 68801-6446 | HALL | NE00451 | Inactive | 3177 | 1400 | 1999 | FULTON BOILERWORKS | WT - Water Tube Boiler | HWHT - Hot Water Heat | 7/31/2003
Wasmer Elementary School | 318 S Clark St | Grand Island | NE | 68801-6446 | HALL | NE00452 | Inactive | 3178 | 1401 | 1999 | FULTON BOILERWORKS | WT - Water Tube Boiler | HWHT - Hot Water Heat | 7/31/2003
Wasmer Elementary School | 318 S Clark St | Grand Island | NE | 68801-6446 | HALL | NE06026 | Active | 40008 | G-04-0051 | 2004 | Aerco International | FTVT - Firetube Vertical TB | HWHT - Hot Water Heat | 1/31/2027
Wasmer Elementary School | 318 S Clark St | Grand Island | NE | 68801-6446 | HALL | NE10454 | Active | 88612 | 430-PZ | 2001 | Fulton | FTUT - Firetube U-Tube Vert | HWHT - Hot Water Heat | 1/31/2027
Wasmer Elementary School | 318 S Clark St | Grand Island | NE | 68801-6446 | HALL | NE34757 | Inactive | 38134 |  | 1984 | KEWANEE | FT - Firetube Boiler | STHT - Steam-Heat | 7/31/2003
APARTMENT BUILDING | 318 S Lincoln St | West Point | NE | 68788-2231 | CUMING | NE06212 | Scrapped/Junked |  | 810 | 1979 | WISE INDUSTRIES |  | HWHT - Hot Water Heat | 4/30/2007
Exeter-Milligan School | 318 S River Ave | Exeter | NE | 68351-4099 | Fillmore | NE17877 | Scrapped/Junked | N/A | 211A-8761-0393 | 1993 | Peerless | CI - Cast Iron | STHT - Steam-Heat | 2/28/2017
Exeter-Milligan School | 318 S River Ave | Exeter | NE | 68351-4099 | Fillmore | NE22319 | Scrapped/Junked | 76075 | RN0797G04501 | 1997 | RHEEM | CHWH - ASME/Fired Water Heater | HWSD - Hot Water Dom/Potable | 2/28/2017
Exeter-Milligan School | 318 S River Ave | Exeter | NE | 68351-4099 | Fillmore | NE30022 | Active | N/A | G-617 | 1960 | American Standard | CI - Cast Iron | STHT - Steam-Heat | 2/28/2026
Exeter-Milligan School | 318 S River Ave | Exeter | NE | 68351-4099 | Fillmore | NE33316 | Scrapped/Junked | n/a | N863 | 1965 | Kewanee | FTFB - Firetube-Firebox Boiler | HWHT - Hot Water Heat | 2/28/2025
Exeter-Milligan School | 318 S River Ave | Exeter | NE | 68351-4099 | Fillmore | NE42833 | Active | 566711 | N1.22.33.00013 | 2022 | Lochinvar | FTHT - Firetube Horizontal | HWHT - Hot Water Heat | 2/28/2026
Exeter-Milligan School | 318 S River Ave | Exeter | NE | 68351-4099 | Fillmore | NE42834 | Active | 563734 | N1.22.26.00231 | 2022 | Lochinvar | FTHT - Firetube Horizontal | HWHT - Hot Water Heat | 2/28/2026
EXETER-MILLIGAN | 318 S RIVER AVE | EXETER | NE | 68351-4099 | FILLMORE | NE37703 | Scrapped/Junked |  | 106396-562558 | 1978 | DAY & NIGHT | AHWH - ANSI/Fired Water Htr | HWSD - Hot Water Dom/Potable | 2/28/2006
Emerald Nursing & Rehab Cozad | 318 W 18th St | Cozad | NE | 69130-1110 | Dawson | NE14284 | Scrapped/Junked | N/A | n/a | 1986 | Weil-Mcclain | CI - Cast Iron | HWHT - Hot Water Heat | 3/31/2025
Emerald Nursing & Rehab Cozad | 318 W 18th St | Cozad | NE | 69130-1110 | Dawson | NE14286 | Active | N/A | 802A-K80 | 1980 | AO SMITH | AHWH - ANSI/Fired Water Htr | HWSD - Hot Water Dom/Potable | 3/31/2026
Emerald Nursing & Rehab Cozad | 318 W 18th St | Cozad | NE | 69130-1110 | Dawson | NE18183 | Scrapped/Junked | N/A | n/a | 1995 | Weil-Mcclain | CI - Cast Iron | HWHT - Hot Water Heat | 3/31/2025
Emerald Nursing & Rehab Cozad | 318 W 18th St | Cozad | NE | 69130-1110 | Dawson | NE43603 | Active | N/A | 8181301 | 2025 | Weil-McLain | CI - Cast Iron | HWHT - Hot Water Heat | 3/31/2026
Emerald Nursing & Rehab Cozad | 318 W 18th St | Cozad | NE | 69130-1110 | Dawson | NE43604 | Active | N/A | 8181302 | 2025 | Weil-McLain | CI - Cast Iron | HWHT - Hot Water Heat | 3/31/2026
GOLDEN LIVING CENTER | 318 W 18th St | Cozad | NE | 69130-1110 | DAWSON | NE14287 | Scrapped/Junked | N/A | RN016798 | 1979 | DAY & NIGHT | AHWH - ANSI/Fired Water Htr | HWSD - Hot Water Dom/Potable | 3/31/2006
GOLDEN LIVING CENTER | 318 W 18th St | Cozad | NE | 69130-1110 | DAWSON | NE19373 | Exempt 1999 LB-66 |  | 0000000643 | 1977 | RHEEM MANUFACTURING CO | AHWH - ANSI/Fired Water Htr | HWSD - Hot Water Dom/Potable | 3/31/1999
TRENTON HIGH SCHOOL | 318 W D St | Trenton | NE | 69044-1866 | HITCHCOCK | NE21196 | Exempt 1999 LB-66 |  | 1833 | 1989 | DAYTON | AHWH - ANSI/Fired Water Htr | HWSD - Hot Water Dom/Potable | 7/31/2000
College Park Grand Island | 3180 W US Highway 34 | Grand Island | NE | 68801-7279 | Hall | NE05004 | Active | 7156 | 92-3156 | 1992 | Aldrich/ LES | FTVT - Firetube Vertical TB | HWHT - Hot Water Heat | 12/31/2024
College Park Grand Island | 3180 W US Highway 34 | Grand Island | NE | 68801-7279 | Hall | NE05005 | Active | 7154 | 93-3154 | 1992 | Aldrich/ LES | FTVT - Firetube Vertical TB | HWHT - Hot Water Heat | 12/31/2026
College Park Grand Island | 3180 W US Highway 34 | Grand Island | NE | 68801-7279 | Hall | NE05006 | Active | 7157 | 92-3157 | 1992 | Aldrich/ LES | FTVT - Firetube Vertical TB | HWHT - Hot Water Heat | 12/31/2024
College Park Grand Island | 3180 W US Highway 34 | Grand Island | NE | 68801-7279 | Hall | NE05007 | Active | 7155 | 92-3155 | 1992 | Aldrich/ LES | FTVT - Firetube Vertical TB | HWHT - Hot Water Heat | 12/31/2026
Stromberger Farms | 31899 734 Rd | Champion | NE | 69023-2025 | Chase | NE28215 | Active | 17451 | 17451 | 2013 | Superior Boiler Works | FTHT - Firetube Horizontal | PROC - Process Steam | 9/30/2022
New Hope Church | 319 E O St | Ogallala | NE | 69153-2910 | Keith | NE18500 | Scrapped/Junked | n/a | CP060830 | 1977 | Weil-Mcclain | CI - Cast Iron | HWHT - Hot Water Heat | 1/31/2013
Pender Grain LLC | 319 N 4th St | Pender | NE | 68047-4134 | Thurston | NE06030 | Scrapped/Junked | unk | 0504W35709 | 2004 | RHEEM MANUFACTURING CO | ELWH - Electric Water Heater | HWHF - Hot Water Heat-Floor | 2/28/2006
Pender Grain LLC | 319 N 4th St | Pender | NE | 68047-4134 | Thurston | NE06031 | Scrapped/Junked | unk | 0504W37744 | 2004 | RHEEM MANUFACTURING CO | ELWH - Electric Water Heater | HWHF - Hot Water Heat-Floor | 2/28/2006
Pender Grain LLC | 319 N 4th St | Pender | NE | 68047-4134 | Thurston | NE21429 | Scrapped/Junked | 33843 | 12459 | 2011 | Mini-Boiler | ELBL - Electric Boiler | HWHS - Hotwater Heat Sidewalks | 12/31/2022
Omaha Academy of Ballet | 319 N 72nd St | Omaha | NE | 68114-3605 | Douglas | NE11668 | Scrapped/Junked | 17483 | 1908373 | 1990 | Lochinvar | WT - Water Tube Boiler | HWHT - Hot Water Heat | 1/31/2021
Brazen Head Pub | 319 N 78th St | Omaha | NE | 68114-3640 | Douglas | NE25526 | Scrapped/Junked | 44080 | LE98-0739137970 | 1998 | AOSM | CHWH - ASME/Fired Water Heater | HWSD - Hot Water Dom/Potable | 1/31/2011
KEELINE BUILDING | 319 S 17th St | Omaha | NE | 68102-1919 | Douglas | NE04774 | Inactive |  |  | 1988 | PEERLESS HEATER COMPANY |  | STHT - Steam-Heat | 3/31/1996
KEELINE BUILDING | 319 S 17th St | Omaha | NE | 68102-1919 | Douglas | NE04775 | Inactive |  |  | 1988 | PEERLESS HEATER COMPANY |  | STHT - Steam-Heat | 3/31/1996
KEELINE BUILDING | 319 S 17th St | Omaha | NE | 68102-1919 | Douglas | NE17339 | Inactive | 2817 |  | 1974 | RUUD | CHWH - ASME/Fired Water Heater | HWSD - Hot Water Dom/Potable | 3/31/1996
AMERICAN FINANCIAL SERV | 319 S 17th St | Omaha | NE | 68102-1919 | Douglas | NE04411 | Inactive |  |  | 1937 | AMERICAN RADIATOR |  | STHT - Steam-Heat | 11/30/1989
ZION LUTHERAN CHURCH | 319 S 5th St | Albion | NE | 68620-1305 | BOONE | NE30436 | Inactive |  | 8017L8 | 1970 | RITE ENGINEERING | WT - Water Tube Boiler | HWHT - Hot Water Heat | 2/28/2003
Seward Car Wash | 319 S 6th St | Seward | NE | 68434-2403 | Seward | NE06289 | Scrapped/Junked | 70777 | 70777 | 2003 | Weben-Jarco | COBL - Coil Type Boiler | HWHF - Hot Water Heat-Floor | 3/31/2024
Seward Car Wash | 319 S 6th St | Seward | NE | 68434-2403 | Seward | NE43680 | Active | 8272 | A240060001-011955 | 2023 | NTI Trinity | FTSS - Firetube Stainless Steel | GLFH - Glycol Floor Heat System | 9/30/2026
Blackstone Apartments | 319 S Walnut St | Grand Island | NE | 68801-6060 | Hall | NE20656 | Exempt 1999 LB-66 |  | 0800673 | 1997 | Bradford White | AHWH - ANSI/Fired Water Htr | HWSD - Hot Water Dom/Potable | 3/31/1999
Blackstone Apartments | 319 S Walnut St | Grand Island | NE | 68801-6060 | Hall | NE20698 | Exempt 1999 LB-66 |  |  | 1997 | Bradford White | AHWH - ANSI/Fired Water Htr | HWSD - Hot Water Dom/Potable | 3/31/1999
Blackstone Apartments | 319 S Walnut St | Grand Island | NE | 68801-6060 | Hall | NE26866 | Active | N/A | 665905R | 2017 | Peerless | CI - Cast Iron | STHT - Steam-Heat | 3/31/2026
Blackstone Apartments | 319 S Walnut St | Grand Island | NE | 68801-6060 | Hall | NE35461 | Scrapped/Junked | NA | 2112120 | 1970 | Peerless | CI - Cast Iron | STHT - Steam-Heat | 3/31/2017
Blackstone Apartments | 319 S Walnut St | Grand Island | NE | 68801-6060 | Hall | NE35462 | Scrapped/Junked |  | 33513415 | 1968 | Bryant Boiler | CI - Cast Iron | STHT - Steam-Heat | 3/31/1999
INTERNATIONAL HOUSE OF | 319 W 4th St | North Platte | NE | 69101-3827 | LINCOLN | NE22285 | Scrapped/Junked |  | 0G-66-3BJ2 | 1960 | AMERICAN STANDARD |  | STHT - Steam-Heat | 4/30/2003
INTERNATIONAL HOUSE OF | 319 W 4th St | North Platte | NE | 69101-3827 | LINCOLN | NE22286 | Scrapped/Junked |  | 10W443 | 1970 | BRYANT |  | HWHT - Hot Water Heat | 4/30/2003
First Bank of Nebraska | 320 5th St | Syracuse | NE | 68446-9300 | Otoe | NE26586 | Active | 372161 | 1611102720215 | 2016 | Lochinvar | WTSS - Watertube SS Steel | HWHT - Hot Water Heat | 11/30/2026
St Joseph Home - 1186262 | 320 E Decatur St | West Point | NE | 68788-1514 | Cuming | NE14530 | Active | 17263 | 17263 | 1988 | Burnham | FTFB - Firetube-Firebox Boiler | HWHT - Hot Water Heat | 7/31/2026
St Joseph Home - 1186262 | 320 E Decatur St | West Point | NE | 68788-1514 | Cuming | NE14531 | Active | 17264 | 17264 | 1988 | Burnham | FTFB - Firetube-Firebox Boiler | HWHT - Hot Water Heat | 7/31/2026
St Joseph Home - 1186262 | 320 E Decatur St | West Point | NE | 68788-1514 | Cuming | NE14532 | Active | 57746 | 0387100985 | 1988 | RAYP | CPFT - Horiz Cpr Fin Boiler | HWSD - Hot Water Dom/Potable | 7/31/2026
St Joseph Home - 1186262 | 320 E Decatur St | West Point | NE | 68788-1514 | Cuming | NE14533 | Active | 57745 | n/a | 1988 | RAYP | CPFT - Horiz Cpr Fin Boiler | HWSD - Hot Water Dom/Potable | 7/31/2026
Capitol Hill Apartments | 320 N 22nd St | Omaha | NE | 68102-4817 | Douglas | NE03452 | Scrapped/Junked | 0 | MNK-2573 | 1985 | HYDR | CI - Cast Iron | HWHT - Hot Water Heat | 11/30/2013
Capitol Hill Apartments | 320 N 22nd St | Omaha | NE | 68102-4817 | Douglas | NE03453 | Inactive |  |  | 1985 | HYDROTHERM/ADV THER HYD |  | HWHT - Hot Water Heat | 12/31/2005
Capitol Hill Apartments | 320 N 22nd St | Omaha | NE | 68102-4817 | Douglas | NE03454 | Scrapped/Junked | 9999 | 9999 | 1985 | HYDR | CI - Cast Iron | HWHT - Hot Water Heat | 11/30/2013
Capitol Hill Apartments | 320 N 22nd St | Omaha | NE | 68102-4817 | Douglas | NE03455 | Scrapped/Junked | 9999 | 9999 | 1985 | HYDR | CI - Cast Iron | HWHT - Hot Water Heat | 11/30/2013
Capitol Hill Apartments | 320 N 22nd St | Omaha | NE | 68102-4817 | Douglas | NE03457 | Scrapped/Junked | 9999 | 9999 | 1985 | HYDR | CI - Cast Iron | HWHT - Hot Water Heat | 11/30/2013
Capitol Hill Apartments | 320 N 22nd St | Omaha | NE | 68102-4817 | Douglas | NE03458 | Inactive |  | RD4350 | 1987 | HYDR | CI - Cast Iron | HWHT - Hot Water Heat | 11/30/2009
Capitol Hill Apartments | 320 N 22nd St | Omaha | NE | 68102-4817 | Douglas | NE03459 | Inactive |  | RD4351 | 1987 | HYDR | CI - Cast Iron | HWHT - Hot Water Heat | 11/30/2009
Capitol Hill Apartments | 320 N 22nd St | Omaha | NE | 68102-4817 | Douglas | NE03460 | Scrapped/Junked | 9999 | 9999 | 1987 | HYDR | CI - Cast Iron | HWHT - Hot Water Heat | 11/30/2013
Capitol Hill Apartments | 320 N 22nd St | Omaha | NE | 68102-4817 | Douglas | NE17326 | Scrapped/Junked | 17750 |  | 1992 | WEBEN JARCO | COBL - Coil Type Boiler | HWSD - Hot Water Dom/Potable | 12/31/1993
Capitol Hill Apartments | 320 N 22nd St | Omaha | NE | 68102-4817 | Douglas | NE17327 | Scrapped/Junked | 17667 |  | 1992 | WEBEN JARCO | COBL - Coil Type Boiler | HWSD - Hot Water Dom/Potable | 12/31/1993
Capitol Hill Apartments | 320 N 22nd St | Omaha | NE | 68102-4817 | Douglas | NE17848 | Scrapped/Junked | 0 | RD-4352 | 1993 | HYDR | CI - Cast Iron | HWHT - Hot Water Heat | 11/30/2013
Capitol Hill Apartments | 320 N 22nd St | Omaha | NE | 68102-4817 | Douglas | NE17849 | Out of Service | 17750 | AJH-97-1043 | 1992 | WEBJ | COBL - Coil Type Boiler | HWSD - Hot Water Dom/Potable | 11/30/2010
Capitol Hill Apartments | 320 N 22nd St | Omaha | NE | 68102-4817 | Douglas | NE17850 | Out of Service | 17667 | AJH-97-1038 | 1992 | WEBJ | COBL - Coil Type Boiler | HWSD - Hot Water Dom/Potable | 11/30/2013
Capitol Hill Apartments | 320 N 22nd St | Omaha | NE | 68102-4817 | Douglas | NE23968 | Active | 136777 | 1013136777 | 2013 | PVI Industries, LLC | FTVT - Firetube Vertical TB | HWHT - Hot Water Heat | 11/30/2025
Capitol Hill Apartments | 320 N 22nd St | Omaha | NE | 68102-4817 | Douglas | NE23969 | Active | 136776 | 1013136776 | 2013 | PVI Industries, LLC | FTVT - Firetube Vertical TB | HWHT - Hot Water Heat | 11/30/2025
Capitol Hill Apartments | 320 N 22nd St | Omaha | NE | 68102-4817 | Douglas | NE23970 | Scrapped/Junked | 343334 | 1207343334 | 2012 | Raypak, Inc. | CPFH - Copper Fin Water Heater | HWSD - Hot Water Dom/Potable | 11/30/2025
Capitol Hill Apartments | 320 N 22nd St | Omaha | NE | 68102-4817 | Douglas | NE43766 | Active | 599177 | 2539599177 | 2025 | Raypak | CPFH - Copper Fin Water Heater | HWSD - Hot Water Dom/Potable | 11/30/2025
BEATRICE PUBLIC SCHOOLS | 320 N 5th St | Beatrice | NE | 68310-2957 | GAGE | NE09419 | Inactive | 12773 |  | 1988 | AO SMITH | CHWH - ASME/Fired Water Heater | HWSD - Hot Water Dom/Potable | 6/30/2001
Lincoln Area Agency On Aging | 320 N State St | Osceola | NE | 68651-5522 | Polk | NE00658 | Inactive | 5096 |  | 1958 | MUNDS | WT - Water Tube Boiler | PROC - Process Steam | 6/30/2000
Lincoln Area Agency On Aging | 320 N State St | Osceola | NE | 68651-5522 | Polk | NE30488 | Inactive | 31924 | 72445 | 1992 | BRYA | WT - Water Tube Boiler | PROC - Process Steam | 2/28/2008
Wahoo II Car Wash | 320 W A St | Wahoo | NE | 68066 | Saunders | NE02528 | Scrapped/Junked | N/A | CP278974 | 1999 | Weil-Mcclain | CI - Cast Iron | HWSP - Hot Water Non Potable Supply | 12/31/2016
Wahoo II Car Wash | 320 W A St | Wahoo | NE | 68066 | Saunders | NE24542 | Out of Service | 89635 | pg32280476 | 2013 | Trinity | FTVT - Firetube Vertical TB | HWHF - Hot Water Heat-Floor | 12/31/2018
Clay Center City Pool | 320 W Glenvil St | Clay Center | NE | 68933-1153 | Clay | NE08400 | Scrapped/Junked | 62468 | Z16-DOI-62468 | 2001 | AO SMITH | COBL - Coil Type Boiler | OPHT - Outdoor Pool Heater | 6/30/2007
Clay Center City Pool | 320 W Glenvil St | Clay Center | NE | 68933-1153 | Clay | NE10229 | Scrapped/Junked | 267481 | 0706267481 | 2007 | Raypak | CPFT - Horiz Cpr Fin Boiler | OPHT - Outdoor Pool Heater | 6/30/2016
Clay Center City Pool | 320 W Glenvil St | Clay Center | NE | 68933-1153 | Clay | NE26904 | Scrapped/Junked | 305851 | 1715105677088 | 2017 | Lochinvar | CPFT - Horiz Cpr Fin Boiler | OPHT - Outdoor Pool Heater | 6/30/2023
Clay Center City Pool | 320 W Glenvil St | Clay Center | NE | 68933-1153 | Clay | NE42204 | Active | 393253 | 22393253 | 2022 | Lochinvar | CPFT - Horiz Cpr Fin Boiler | OPHT - Outdoor Pool Heater | 6/30/2023
Arcadia Public School | 320 W Owens St | Arcadia | NE | 68815 | Custer | NE15235 | Active | 41987 | 95511 | 1989 | Kewanee | FTFB - Firetube-Firebox Boiler | HWHT - Hot Water Heat | 12/31/2026
Arcadia Public School | 320 W Owens St | Arcadia | NE | 68815 | Custer | NE20417 | Exempt 1999 LB-66 |  | MM86-91290 | 1986 | AO SMITH | AHWH - ANSI/Fired Water Htr | HWSD - Hot Water Dom/Potable | 7/31/1999
Arcadia Public School | 320 W Owens St | Arcadia | NE | 68815 | Custer | NE20418 | Exempt 1999 LB-66 |  | MM86-91266 | 1986 | AO SMITH | AHWH - ANSI/Fired Water Htr | HWSD - Hot Water Dom/Potable | 7/31/1999
Arcadia Public School | 320 W Owens St | Arcadia | NE | 68815 | Custer | NE24673 | Active | n/a | 665909-201109 | 2013 | Peerless | CI - Cast Iron | STHT - Steam-Heat | 12/31/2026
Arcadia Public School | 320 W Owens St | Arcadia | NE | 68815 | Custer | NE33252 | Scrapped/Junked |  | HSB25497 | 1951 | PACIFIC | FT - Firetube Boiler | STHT - Steam-Heat | 7/31/1999
Arcadia Public School | 320 W Owens St | Arcadia | NE | 68815 | Custer | NE40793 | Scrapped/Junked | n/a | 22990001 | 1999 | Dunkirk | CI - Cast Iron | STHT - Steam-Heat | 12/31/2014
First Lutheran Church | 3200 E Military Ave | Fremont | NE | 68025-5977 | Dodge | NE06880 | Active | 98679 | PV186-PD | 2005 | Fulton | FTVT - Firetube Vertical TB | HWHT - Hot Water Heat | 4/30/2026
First Lutheran Church | 3200 E Military Ave | Fremont | NE | 68025-5977 | Dodge | NE06881 | Active | 98680 | PV187-PD | 2005 | Fulton | FTVT - Firetube Vertical TB | HWHT - Hot Water Heat | 4/30/2026
Continental Springs | 3200 G St | South Sioux City | NE | 68776-3339 | Dakota | NE07900 | Scrapped/Junked | 198909 | D02CA0039 | 2002 | WTRP | CPFT - Horiz Cpr Fin Boiler | HWSD - Hot Water Dom/Potable | 3/31/2009
Continental Springs | 3200 G St | South Sioux City | NE | 68776-3339 | Dakota | NE15798 | Scrapped/Junked | 125551 | 125551 | 2008 | A O Smith | FTVT - Firetube Vertical TB | HWSD - Hot Water Dom/Potable | 3/31/2015
Continental Springs | 3200 G St | South Sioux City | NE | 68776-3339 | Dakota | NE18961 | Scrapped/Junked | n/a | 005N548879 | 1981 | Slant Fin | CI - Cast Iron | HWHT - Hot Water Heat | 3/31/2014
Continental Springs | 3200 G St | South Sioux City | NE | 68776-3339 | Dakota | NE18962 | Scrapped/Junked | na | 562341 | 1981 | Slant Fin | CI - Cast Iron | HWHT - Hot Water Heat | 3/31/2013
Continental Springs | 3200 G St | South Sioux City | NE | 68776-3339 | Dakota | NE18963 | Scrapped/Junked | na | 528427 | 1981 | Slant Fin | CI - Cast Iron | HWHT - Hot Water Heat | 3/31/2022
Continental Springs | 3200 G St | South Sioux City | NE | 68776-3339 | Dakota | NE18964 | Scrapped/Junked | 38726 |  | 1993 | LOCHINVAR | WT - Water Tube Boiler | HWSD - Hot Water Dom/Potable | 1/31/2002
Continental Springs | 3200 G St | South Sioux City | NE | 68776-3339 | Dakota | NE18965 | Inactive | 65416 | 8507991 | 1985 | TELE | CPFT - Horiz Cpr Fin Boiler | HWSD - Hot Water Dom/Potable | 3/31/2009
Continental Springs | 3200 G St | South Sioux City | NE | 68776-3339 | Dakota | NE22035 | Active | N/A | 5024814-200510 | 2005 | Peerless | CI - Cast Iron | HWHT - Hot Water Heat | 3/31/2025
Continental Springs | 3200 G St | South Sioux City | NE | 68776-3339 | Dakota | NE22816 | Active | N/A | 1478846 | 2012 | Slant Fin | CI - Cast Iron | HWHT - Hot Water Heat | 3/31/2025
Continental Springs | 3200 G St | South Sioux City | NE | 68776-3339 | Dakota | NE24560 | Active | n/a | 1440147 | 2013 | Slant Fin | CI - Cast Iron | HWHT - Hot Water Heat | 3/31/2025
Continental Springs | 3200 G St | South Sioux City | NE | 68776-3339 | Dakota | NE25249 | Scrapped/Junked | 159850 | 159850 | 2011 | AO SMITH | CHWH - ASME/Fired Water Heater | HWSD - Hot Water Dom/Potable | 3/31/2018
Continental Springs | 3200 G St | South Sioux City | NE | 68776-3339 | Dakota | NE27251 | Scrapped/Junked | 208134 | 208134 | 2015 | AO SMITH | CHWH - ASME/Fired Water Heater | HWSD - Hot Water Dom/Potable | 3/31/2020
Continental Springs | 3200 G St | South Sioux City | NE | 68776-3339 | Dakota | NE28188 | Scrapped/Junked | 245176 | 245176 | 2018 | AO SMITH | CHWH - ASME/Fired Water Heater | HWSD - Hot Water Dom/Potable | 3/31/2021
Continental Springs | 3200 G St | South Sioux City | NE | 68776-3339 | Dakota | NE41048 | Scrapped/Junked | 160886 | 160886 | 2020 | RHEEM | CHWH - ASME/Fired Water Heater | HWSD - Hot Water Dom/Potable | 3/31/2024
Continental Springs | 3200 G St | South Sioux City | NE | 68776-3339 | Dakota | NE41547 | Active | N/A | 2954411 | 2021 | Slant Fin | CI - Cast Iron | HWHT - Hot Water Heat | 3/31/2025
Fort Robinson State Park | 3200 Highway 20 | Crawford | NE | 69339-3112 | Dawes | NE12440 | Inactive |  | 6449976 | 2003 | BURN | CI - Cast Iron | STHT - Steam-Heat | 2/28/2007
Fort Robinson State Park | 3200 Highway 20 | Crawford | NE | 69339-3112 | Dawes | NE12441 | Inactive |  | 000029650 | 2001 | BURN | CI - Cast Iron | HWHT - Hot Water Heat | 2/28/2007
Fort Robinson State Park | 3200 Highway 20 | Crawford | NE | 69339-3112 | Dawes | NE30837 | Scrapped/Junked |  | 211A53240490 | 1990 | Peerless Heater Company | CI - Cast Iron | STHT - Steam-Heat | 2/28/2004
Fort Robinson State Park | 3200 Highway 20 | Crawford | NE | 69339-3112 | Dawes | NE30838 | Scrapped/Junked | N/A | 211A53230490 | 1990 | Peerless | CI - Cast Iron | STHT - Steam-Heat | 11/30/2013
Fort Robinson State Park | 3200 Highway 20 | Crawford | NE | 69339-3112 | Dawes | NE30839 | Scrapped/Junked |  | MA87-91670890 | 1987 | AO SMITH | CHWH - ASME/Fired Water Heater | HWSD - Hot Water Dom/Potable | 2/28/2007
Fort Robinson State Park | 3200 Highway 20 | Crawford | NE | 69339-3112 | Dawes | NE30840 | Scrapped/Junked | N/A | 2-S-10L13BJ13 | 1940 | AMST | CI - Cast Iron | STHT - Steam-Heat | 11/30/2014
Fort Robinson State Park | 3200 Highway 20 | Crawford | NE | 69339-3112 | Dawes | NE30841 | Scrapped/Junked | N/A | 73OAA-B-7908992 | 1979 | AOSM | AHWH - ANSI/Fired Water Htr | HWSD - Hot Water Dom/Potable | 11/30/2017
Fort Robinson State Park | 3200 Highway 20 | Crawford | NE | 69339-3112 | Dawes | NE30842 | Scrapped/Junked | N/A | CP2039742 | 1989 | Weil-Mcclain | CI - Cast Iron | STHT - Steam-Heat | 11/30/2014
Fort Robinson State Park | 3200 Highway 20 | Crawford | NE | 69339-3112 | Dawes | NE30843 | Scrapped/Junked | N/A | 18E10976 | 1976 | Bryan | CI - Cast Iron | STHT - Steam-Heat | 11/30/2017
Fort Robinson State Park | 3200 Highway 20 | Crawford | NE | 69339-3112 | Dawes | NE30844 | Scrapped/Junked | N/A | 211-4234 | 1970 | Peerless | CI - Cast Iron | STHT - Steam-Heat | 11/30/2016
Fort Robinson State Park | 3200 Highway 20 | Crawford | NE | 69339-3112 | Dawes | NE30845 | Scrapped/Junked | N/A | 211-4235 | 1970 | Peerless | CI - Cast Iron | STHT - Steam-Heat | 11/30/2017
Fort Robinson State Park | 3200 Highway 20 | Crawford | NE | 69339-3112 | Dawes | NE30846 | Scrapped/Junked | N/A | 211-6925 | 1980 | Peerless | CI - Cast Iron | STHT - Steam-Heat | 11/30/2017
Fort Robinson State Park | 3200 Highway 20 | Crawford | NE | 69339-3112 | Dawes | NE30847 | Scrapped/Junked | N/A | 211-4236 | 1970 | Peerless | CI - Cast Iron | STHT - Steam-Heat | 11/30/2017
Fort Robinson State Park | 3200 Highway 20 | Crawford | NE | 69339-3112 | Dawes | NE30848 | Inactive |  | G-861 | 1990 | PEERLESS HEATER COMPANY |  | HWHT - Hot Water Heat | 2/28/1998
Fort Robinson State Park | 3200 Highway 20 | Crawford | NE | 69339-3112 | Dawes | NE30849 | Inactive |  | G1-16365 | 1978 | PEERLESS HEATER COMPANY |  | HWHT - Hot Water Heat | 2/28/2001
Fort Robinson State Park | 3200 Highway 20 | Crawford | NE | 69339-3112 | Dawes | NE30850 | Inactive |  | G1-7836 | 1978 | PEERLESS HEATER COMPANY |  | HWHT - Hot Water Heat | 2/28/2001
Fort Robinson State Park | 3200 Highway 20 | Crawford | NE | 69339-3112 | Dawes | NE30851 | Scrapped/Junked |  | 4625 | 1980 | TELE | CPFT - Horiz Cpr Fin Boiler | IPHT - Indoor Pool Heater | 2/28/2008
Fort Robinson State Park | 3200 Highway 20 | Crawford | NE | 69339-3112 | Dawes | NE40048 | Scrapped/Junked | N/A | 25B-13BJ13 | 1940 | AMST | CI - Cast Iron | STHT - Steam-Heat | 11/30/2014
Fort Robinson State Park | 3200 Highway 20 | Crawford | NE | 69339-3112 | Dawes | NE40049 | Exempt 1999 LB-66 |  | F8096317 | 1980 | State Ind. | AHWH - ANSI/Fired Water Htr | HWSD - Hot Water Dom/Potable | 2/29/2000
Fort Robinson Museum | 3200 Highway 20 | Crawford | NE | 69339-3112 | Dawes | NE07083 | Active | N/A | 7477836 | 2001 | Burnham | CI - Cast Iron | HWHT - Hot Water Heat | 11/30/2026
Fort Robinson Museum | 3200 Highway 20 | Crawford | NE | 69339-3112 | Dawes | NE07084 | Inactive |  | 64499796 | 2002 | BURN | CI - Cast Iron | STHT - Steam-Heat | 2/28/2008
Fort Robinson Museum | 3200 Highway 20 | Crawford | NE | 69339-3112 | Dawes | NE30756 | Scrapped/Junked | N/A | G-1561-W-S-I | 1981 | Peerless | CI - Cast Iron | STHT - Steam-Heat | 11/30/2017
Fort Robinson Museum | 3200 Highway 20 | Crawford | NE | 69339-3112 | Dawes | NE30757 | Scrapped/Junked |  | G-661-WP | 1981 | PEERLESS HEATER COMPANY |  | HWHT - Hot Water Heat | 2/28/2006
City of Lincoln, Woods Memorial Pool | 3200 J St | Lincoln | NE | 68508 | Lancaster | NE09831 | Scrapped/Junked | 138424 | B026404-M9 | 2002 | Lochinvar | CPFH - Copper Fin Water Heater | OPHT - Outdoor Pool Heater | 5/31/2023
City of Lincoln, Woods Memorial Pool | 3200 J St | Lincoln | NE | 68508 | Lancaster | NE09832 | Out of Service | 138423 | B026403-M9 | 2002 | Lochinvar | CPFH - Copper Fin Water Heater | OPHT - Outdoor Pool Heater | 5/31/2015
City of Lincoln, Woods Memorial Pool | 3200 J St | Lincoln | NE | 68508 | Lancaster | NE42395 | Active | 401311 | 23401311 | 2023 | Lochinvar | CPPH - Ansi Cpr Fin Pool Heater | OPHT - Outdoor Pool Heater | 8/31/2026
WOODS MEMORIAL POOL | 3200 J ST | LINCOLN | NE | 68510 | LANCASTER | NE18002 | Scrapped/Junked | 33077 | D934419 | 1993 | LOCHINVAR | CPFT - Horiz Cpr Fin Boiler | OPHT - Outdoor Pool Heater | 5/31/2001
WOODS MEMORIAL POOL | 3200 J ST | LINCOLN | NE | 68510 | LANCASTER | NE18003 | Scrapped/Junked | 33076 | D934448 | 1993 | LOCHINVAR | CPFT - Horiz Cpr Fin Boiler | OPHT - Outdoor Pool Heater | 5/31/2002
WOODS MEMORIAL POOL | 3200 J ST | LINCOLN | NE | 68510 | LANCASTER | NE18004 | Scrapped/Junked |  | AC8602176830 | 1986 | AO SMITH | AHWH - ANSI/Fired Water Htr | HWSD - Hot Water Dom/Potable | 5/31/2003
Elkhorn Middle School | 3200 N 207th Plz | Elkhorn | NE | 68022-1289 | Douglas | NE05696 | Exempt 1999 LB-66 |  | 602939 | 1996 | AO SMITH | AHWH - ANSI/Fired Water Htr | HWSD - Hot Water Dom/Potable | 7/31/2000
Elkhorn Middle School | 3200 N 207th Plz | Elkhorn | NE | 68022-1289 | Douglas | NE12641 | Active | 17000 | 08F-4907 | 2008 | ALDRICH/LES | FTFB - Firetube-Firebox Boiler | STHT - Steam-Heat | 1/31/2027
Elkhorn Middle School | 3200 N 207th Plz | Elkhorn | NE | 68022-1289 | Douglas | NE12642 | Active | 17001 | 08F-4908 | 2008 | ALDRICH/LES | FTFB - Firetube-Firebox Boiler | STHT - Steam-Heat | 1/31/2027
Elkhorn Middle School | 3200 N 207th Plz | Elkhorn | NE | 68022-1289 | Douglas | NE20313 | Active | 108425 | 9306108425 | 1994 | Raypak | CPFT - Horiz Cpr Fin Boiler | HWHT - Hot Water Heat | 1/31/2027
Elkhorn Middle School | 3200 N 207th Plz | Elkhorn | NE | 68022-1289 | Douglas | NE33299 | Scrapped/Junked |  | N5065 | 1967 | KEWANEE | FT - Firetube Boiler | STHT - Steam-Heat | 7/31/2008
Elkhorn Middle School | 3200 N 207th Plz | Elkhorn | NE | 68022-1289 | Douglas | NE33300 | Scrapped/Junked |  | N5064 | 1967 | KEWANEE | FT - Firetube Boiler | STHT - Steam-Heat | 7/31/2008
Kennedy Early Learning Center | 3200 N 30th St | Omaha | NE | 68111-3120 | Douglas | NE16912 | Inactive | 21893 |  | 1993 | Burnham Commericial/Indust | FT - Firetube Boiler | STHT - Steam-Heat | 8/31/1996
Kennedy Early Learning Center | 3200 N 30th St | Omaha | NE | 68111-3120 | Douglas | NE28541 | Active | 449855 | Da.18.41.00386 | 2018 | Lochinvar | WT - Water Tube Boiler | HWHT - Hot Water Heat | 12/31/2025
Kennedy Early Learning Center | 3200 N 30th St | Omaha | NE | 68111-3120 | Douglas | NE28542 | Active | 449856 | D1.18.41.00387 | 2018 | Lochinvar | WT - Water Tube Boiler | HWHT - Hot Water Heat | 12/31/2025
Motel 6 | 3200 NW 12th St | Lincoln | NE | 68521-3611 | Lancaster | NE00259 | Inactive | 81939 | URNG0499G02785 | 1999 | RHEE | CHWH - ASME/Fired Water Heater | HWSD - Hot Water Dom/Potable | 4/30/2008
Motel 6 | 3200 NW 12th St | Lincoln | NE | 68521-3611 | Lancaster | NE10313 | Out of Service | 74778 | H02414266 | 2002 | State Industries | CHWH - ASME/Fired Water Heater | HWSD - Hot Water Dom/Potable | 4/30/2018
Motel 6 | 3200 NW 12th St | Lincoln | NE | 68521-3611 | Lancaster | NE24640 | Active | 181719 | 181719 | 2013 | AO SMITH | CHWH - ASME/Fired Water Heater | HWSD - Hot Water Dom/Potable | 4/30/2026
Motel 6 | 3200 NW 12th St | Lincoln | NE | 68521-3611 | Lancaster | NE24641 | Active | 184686 | 184686 | 2013 | AO SMITH | CHWH - ASME/Fired Water Heater | HWSD - Hot Water Dom/Potable | 4/30/2026
Motel 6 | 3200 NW 12th St | Lincoln | NE | 68521-3611 | Lancaster | NE24642 | Active | 185010 | 185010 | 2013 | AO SMITH | CHWH - ASME/Fired Water Heater | HWSD - Hot Water Dom/Potable | 4/30/2026
Motel 6 | 3200 NW 12th St | Lincoln | NE | 68521-3611 | Lancaster | NE30710 | Scrapped/Junked | 69670 | RUN0995G02551 | 1995 | RHEEM | CHWH - ASME/Fired Water Heater | HWSD - Hot Water Dom/Potable | 4/30/2012
Motel 6 | 3200 NW 12th St | Lincoln | NE | 68521-3611 | Lancaster | NE40349 | Scrapped/Junked | 77575 | URNG0298G03967 | 1998 | RHEEM | CHWH - ASME/Fired Water Heater | HWSD - Hot Water Dom/Potable | 4/30/2014
Motel 6 | 3200 NW 12th St | Lincoln | NE | 68521-3611 | Lancaster | NE40350 | Scrapped/Junked | 77211 | URNG1297G04092 | 1997 | RHEEM | CHWH - ASME/Fired Water Heater | HWSD - Hot Water Dom/Potable | 4/30/2014
QUALITY INN | 3200 NW 12th St | Lincoln | NE | 68521-3611 | LANCASTER | NE30884 | Exempt |  | A97PB0415 | 1997 | TELEDYNE LAARS | WT - Water Tube Boiler | OPHT - Outdoor Pool Heater | 5/31/1997
QUALITY INN | 3200 NW 12th St | Lincoln | NE | 68521-3611 | LANCASTER | NE30958 | Scrapped/Junked | 54359 | K96137284 | 1996 | STATE INDUSTRIES | CHWH - ASME/Fired Water Heater | HWSD - Hot Water Dom/Potable | 9/30/2003
Recircled | 3200 Road 101 | Sidney | NE | 69162 | Cheyenne | NE41122 | Scrapped/Junked | 114377 | 114377 | 2012 | Fulton | VTNK - Vertical Fired Tank | PROC - Process Steam | 2/28/2022
Lincoln Country Club | 3200 S 24th St | Lincoln | NE | 68502-4900 | Lancaster | NE00353 | Scrapped/Junked |  | 770K7984141 | 1979 | AO SMITH | AHWH - ANSI/Fired Water Htr | HWSD - Hot Water Dom/Potable | 5/31/2004
Lincoln Country Club | 3200 S 24th St | Lincoln | NE | 68502-4900 | Lancaster | NE06018 | Scrapped/Junked | 53725 | E-29020/51809 | 2003 | Steam Master | ELBL - Electric Boiler | SAUN - Sauna Steam Room Heat | 5/31/2019
Lincoln Country Club | 3200 S 24th St | Lincoln | NE | 68502-4900 | Lancaster | NE06019 | Inactive | 220930 | 0405220930 | 2004 | RAYP | CPFH - Copper Fin Water Heater | OPHT - Outdoor Pool Heater | 5/31/2009
Lincoln Country Club | 3200 S 24th St | Lincoln | NE | 68502-4900 | Lancaster | NE06020 | Inactive | 221074 | 0405221074 | 2004 | RAYP | CPFH - Copper Fin Water Heater | OPHT - Outdoor Pool Heater | 5/31/2009
Lincoln Country Club | 3200 S 24th St | Lincoln | NE | 68502-4900 | Lancaster | NE09509 | Scrapped/Junked | 137020 | A021051 | 2002 | LOCHINVAR | CPFH - Copper Fin Water Heater | OPHT - Outdoor Pool Heater | 5/31/2004
Lincoln Country Club | 3200 S 24th St | Lincoln | NE | 68502-4900 | Lancaster | NE14124 | Scrapped/Junked | 211476 | C09211476 | 2009 | LAARS HEATING SYSTEMS CO | CPFT - Horiz Cpr Fin Boiler | OPHT - Outdoor Pool Heater | 5/31/2022
Lincoln Country Club | 3200 S 24th St | Lincoln | NE | 68502-4900 | Lancaster | NE14125 | Active | 11293 | 09W329 | 2009 | PENTAIR POOL PRODUCTS | CPFH - Copper Fin Water Heater | SPAJ - Spa/Jacuzzi Heater | 5/31/2026
Lincoln Country Club | 3200 S 24th St | Lincoln | NE | 68502-4900 | Lancaster | NE14739 | Active | 43066 | 740AF7643066 | 1976 | AOSM | COBL - Coil Type Boiler | HWSD - Hot Water Dom/Potable | 5/31/2026
Lincoln Country Club | 3200 S 24th St | Lincoln | NE | 68502-4900 | Lancaster | NE18714 | Scrapped/Junked | 50871 | A954213 | 1995 | LOCHINVAR | WT - Water Tube Boiler | HWHT - Hot Water Heat | 5/31/2002
Lincoln Country Club | 3200 S 24th St | Lincoln | NE | 68502-4900 | Lancaster | NE18721 | Exempt 1999 LB-66 |  |  | 1993 | AO SMITH | AHWH - ANSI/Fired Water Htr | HWSD - Hot Water Dom/Potable | 5/31/1999
Lincoln Country Club | 3200 S 24th St | Lincoln | NE | 68502-4900 | Lancaster | NE18722 | Exempt 1999 LB-66 |  | MJ93-0294521 | 1993 | AO SMITH | AHWH - ANSI/Fired Water Htr | HWSD - Hot Water Dom/Potable | 5/31/1999
Lincoln Country Club | 3200 S 24th St | Lincoln | NE | 68502-4900 | Lancaster | NE18723 | Scrapped/Junked | 118607 | 128627 | 1986 | COLUMBIA BOILER CO | ELBL - Electric Boiler | SAUN - Sauna Steam Room Heat | 5/31/2003
Lincoln Country Club | 3200 S 24th St | Lincoln | NE | 68502-4900 | Lancaster | NE27982 | Active | 118657 | 41404 | 2019 | Steamist | ELBL - Electric Boiler | SAUN - Sauna Steam Room Heat | 5/31/2026
Lincoln Country Club | 3200 S 24th St | Lincoln | NE | 68502-4900 | Lancaster | NE37233 | Scrapped/Junked |  |  | 1984 | PEERLESS HEATER COMPANY |  | STHT - Steam-Heat | 5/31/2003
Lincoln Country Club | 3200 S 24th St | Lincoln | NE | 68502-4900 | Lancaster | NE41570 | Active | 311115 | C21311115 | 2022 | LAARS HEATING SYSTEMS CO | CPFT - Horiz Cpr Fin Boiler | OPHT - Outdoor Pool Heater | 5/31/2026
SWANSON CORPORATION | 3200 S 60th St | Omaha | NE | 68106-3743 | Douglas | NE15592 | Scrapped/Junked | 54353 | 0490600030 | 1990 | RHEEM MANUFACTURING CO | CHWH - ASME/Fired Water Heater | HWSD - Hot Water Dom/Potable | 2/28/2005
SWANSON CORPORATION | 3200 S 60th St | Omaha | NE | 68106-3743 | Douglas | NE20651 | Scrapped/Junked | 50538 |  | 1996 | MARKET FORGE INDUSTRIES | FT - Firetube Boiler | 0021 - Steam Supp Cooker/Kettle | 2/29/2000
SWANSON CORPORATION | 3200 S 60th St | Omaha | NE | 68106-3743 | Douglas | NE31237 | Scrapped/Junked | 4267 |  | 1972 | CLEVELAND RANGE | ELBL - Electric Boiler | 0021 - Steam Supp Cooker/Kettle | 2/29/2000
Wilson Concrete Co | 3200 W 2Nd St | Grand Island | NE | 68803-5249 | Hall | NE37290 | Inactive |  |  | 1978 | Kewannee | FTWB - FTS Marine Wet Back | PROC - Process Steam | 10/31/2005
Winner Circle Feedyard LLC | 320094 Granada Rd Hwy 26 East | Minatare | NE | 69356 | Scotts Bluff | NE18481 | Active | 11976 | 11976 | 1993 | Superior Boiler Works | FTSM - FTS Marine Dry Back | PROC - Process Steam | 2/28/2026
Old Bryan School | 3201 Dakota Ave | South Sioux City | NE | 68776-3635 | Dakota | NE34596 | Inactive | 32938 | na | 1979 | KEWA | FTFB - Firetube-Firebox Boiler | STHT - Steam-Heat | 1/31/2019
J C PENNEY | 3202 Oak View Dr | Omaha | NE | 68144-5224 | Douglas | NE17845 | Inactive | 43506 |  | 1992 | PM LATTNER MFR COMPANY | FT - Firetube Boiler | PROC - Process Steam | 7/31/2003
Prospect Hill Cemetery | 3202 Parker St | Omaha | NE | 68111-4254 | Douglas | NE04832 | Scrapped/Junked |  |  | 1987 | WEIL MCLAIN |  | STHT - Steam-Heat | 3/31/2003
Prospect Hill Cemetery | 3202 Parker St | Omaha | NE | 68111-4254 | Douglas | NE10543 | Active | N/A | 400283-200207 | 2002 | Peerless | CI - Cast Iron | STHT - Steam-Heat | 10/31/2026
Black Sand Apartment Homes | 3205 Folkways Blvd | Lincoln | NE | 68504-1363 | Lancaster | NE12250 | Active | 00203293 | J07H00203293 | 2007 | Lochinvar | CPFT - Horiz Cpr Fin Boiler | HWSD - Hot Water Dom/Potable | 5/31/2026
Dwight Apartments | 3205 Poppleton Ave | Omaha | NE | 68105-2089 | Douglas | NE04950 | Active | N/A | 211A-5561-0890 | 1991 | Peerless | CI - Cast Iron | STHT - Steam-Heat | 2/28/2020
Dwight Apartments | 3205 Poppleton Ave | Omaha | NE | 68105-2089 | Douglas | NE19289 | Exempt 1999 LB-66 |  | 00AB8269142-820 | 1982 | AO SMITH | AHWH - ANSI/Fired Water Htr | HWSD - Hot Water Dom/Potable | 2/28/1997
Tri-state GNT Ogallala Field Facility | 3205 W H St | Ogallala | NE | 69153-6310 | Keith | NE24580 | Active | 61006 | PT7507004 | 2012 | Triangle Tube | FTVT - Firetube Vertical TB | HWHF - Hot Water Heat-Floor | 3/31/2026
Tri-state GNT Ogallala Field Facility | 3205 W H St | Ogallala | NE | 69153-6310 | Keith | NE24581 | Active | 64943 | PT7507008 | 2012 | Triangle Tube | FTVT - Firetube Vertical TB | HWHF - Hot Water Heat-Floor | 3/31/2026
Tri-state GNT Ogallala Field Facility | 3205 W H St | Ogallala | NE | 69153-6310 | Keith | NE43662 | Active | 453349 | 23.PG75.31.00581 | 2024 | Triangle Tube | FTVT - Firetube Vertical TB | HWHF - Hot Water Heat-Floor | 3/31/2026
Harmon Pool | 3207 7th Ave | Kearney | NE | 68845-3388 | BUFFALO | NE07794 | Scrapped/Junked | 156156 |  | 1999 | RAYPAK INC, CALIFORNIA | CPFT - Horiz Cpr Fin Boiler | OPHT - Outdoor Pool Heater | 6/30/2003
Harmon Pool | 3207 7th Ave | Kearney | NE | 68845-3388 | BUFFALO | NE10686 | Scrapped/Junked | 1353 | 030353717 | 2003 | Raytherm/Raypak | CPFH - Copper Fin Water Heater | OPHT - Outdoor Pool Heater | 6/30/2019
Harmon Pool | 3207 7th Ave | Kearney | NE | 68845-3388 | BUFFALO | NE19161 | Exempt 1999 LB-66 |  | 0000400507 | 1988 | RHEEM MANUFACTURING CO | WT - Water Tube Boiler | HWSD - Hot Water Dom/Potable | 6/30/2000
Harmon Pool | 3207 7th Ave | Kearney | NE | 68845-3388 | BUFFALO | NE19162 | Exempt 1999 LB-66 |  | 0000403754 | 1978 | RHEEM MANUFACTURING CO | WT - Water Tube Boiler | HWSD - Hot Water Dom/Potable | 6/30/2000
Harmon Pool | 3207 7th Ave | Kearney | NE | 68845-3388 | BUFFALO | NE19163 | Exempt 1999 LB-66 |  | 0000001071 | 1977 | RHEEM MANUFACTURING CO | AHWH - ANSI/Fired Water Htr | HWSD - Hot Water Dom/Potable | 6/30/2000
Harmon Pool | 3207 7th Ave | Kearney | NE | 68845-3388 | BUFFALO | NE28155 | Active | 327263 | 18327263 | 2018 | Lochinvar | CPPH - Ansi Cpr Fin Pool Heater | OPHT - Outdoor Pool Heater | 6/30/2026
Seedling Mile Elementary | 3208 E Seedling Mile Rd | Grand Island | NE | 68801-8360 | Hall | NE16729 | Scrapped/Junked | 43877 | 96919 | 1991 | Kewanee | FTFB - Firetube-Firebox Boiler | HWHT - Hot Water Heat | 1/31/2019
Seedling Mile Elementary | 3208 E Seedling Mile Rd | Grand Island | NE | 68801-8360 | Hall | NE16730 | Active | 43878 | 97054 | 1991 | Kewanee | FTFB - Firetube-Firebox Boiler | HWHT - Hot Water Heat | 1/31/2027
Seedling Mile Elementary | 3208 E Seedling Mile Rd | Grand Island | NE | 68801-8360 | Hall | NE16731 | Scrapped/Junked | 40453 | 40453-43 | 1991 | AOSM | CHWH - ASME/Fired Water Heater | HWSD - Hot Water Dom/Potable | 1/31/2013
Seedling Mile Elementary | 3208 E Seedling Mile Rd | Grand Island | NE | 68801-8360 | Hall | NE27808 | Active | 62005 | G-12-0969 | 2012 | Aerco | FT - Firetube Boiler | HWHT - Hot Water Heat | 1/31/2027
Men's Wearhouse #4133 | 3209 Oak View Dr | Omaha | NE | 68144-5627 | Douglas | NE17765 | Scrapped/Junked | 6360 | 6360 | 1999 | Pacific Steam Equipment Inc | ELBL - Electric Boiler | PROC - Process Steam | 5/31/2010
Men's Wearhouse #4133 | 3209 Oak View Dr | Omaha | NE | 68144-5627 | Douglas | NE20763 | Scrapped/Junked | 11666 | 11666 | 2011 | Pacific Steam | ELBL - Electric Boiler | PROC - Process Steam | 5/31/2023
Men's Wearhouse #4133 | 3209 Oak View Dr | Omaha | NE | 68144-5627 | Douglas | NE42475 | Active | 15422 | 15422 | 2023 | Pacific Steam Equipment Inc | ELBL - Electric Boiler | PROC - Process Steam | 11/30/2025
Island Oasis Water Park | 321 E Fonner Park Rd | Grand Island | NE | 68801-7900 | HALL | NE01606 | Scrapped/Junked | 136525 | C03H05740 | 2003 | WTRP | CPFT - Horiz Cpr Fin Boiler | OPHT - Outdoor Pool Heater | 6/30/2011
Island Oasis Water Park | 321 E Fonner Park Rd | Grand Island | NE | 68801-7900 | HALL | NE08408 | Scrapped/Junked | 81742 | C97207310 | 1997 | TELE | CPFT - Horiz Cpr Fin Boiler | OPHT - Outdoor Pool Heater | 6/30/2019
Island Oasis Water Park | 321 E Fonner Park Rd | Grand Island | NE | 68801-7900 | HALL | NE08409 | Scrapped/Junked | 81741 | AP1010EN09CBACJX | 1997 | Teledyne Laars | CPFT - Horiz Cpr Fin Boiler | OPHT - Outdoor Pool Heater | 6/30/2019
Island Oasis Water Park | 321 E Fonner Park Rd | Grand Island | NE | 68801-7900 | HALL | NE08410 | Inactive | 122511 |  | 1990 | TELEDYNE LAARS | CPFT - Horiz Cpr Fin Boiler | OPHT - Outdoor Pool Heater | 5/31/2002
Island Oasis Water Park | 321 E Fonner Park Rd | Grand Island | NE | 68801-7900 | HALL | NE08411 | Scrapped/Junked | 102425 |  | 2000 | TELEDYNE LAARS | CPFT - Horiz Cpr Fin Boiler | OPHT - Outdoor Pool Heater | 6/30/2005
Island Oasis Water Park | 321 E Fonner Park Rd | Grand Island | NE | 68801-7900 | HALL | NE08412 | Scrapped/Junked | 77802 | 1292-77802 | 1992 | Pvi | CHWH - ASME/Fired Water Heater | HWSD - Hot Water Dom/Potable | 6/30/2015
Island Oasis Water Park | 321 E Fonner Park Rd | Grand Island | NE | 68801-7900 | HALL | NE19597 | Scrapped/Junked | 226424 | C10226424 | 2010 | Teledyne Laars | CPFT - Horiz Cpr Fin Boiler | OPHT - Outdoor Pool Heater | 6/30/2019
Island Oasis Water Park | 321 E Fonner Park Rd | Grand Island | NE | 68801-7900 | HALL | NE19598 | Scrapped/Junked | 226425 | C10226425 | 2010 | Teledyne Laars | CPFT - Horiz Cpr Fin Boiler | OPHT - Outdoor Pool Heater | 6/30/2018
Island Oasis Water Park | 321 E Fonner Park Rd | Grand Island | NE | 68801-7900 | HALL | NE28152 | Active | 294014 | C19 294014 | 2019 | Laars | CPFT - Horiz Cpr Fin Boiler | OPHT - Outdoor Pool Heater | 6/30/2026
Island Oasis Water Park | 321 E Fonner Park Rd | Grand Island | NE | 68801-7900 | HALL | NE28153 | Active | 294013 | C19 294013 | 2019 | Laars | CPFT - Horiz Cpr Fin Boiler | OPHT - Outdoor Pool Heater | 6/30/2026
Island Oasis Water Park | 321 E Fonner Park Rd | Grand Island | NE | 68801-7900 | HALL | NE28154 | Active | 294015 | C19 294015 | 2019 | Laars | CPFT - Horiz Cpr Fin Boiler | OPHT - Outdoor Pool Heater | 6/30/2026
City of Omaha-Park 6 Garage | 321 N 17th St | Omaha | NE | 68102-4902 | Douglas | NE21900 | Inactive | 48781 | 84624 | 1998 | Lattner Boiler Co | ELBL - Electric Boiler | GLYC - Glycol Bldg Heat Sys | 9/30/2018
First Presbyterian Church #4384 | 321 N 5th St | Beatrice | NE | 68310-2952 | Gage | NE23340 | Active | 9511 | 98-E6765 | 1998 | Aldrich | FT - Firetube Boiler | HWHT - Hot Water Heat | 2/28/2026
Windstream Communications | 321 N Saint Joseph Ave | Hastings | NE | 68901-7559 | Adams | NE15256 | Scrapped/Junked | n/a | S1N4017 | 1966 | Peerless | CI - Cast Iron | STHT - Steam-Heat | 12/31/2014
Windstream Communications | 321 N Saint Joseph Ave | Hastings | NE | 68901-7559 | Adams | NE25368 | Active | 130995 | 14.PGT.400.55.0015 | 2013 | Lochinvar | CPFH - Copper Fin Water Heater | HWHT - Hot Water Heat | 12/31/2026
Master Cleaners | 321 S 8th Ave | Broken Bow | NE | 68822-2006 | Custer | NE00220 | Out of Service | 50441 | 86209 | 2000 | Lattner Boiler Co | FTNF - Firetube Flueless | PROC - Process Steam | 7/31/2017
Master Cleaners | 321 S 8th Ave | Broken Bow | NE | 68822-2006 | Custer | NE05566 | Scrapped/Junked | 9466 |  | 1969 | YORK SHIPLEY | FT - Firetube Boiler | PROC - Process Steam | 7/31/2000
JB ENTERPRISES | 321-323 NORFOLK | NORFOLK | NE | 68701 | MADISON | NE03479 | Inactive |  |  | 1980 | H.B. SMITH |  | STHT - Steam-Heat | 1/31/1997
NYE Legacy | 3210 N Clarkson St | Fremont | NE | 68025-2301 | Dodge | NE13154 | Active | 21505 | 050849783 | 2008 | Rbi | CHWH - ASME/Fired Water Heater | HWDP - Hotwater Heat & Dom Supply | 12/31/2026
NYE Legacy | 3210 N Clarkson St | Fremont | NE | 68025-2301 | Dodge | NE13155 | Active | 21504 | 050849732 | 2008 | Rbi | CHWH - ASME/Fired Water Heater | HWSD - Hot Water Dom/Potable | 12/31/2026
NYE Legacy | 3210 N Clarkson St | Fremont | NE | 68025-2301 | Dodge | NE13156 | Active | 50335 | G080590 | 2008 | Aerco International | CPFT - Horiz Cpr Fin Boiler | HWHT - Hot Water Heat | 12/31/2026
NYE Legacy | 3210 N Clarkson St | Fremont | NE | 68025-2301 | Dodge | NE13157 | Active | 50336 | G-080591 | 2008 | Aerco International | CPFT - Horiz Cpr Fin Boiler | HWHT - Hot Water Heat | 12/31/2026
TACO BELL CORP #2835 | 3211 N 108th St | Omaha | NE | 68164-2902 | Douglas | NE21669 | Exempt 1999 LB-66 |  | 1095GO4276 | 1995 | RUUD | AHWH - ANSI/Fired Water Htr | HWSD - Hot Water Dom/Potable | 8/31/2000
Rasmussen Mechanical Srv | 3211 Nebraska Ave | Fremont | NE | 68025-2193 | Dodge | NE02231 | Inactive | 24240 | 0-2393 | 1970 | AMKW | FTSM - FTS Marine Dry Back | PROC - Process Steam | 10/31/2007
Rasmussen Mechanical Srv | 3211 Nebraska Ave | Fremont | NE | 68025-2193 | Dodge | NE03547 | Inactive | 8998 |  | 1968 | YORK SHIPLEY | FTSM - FTS Marine Dry Back | PROC - Process Steam | 6/30/1996
Rasmussen Mechanical Srv | 3211 Nebraska Ave | Fremont | NE | 68025-2193 | Dodge | NE04009 | Inactive | 34189 | R-2228 | 1980 | KEWANEE | FTSM - FTS Marine Dry Back | 0030 - Portable HPS Boiler | 1/31/2003
Rasmussen Mechanical Srv | 3211 Nebraska Ave | Fremont | NE | 68025-2193 | Dodge | NE08544 | Inactive | 43754 | L-65903 | 1978 | CLEAVER BROOKS | FTSM - FTS Marine Dry Back | 0030 - Portable HPS Boiler | 8/31/2002
Rasmussen Mechanical Srv | 3211 Nebraska Ave | Fremont | NE | 68025-2193 | Dodge | NE08844 | Inactive | 11269 | 11269 | 1991 | SUPR | FTWB - FTS Marine Wet Back | 0030 - Portable HPS Boiler | 11/30/2006
Rasmussen Mechanical Srv | 3211 Nebraska Ave | Fremont | NE | 68025-2193 | Dodge | NE10764 | Scrapped/Junked | 26081 |  | 1966 | ORR & SEMBOWER | FTSM - FTS Marine Dry Back | PROC - Process Steam | 3/31/2003
Rasmussen Mechanical Srv | 3211 Nebraska Ave | Fremont | NE | 68025-2193 | Dodge | NE11280 | Inactive | 15269 |  | 1951 | CLEAVER BROOKS | FTSM - FTS Marine Dry Back | PROC - Process Steam | 7/31/1991
Rasmussen Mechanical Srv | 3211 Nebraska Ave | Fremont | NE | 68025-2193 | Dodge | NE12001 | Inactive | 10618 | S5000.200.5 | 2002 | HURS | FTWB - FTS Marine Wet Back | 0030 - Portable HPS Boiler | 5/31/2008
Rasmussen Mechanical Srv | 3211 Nebraska Ave | Fremont | NE | 68025-2193 | Dodge | NE14842 | Inactive | 37037 | R-5450 | 1983 | Kewanee | FTSM - FTS Marine Dry Back | PROC - Process Steam | 10/31/2010
Rasmussen Mechanical Srv | 3211 Nebraska Ave | Fremont | NE | 68025-2193 | Dodge | NE17528 | Out of Service | 4533 | RT-4087 | 2009 | Nebraska Boiler | WT - Water Tube Boiler | PROC - Process Steam | 3/31/2011
Rasmussen Mechanical Srv | 3211 Nebraska Ave | Fremont | NE | 68025-2193 | Dodge | NE17529 | Out of Service | 4478 | RT-4033 | 2009 | Nebraska Boiler | WT - Water Tube Boiler | PROC - Process Steam | 3/31/2011
Rasmussen Mechanical Srv | 3211 Nebraska Ave | Fremont | NE | 68025-2193 | Dodge | NE17530 | Out of Service | 4307 | O-4907 | 2006 | Nebraska Boiler | WT - Water Tube Boiler | PROC - Process Steam | 3/31/2011
Rasmussen Mechanical Srv | 3211 Nebraska Ave | Fremont | NE | 68025-2193 | Dodge | NE17531 | Out of Service | 7095 | 20097104-3 | 2009 | Kentube Engineered Products | ECON - Boiler Economizer | ECON - Boiler Economizer | 3/31/2011
Rasmussen Mechanical Srv | 3211 Nebraska Ave | Fremont | NE | 68025-2193 | Dodge | NE17532 | Out of Service | 5065 | 99154-B | 1999 | Kentube Engineered Products | ECON - Boiler Economizer | ECON - Boiler Economizer | 3/31/2011
Rasmussen Mechanical Srv | 3211 Nebraska Ave | Fremont | NE | 68025-2193 | Dodge | NE17533 | Out of Service | 6095 | 20057189-2 | 2005 | Kentube Engineered Products | ECON - Boiler Economizer | ECON - Boiler Economizer | 3/31/2011
Rasmussen Mechanical Srv | 3211 Nebraska Ave | Fremont | NE | 68025-2193 | Dodge | NE21053 | Out of Service | 4578 | RT-4141 | 2010 | Cleaver Brooks | WT - Water Tube Boiler | PROC - Process Steam | 11/30/2012
Rasmussen Mechanical Srv | 3211 Nebraska Ave | Fremont | NE | 68025-2193 | Dodge | NE21054 | Out of Service | 3388 | O-3680 | 1997 | Nebraska Boiler | WT - Water Tube Boiler | PROC - Process Steam | 11/30/2012
Rasmussen Mechanical Srv | 3211 Nebraska Ave | Fremont | NE | 68025-2193 | Dodge | NE21055 | Out of Service | 3943 | O-4419 | 2001 | Nebraska Boiler | WT - Water Tube Boiler | PROC - Process Steam | 11/30/2012
Rasmussen Mechanical Srv | 3211 Nebraska Ave | Fremont | NE | 68025-2193 | Dodge | NE24183 | Inactive | 4262 | 04849 | 2005 | National Dynamics | WT - Water Tube Boiler | PROC - Process Steam | 4/30/2016
Rasmussen Mechanical Srv | 3211 Nebraska Ave | Fremont | NE | 68025-2193 | Dodge | NE24184 | Inactive | 5947 | 20057025 | 2005 | Kentube Engineered Products | ECON - Boiler Economizer | ECON - Boiler Economizer | 4/30/2016
Rasmussen Mechanical Srv | 3211 Nebraska Ave | Fremont | NE | 68025-2193 | Dodge | NE30692 | Inactive | 35668 | KF10762-GO | 1981 | Kewanee | FTWB - FTS Marine Wet Back | PHPS - Portable High PSI Steam | 8/31/2016
VILLAGE INN HASTINGS | 3211 W 2ND ST | HASTINGS | NE | 68901 | ADAMS | NE40884 | Exempt 1999 LB-66 |  | RN0298G00925 | 1998 | RHEEM MANUFACTURING CO | AHWH - ANSI/Fired Water Htr | HWSD - Hot Water Dom/Potable | 1/1/1900
Scott Sparks | 3212 Church Rd | Plattsmouth | NE | 68048-6838 | Cass | NE25288 | Active | N/A | MTM 8108 | 1917 | Minneapolis | HOBB - Hobby/Antique Boiler | 0024 - Antique Steam Tractor | 5/31/2027
Mutual Of Omaha-Plaza | 3212 Dodge St | Omaha | NE | 68131-3413 | Douglas | NE15548 | Scrapped/Junked |  | 211-5107 | 1980 | PEER | CI - Cast Iron | HWHT - Hot Water Heat | 5/31/2010
OPS Tac Building | 3215 Cuming St | Omaha | NE | 68131-2000 | Douglas | NE05032 | Scrapped/Junked | 31533 |  | 1989 | MARKET FORGE INDUSTRIES | FT - Firetube Boiler | 0021 - Steam Supp Cooker/Kettle | 6/30/1999
OPS Tac Building | 3215 Cuming St | Omaha | NE | 68131-2000 | Douglas | NE31242 | Active | n/a | P7597 | 1977 | Kewanee | FTSM - FTS Marine Dry Back | STHT - Steam-Heat | 12/31/2025
OPS Tac Building | 3215 Cuming St | Omaha | NE | 68131-2000 | Douglas | NE31243 | Active | n/a | p4024 | 1977 | Kewanee | FTSM - FTS Marine Dry Back | STHT - Steam-Heat | 12/31/2025
OPS Tac Building | 3215 Cuming St | Omaha | NE | 68131-2000 | Douglas | NE31244 | Active | n/a | P7023 | 1977 | Kewanee | FTSM - FTS Marine Dry Back | STHT - Steam-Heat | 6/30/2026
Winter Quarters/Mormon Trail Cntr | 3215 State St | Omaha | NE | 68112-1703 | Douglas | NE21689 | Active | 8702 | 96-E5640 | 1996 | Aldrich | FT - Firetube Boiler | HWHT - Hot Water Heat | 4/30/2026
Winter Quarters/Mormon Trail Cntr | 3215 State St | Omaha | NE | 68112-1703 | Douglas | NE21690 | Active | 8703 | 96-E5641 | 1996 | Aldrich | FT - Firetube Boiler | HWHT - Hot Water Heat | 4/30/2026
Winter Quarters/Mormon Trail Cntr | 3215 State St | Omaha | NE | 68112-1703 | Douglas | NE21691 | Active | 8704 | 96-E5642 | 1996 | Aldrich | FT - Firetube Boiler | HWHT - Hot Water Heat | 4/30/2026
Winter Quarters/Mormon Trail Cntr | 3215 State St | Omaha | NE | 68112-1703 | Douglas | NE21692 | Active | 8705 | 96-E5643 | 1996 | Aldrich | FT - Firetube Boiler | HWHT - Hot Water Heat | 4/30/2026
Lincoln Correctional Ctr | 3216 W Van Dorn St | Lincoln | NE | 68522-9278 | Lancaster | NE28164 | Active | 78261 | G-17-1142 | 2017 | Aerco | FTVT - Firetube Vertical TB | HWSD - Hot Water Dom/Potable | 6/30/2026
Lincoln Correctional Ctr | 3216 W Van Dorn St | Lincoln | NE | 68522-9278 | Lancaster | NE28165 | Active | 78262 | G-17-1143 | 2017 | Aerco | FTVT - Firetube Vertical TB | HWSD - Hot Water Dom/Potable | 6/30/2026
Lincoln Correctional Ctr | 3216 W Van Dorn St | Lincoln | NE | 68522-9278 | Lancaster | NE28166 | Active | 78096 | G-17-1141 | 2017 | Aerco | FTVT - Firetube Vertical TB | HWSD - Hot Water Dom/Potable | 6/30/2026
Lincoln Correctional Ctr | 3216 W Van Dorn St | Lincoln | NE | 68522-9278 | Lancaster | NE28167 | Scrapped/Junked | 156686 | 156686 | 2019 | RHEEM | CHWH - ASME/Fired Water Heater | HWSD - Hot Water Dom/Potable | 6/30/2025
Lincoln Correctional Ctr | 3216 W Van Dorn St | Lincoln | NE | 68522-9278 | Lancaster | NE30047 | Scrapped/Junked | 30170 | P8542 | 1977 | Kewanee | FTFB - Firetube-Firebox Boiler | HWHT - Hot Water Heat | 11/30/2016
Lincoln Correctional Ctr | 3216 W Van Dorn St | Lincoln | NE | 68522-9278 | Lancaster | NE30049 | Scrapped/Junked | 30028 | P8136 | 1977 | Kewanee | FTFB - Firetube-Firebox Boiler | HWHT - Hot Water Heat | 6/30/2020
Lincoln Correctional Ctr | 3216 W Van Dorn St | Lincoln | NE | 68522-9278 | Lancaster | NE30050 | Scrapped/Junked | 29981 | P7907 | 1977 | Kewanee | FTFB - Firetube-Firebox Boiler | HWHT - Hot Water Heat | 6/30/2020
Lincoln Correctional Ctr | 3216 W Van Dorn St | Lincoln | NE | 68522-9278 | Lancaster | NE40367 | Scrapped/Junked | 95805 | L982750 | 1998 | Lochinvar | CPFT - Horiz Cpr Fin Boiler | HWSD - Hot Water Dom/Potable | 6/30/2019
Lincoln Correctional Ctr | 3216 W Van Dorn St | Lincoln | NE | 68522-9278 | Lancaster | NE40368 | Scrapped/Junked | 95804 | L982751 | 1998 | Lochinvar | CPFT - Horiz Cpr Fin Boiler | HWSD - Hot Water Dom/Potable | 11/30/2016
Lincoln Correctional Ctr | 3216 W Van Dorn St | Lincoln | NE | 68522-9278 | Lancaster | NE43828 | Active | 366458 | 22.WHTX.188.00945 | 2022 | PVI Industries | CHWH - ASME/Fired Water Heater | HWSD - Hot Water Dom/Potable | 6/30/2025
Lincoln Correctional Ctr | 3216 W Van Dorn St | Lincoln | NE | 68522-9278 | Lancaster | NE43829 | Active | 406566 | 23.PGT850.430.00186 | 2023 | Lochinvar | FTSS - Firetube Stainless Steel | HWHT - Hot Water Heat | 6/30/2025
Lincoln Correctional Ctr | 3216 W Van Dorn St | Lincoln | NE | 68522-9278 | Lancaster | NE43830 | Active | 406563 | 23.PGT850.430.00183 | 2023 | Lochinvar | FTSS - Firetube Stainless Steel | HWHT - Hot Water Heat | 6/30/2025
Tifereth Israel Synagogue | 3219 Sheridan Blvd | Lincoln | NE | 68502-5236 | Lancaster | NE34215 | Inactive | NA | G-9194 | 1958 | Kewannee | FT - Firetube Boiler | STHT - Steam-Heat | 10/31/2022
Scottish Rite Temple | 322 Centennial Mall S | Lincoln | NE | 68508-2528 | Lancaster | NE05303 | Scrapped/Junked |  | C92688234 | 1992 | STATE INDUSTRIES | CHWH - ASME/Fired Water Heater | HWSD - Hot Water Dom/Potable | 5/31/2001
Scottish Rite Temple | 322 Centennial Mall S | Lincoln | NE | 68508-2528 | Lancaster | NE08316 | Inactive |  | M99211861 | 1999 | STATE INDUSTRIES | AHWH - ANSI/Fired Water Htr | HWSD - Hot Water Dom/Potable | 1/1/1900
Scottish Rite Temple | 322 Centennial Mall S | Lincoln | NE | 68508-2528 | Lancaster | NE08378 | Scrapped/Junked | 66485 | A0021587 | 1999 | State Industries | CHWH - ASME/Fired Water Heater | HWSD - Hot Water Dom/Potable | 3/31/2021
Scottish Rite Temple | 322 Centennial Mall S | Lincoln | NE | 68508-2528 | Lancaster | NE34221 | Inactive | n/a | 211-6026 | 1980 | Peerless | CI - Cast Iron | STHT - Steam-Heat | 3/31/2016
RACELY'S STORE & CLEANERS | 322 MAIN ST | PENDER | NE | 68047 | THURSTON | NE13026 | Inactive | 11570 |  | 1949 | PM LATTNER MFR COMPANY | FT - Firetube Boiler | PROC - Process Steam | 10/31/2000
ST JOHN'S LUTHERAN CHURCH | 322 N MOLLEY RD | BENNINGTON | NE | 68007 | Douglas | NE25641 | Scrapped/Junked |  |  | 1976 | BURNHAM COMM/INDUST |  | HWHT - Hot Water Heat | 12/31/2004
St Mary's Convent | 322 N Monitor St | West Point | NE | 68788-1531 | Cuming | NE23155 | Active | na | K5037 | 1958 | Kewanee | FTFB - Firetube-Firebox Boiler | HWHT - Hot Water Heat | 12/31/2025
Apartment Building | 322 W 10th St | Fremont | NE | 68025-4186 | Dodge | NE06015 | Active | N/A | 61-8219 | 1979 | Peerless | CI - Cast Iron | HWHT - Hot Water Heat | 1/31/2026
J & B RENTALS | 322-24 W THIRD | GRAND ISLAND | NE | 68801 | HALL | NE05910 | Inactive |  | 22587 | 1980 | BRYANT |  | STHT - Steam-Heat | 3/31/2002
Vet Clinic | 3220 N 14th St | Lincoln | NE | 68521-2121 | Lancaster | NE01478 | Scrapped/Junked | 9219 |  | 1988 | WEBEN JARCO | COBL - Coil Type Boiler | HWSD - Hot Water Dom/Potable | 7/31/2004
Vet Clinic | 3220 N 14th St | Lincoln | NE | 68521-2121 | Lancaster | NE01479 | Out of Service | 66245 | 66245 | 2000 | WEBJ | COBL - Coil Type Boiler | HWSD - Hot Water Dom/Potable | 10/31/2013
Vet Clinic | 3220 N 14th St | Lincoln | NE | 68521-2121 | Lancaster | NE01641 | Out of Service | 68599 | 68599 | 2004 | WEBJ | COBL - Coil Type Boiler | HWSD - Hot Water Dom/Potable | 10/31/2013
Vet Clinic | 3220 N 14th St | Lincoln | NE | 68521-2121 | Lancaster | NE05458 | Exempt 1999 LB-66 | 9219 |  | 1988 | WEBEN JARCO | AHWH - ANSI/Fired Water Htr | HWSD - Hot Water Dom/Potable | 7/31/2000
Vet Clinic | 3220 N 14th St | Lincoln | NE | 68521-2121 | Lancaster | NE11503 | Scrapped/Junked | 6095 |  | 1989 | WEBEN JARCO | COBL - Coil Type Boiler | HWSD - Hot Water Dom/Potable | 7/31/2001
Vet Clinic | 3220 N 14th St | Lincoln | NE | 68521-2121 | Lancaster | NE11517 | Out of Service | 16597 | AJH 70.1655 | 1991 | WEBJ | COBL - Coil Type Boiler | HWHT - Hot Water Heat | 10/31/2013
Vet Clinic | 3220 N 14th St | Lincoln | NE | 68521-2121 | Lancaster | NE11518 | Out of Service | 16598 | 1656 | 1991 | WEBJ | COBL - Coil Type Boiler | HWHT - Hot Water Heat | 10/31/2013
Tornado Car Wash | 3220 O St | Lincoln | NE | 68510-1538 | Lancaster | NE40223 | Scrapped/Junked | 69303 | RUN0695G04055 | 1995 | Ruud-Rheem | CHWH - ASME/Fired Water Heater | HWSP - Hot Water Non Potable Supply | 11/30/2009
Tornado Car Wash | 3220 O St | Lincoln | NE | 68510-1538 | Lancaster | NE40224 | Active | N/A | CP-1173051 | 1983 | Weil-Mcclain | CI - Cast Iron | HWHF - Hot Water Heat-Floor | 12/31/2026
Power Wash | 3220 S 13th St | Lincoln | NE | 68502-4516 | Lancaster | NE40207 | Scrapped/Junked | 66281 | RUN0694G00998 | 1994 | Ruud-Rheem | CHWH - ASME/Fired Water Heater | HWSP - Hot Water Non Potable Supply | 4/30/2020
Power Wash | 3220 S 13th St | Lincoln | NE | 68502-4516 | Lancaster | NE40208 | Active | N/A | CP-1170746 | 1983 | Weil-Mcclain | CI - Cast Iron | HWHF - Hot Water Heat-Floor | 4/30/2026
West Bay Elementary School | 3220 S 188th Ave | Omaha | NE | 68130-6113 | Douglas | NE23767 | Active | 175715 | 175715 | 2012 | AO SMITH | CHWH - ASME/Fired Water Heater | HWDP - Hotwater Heat & Dom Supply | 7/31/2026
Lincoln Correctional Center | 3220 W Van Dorn St | Lincoln | NE | 68522-9278 | Lancaster | NE25334 | Scrapped/Junked | 68181 | G-14-1185 | 2014 | Aerco | CHWH - ASME/Fired Water Heater | HWSD - Hot Water Dom/Potable | 6/30/2021
Lincoln Correctional Center | 3220 W Van Dorn St | Lincoln | NE | 68522-9278 | Lancaster | NE25335 | Scrapped/Junked | 68180 | G-14-1184 | 2014 | Aerco | CHWH - ASME/Fired Water Heater | HWSD - Hot Water Dom/Potable | 6/30/2021
Lincoln Correctional Center | 3220 W Van Dorn St | Lincoln | NE | 68522-9278 | Lancaster | NE30438 | Scrapped/Junked | 138086 | 0 | 2002 | Lochinvar | CPFT - Horiz Cpr Fin Boiler | HWSD - Hot Water Dom/Potable | 2/28/2015
Lincoln Correctional Center | 3220 W Van Dorn St | Lincoln | NE | 68522-9278 | Lancaster | NE30495 | Scrapped/Junked | 33006 | D934348 | 1993 | Lochinvar | CPFT - Horiz Cpr Fin Boiler | HWSD - Hot Water Dom/Potable | 2/28/2015
Lincoln Correctional Center | 3220 W Van Dorn St | Lincoln | NE | 68522-9278 | Lancaster | NE41556 | Active | 0668 | F2073805A | 2020 | Fulton | FTHT - Firetube Horizontal | HWHT - Hot Water Heat | 6/30/2026
Lincoln Correctional Center | 3220 W Van Dorn St | Lincoln | NE | 68522-9278 | Lancaster | NE41557 | Active | 0676 | F2073797A | 2020 | Fulton | FTHT - Firetube Horizontal | HWHT - Hot Water Heat | 6/30/2026
Lincoln Correctional Center | 3220 W Van Dorn St | Lincoln | NE | 68522-9278 | Lancaster | NE41558 | Active | 0753 | F2074185A | 2020 | Fulton | FTHT - Firetube Horizontal | HWHT - Hot Water Heat | 6/30/2026
Lincoln Correctional Center | 3220 W Van Dorn St | Lincoln | NE | 68522-9278 | Lancaster | NE41559 | Active | 0782 | F2073977A | 2020 | Fulton | FTHT - Firetube Horizontal | HWHT - Hot Water Heat | 6/30/2026
Lincoln Correctional Center | 3220 W Van Dorn St | Lincoln | NE | 68522-9278 | Lancaster | NE41571 | Active | 88752 | G-21-0023 | 2021 | Aerco | FTVT - Firetube Vertical TB | HWSD - Hot Water Dom/Potable | 6/30/2026
Lincoln Correctional Center | 3220 W Van Dorn St | Lincoln | NE | 68522-9278 | Lancaster | NE41572 | Active | 88741 | G-21-0022 | 2021 | Aerco | FTVT - Firetube Vertical TB | HWSD - Hot Water Dom/Potable | 6/30/2026
Lincoln Correctional Center | 3220 W Van Dorn St | Lincoln | NE | 68522-9278 | Lancaster | NE41836 | Active | 90212 | G-21-1372 | 2021 | Aerco | FTVT - Firetube Vertical TB | HWSD - Hot Water Dom/Potable | 6/30/2026
Lincoln Correctional Center | 3220 W Van Dorn St | Lincoln | NE | 68522-9278 | Lancaster | NE41837 | Active | 90211 | G-21-1371 | 2021 | Aerco | FTVT - Firetube Vertical TB | HWSD - Hot Water Dom/Potable | 6/30/2026
Lincoln Correctional Center | 3220 W Van Dorn St | Lincoln | NE | 68522-9278 | Lancaster | NE41838 | Active | 90214 | G-21-1374 | 2021 | Aerco | FTVT - Firetube Vertical TB | HWSD - Hot Water Dom/Potable | 6/30/2026
Lincoln Correctional Center | 3220 W Van Dorn St | Lincoln | NE | 68522-9278 | Lancaster | NE41839 | Active | 90213 | G-21-1373 | 2021 | Aerco | FTVT - Firetube Vertical TB | HWSD - Hot Water Dom/Potable | 6/30/2026
Black Sand Apartment Homes | 3223 Folkways Blvd | Lincoln | NE | 68504-1293 | Lancaster | NE12249 | Active | 201183 | H07002011833 | 2007 | Lochinvar | CPFT - Horiz Cpr Fin Boiler | HWSD - Hot Water Dom/Potable | 5/31/2026
Abide | 3223 N 45th St | Omaha | NE | 68104-3711 | Douglas | NE01108 | Inactive | 4414 | 459-21 | 1960 | BROTHERS | WT - Water Tube Boiler | STHT - Steam-Heat | 6/30/2003
Abide | 3223 N 45th St | Omaha | NE | 68104-3711 | Douglas | NE01196 | Scrapped/Junked | 1220 |  | 1965 | NEBRASKA BOILER | WT - Water Tube Boiler | STHT - Steam-Heat | 6/30/2003
Abide | 3223 N 45th St | Omaha | NE | 68104-3711 | Douglas | NE15045 | Active | 12619 | 03F-0535 | 2003 | ALES | FTFB - Firetube-Firebox Boiler | STHT - Steam-Heat | 2/28/2026
Abide | 3223 N 45th St | Omaha | NE | 68104-3711 | Douglas | NE15046 | Active | 12621 | 03F-0537 | 2003 | ALES | FTVT - Firetube Vertical TB | HWHT - Hot Water Heat | 2/28/2026
Abide | 3223 N 45th St | Omaha | NE | 68104-3711 | Douglas | NE15047 | Active | 12615 | 03F-0531 | 2003 | ALES | FTVT - Firetube Vertical TB | HWHT - Hot Water Heat | 2/28/2026
Abide | 3223 N 45th St | Omaha | NE | 68104-3711 | Douglas | NE15048 | Active | 12612 | 03F-0528 | 2003 | ALES | FTVT - Firetube Vertical TB | HWHT - Hot Water Heat | 2/28/2026
Abide | 3223 N 45th St | Omaha | NE | 68104-3711 | Douglas | NE15049 | Active | 12623 | 03F-0539 | 2003 | ALES | FTFB - Firetube-Firebox Boiler | STHT - Steam-Heat | 2/28/2026
Abide | 3223 N 45th St | Omaha | NE | 68104-3711 | Douglas | NE15050 | Active | 12620 | 03F-0536 | 2003 | ALES | FTVT - Firetube Vertical TB | HWHT - Hot Water Heat | 2/28/2026
Abide | 3223 N 45th St | Omaha | NE | 68104-3711 | Douglas | NE15051 | Active | 12616 | 03F-0532 | 2003 | ALES | FTVT - Firetube Vertical TB | HWHT - Hot Water Heat | 2/28/2026
Abide | 3223 N 45th St | Omaha | NE | 68104-3711 | Douglas | NE15052 | Active | 12618 | 03F-0534 | 2003 | ALES | FTVT - Firetube Vertical TB | HWHT - Hot Water Heat | 2/28/2026
Abide | 3223 N 45th St | Omaha | NE | 68104-3711 | Douglas | NE27190 | Scrapped/Junked | 22416 | 224176 | 2016 | AO SMITH | FTVT - Firetube Vertical TB | HWSD - Hot Water Dom/Potable | 2/28/2022
Abide | 3223 N 45th St | Omaha | NE | 68104-3711 | Douglas | NE30694 | Scrapped/Junked | 38816 | LD97-638809-960 | 1997 | AOSM | CHWH - ASME/Fired Water Heater | HWSD - Hot Water Dom/Potable | 2/28/2018
Abide | 3223 N 45th St | Omaha | NE | 68104-3711 | Douglas | NE43513 | Active | 280765 | 280765 | 2021 | State Industries | CHWH - ASME/Fired Water Heater | HWSD - Hot Water Dom/Potable | 2/28/2026
Boys Town Elec Bldg | 323 Lachimia Rd | Boys Town | NE | 68010-7542 | Douglas | NE26937 | Active | 229303 | 16.PG80.18.0576 | 2016 | Lochinvar | FTVT - Firetube Vertical TB | HWDP - Hotwater Heat & Dom Supply | 12/31/2026
Boys Town Elec Bldg | 323 Lachimia Rd | Boys Town | NE | 68010-7542 | Douglas | NE26938 | Active | 200590 | 16.PG80.18.0072 | 2016 | Lochinvar | FTVT - Firetube Vertical TB | HWDP - Hotwater Heat & Dom Supply | 12/31/2026
Broken Bow High School | 323 N 7th Ave | Broken Bow | NE | 68822-1718 | Custer | NE23253 | Out of Service | 10025 | 98E-7473 | 1998 | Aldrich | FT - Firetube Boiler | STHT - Steam-Heat | 3/31/2014
Broken Bow High School | 323 N 7th Ave | Broken Bow | NE | 68822-1718 | Custer | NE31416 | Scrapped/Junked | NA | 18N20333 | 1963 | Bryant Boiler | CI - Cast Iron | HWHT - Hot Water Heat | 3/31/2011
Broken Bow High School | 323 N 7th Ave | Broken Bow | NE | 68822-1718 | Custer | NE31417 | Scrapped/Junked | 3387 | 3387 | 1967 | Sellers Engineering | FT - Firetube Boiler | HWSD - Hot Water Dom/Potable | 3/31/2026
Broken Bow High School | 323 N 7th Ave | Broken Bow | NE | 68822-1718 | Custer | NE31418 | Scrapped/Junked | NA | N5885 | 1967 | Kewannee | FT - Firetube Boiler | HWHT - Hot Water Heat | 3/31/2026
Broken Bow High School | 323 N 7th Ave | Broken Bow | NE | 68822-1718 | Custer | NE31419 | Scrapped/Junked | NA | N7433 | 1967 | Kewannee | FT - Firetube Boiler | HWHT - Hot Water Heat | 3/31/2026
Broken Bow High School | 323 N 7th Ave | Broken Bow | NE | 68822-1718 | Custer | NE31420 | Out of Service | 11901 | 11901 | 1968 | Cleveland | COOK - Fired Cooker | PROC - Process Steam | 3/31/2023
Broken Bow High School | 323 N 7th Ave | Broken Bow | NE | 68822-1718 | Custer | NE43847 | Active | 439373 | 25439373 | 2025 | Lochinvar | FTHT - Firetube Horizontal | HWHT - Hot Water Heat | 3/31/2026
Broken Bow High School | 323 N 7th Ave | Broken Bow | NE | 68822-1718 | Custer | NE43848 | Active | 439371 | 25439371 | 2025 | Lochinvar | FTHT - Firetube Horizontal | HWHT - Hot Water Heat | 3/31/2026
BROKEN BOW MIDDLE SCHOOL | 323 S 9th Ave | Broken Bow | NE | 68822-2013 | CUSTER | NE30253 | Inactive |  | HSB34690 | 1938 | BROWNELL | FT - Firetube Boiler | STHT - Steam-Heat | 7/31/1999
APPLE DRY CLEANING | 3230 Apple St | Lincoln | NE | 68503-1920 | LANCASTER | NE40789 | Exempt 1999 LB-66 |  | 95-03004384 | 1995 | PALOMA | AHWH - ANSI/Fired Water Htr | HWSP - Hot Water Non Potable Supply | 1/1/1900
APPLE DRY CLEANING | 3230 Apple St | Lincoln | NE | 68503-1920 | LANCASTER | NE40867 | Exempt 1999 LB-66 |  | 95-03-004465 | 1995 | PALOMA | AHWH - ANSI/Fired Water Htr | HWSP - Hot Water Non Potable Supply | 1/1/1900
APPLE DRY CLEANING | 3230 Apple St | Lincoln | NE | 68503-1920 | LANCASTER | NE40868 | Exempt 1999 LB-66 |  | 95-03004297 | 1995 | PALOMA | AHWH - ANSI/Fired Water Htr | HWSP - Hot Water Non Potable Supply | 1/1/1900
Adams Park Comm Center | 3230 John Creighton Blvd | Omaha | NE |  | Sarpy | NE37327 | Scrapped/Junked | 23267 | 17523267 | 1975 | Pvi | AHWH - ANSI/Fired Water Htr | HWSD - Hot Water Dom/Potable | 9/30/2010
Adams Park Comm Center | 3230 John Creighton Blvd | Omaha | NE |  | Sarpy | NE37430 | Scrapped/Junked |  | 17523293 | 1975 | Pvi Industries | AHWH - ANSI/Fired Water Htr | HWSD - Hot Water Dom/Potable | 7/31/1999
Black Sand Apartment Homes | 3233 Folkways Blvd | Lincoln | NE | 68504-1283 | Lancaster | NE13913 | Active | 203757 | K07H00203757 | 2004 | Lochinvar | CPFH - Copper Fin Water Heater | HWSD - Hot Water Dom/Potable | 5/31/2026
Gerhold Concrete | 3235 W Bachman St | Grand Island | NE | 68803-5241 | Hall | NE19971 | Scrapped/Junked | 156 |  | 1991 | Sioux Steam | WT - Water Tube Boiler | HWDP - Hotwater Heat & Dom Supply | 3/31/2004
Gerhold Concrete | 3235 W Bachman St | Grand Island | NE | 68803-5241 | Hall | NE25129 | Scrapped/Junked | 2324 | 04-2324 | 2004 | Sioux Steam | COBL - Coil Type Boiler | HWSP - Hot Water Non Potable Supply | 11/30/2020
Gerhold Concrete | 3235 W Bachman St | Grand Island | NE | 68803-5241 | Hall | NE25130 | Scrapped/Junked | 2323 | 0405017 | 2004 | Sioux Steam | COBL - Coil Type Boiler | HWSP - Hot Water Non Potable Supply | 11/30/2020
Gerhold Concrete | 3235 W Bachman St | Grand Island | NE | 68803-5241 | Hall | NE37289 | Scrapped/Junked | 882 | B19 | 1957 | Kewannee | FT - Firetube Boiler | PROC - Process Steam | 3/31/2004
The Diplomat Apartments | 324 Koenig St | Grand Island | NE | 68803 | Hall | NE09961 | Scrapped/Junked | 40353 | B942695 | 1994 | Lochinvar | CPFT - Horiz Cpr Fin Boiler | HWSD - Hot Water Dom/Potable | 4/30/2015
The Diplomat Apartments | 324 KOENIG ST | GRAND ISLAND | NE | 68802 | HALL | NE09960 | Inactive |  | 211A07SI | 1989 | PEERLESS HEATER COMPANY |  | STHT - Steam-Heat | 4/30/2008
City Hall Municipal Bldg | 324 Laramie Ave | Alliance | NE | 69301-3358 | Box Butte | NE35413 | Out of Service | n/a | LN1002 | 1987 | PEER | CI - Cast Iron | STHT - Steam-Heat | 10/31/2010
Nabity Apartments | 324 N 38th St | Omaha | NE | 68131-2353 | Douglas | NE25517 | Active | n/a | CP3271677 | 1998 | WEIL | CI - Cast Iron | HWHT - Hot Water Heat | 12/31/2025
Nabity Apartments | 324 N 38th St | Omaha | NE | 68131-2353 | Douglas | NE25518 | Active | n/a | CP3271672 | 1998 | WEIL | CI - Cast Iron | HWHT - Hot Water Heat | 12/31/2025
vacant building | 324 N 5th St | Plattsmouth | NE | 68048-1407 | Cass | NE01424 | Inactive | 8126 | LPE100-30-3 | 2000 | Hurst | FTWB - FTS Marine Wet Back | HWHT - Hot Water Heat | 1/31/2015
vacant building | 324 N 5th St | Plattsmouth | NE | 68048-1407 | Cass | NE31597 | Scrapped/Junked |  | 3863 | 1957 | RITE ENGINEERING | WT - Water Tube Boiler | HWHT - Hot Water Heat | 7/31/2000
ST JOHN BAPTIST RECTORY | 324 N 5th St | Plattsmouth | NE | 68048-1407 | CASS | NE09119 | Inactive |  | 6-21 | 1967 | AMERICAN STANDARD |  | STHT - Steam-Heat | 7/31/1989
HOFFMEISTER HOME | 324 N Pine St | Genoa | NE | 68640-3037 | NANCE | NE40173 | Inactive |  | 61-706691093 | 1993 | PEERLESS HEATER COMPANY |  | HWHT - Hot Water Heat | 3/31/2006
St Paul's United Methodist Church- BMIC# 528655 | 324 S Jackson St | Papillion | NE | 68046-2402 | Sarpy | NE09837 | Active | 11603 | 01E-9481 | 2001 | Aldrich | FTFB - Firetube-Firebox Boiler | HWHT - Hot Water Heat | 3/31/2026
FOOTE TIRE COMPANY | 324 W 2nd St | Hastings | NE | 68901-7532 | ADAMS | NE05917 | Inactive | 89278 |  | 1966 | COLUMBIA BOILER CO | FT - Firetube Boiler | PROC - Process Steam | 5/31/2001
ASI LLC | 3242 W 2nd St | Grand Island | NE | 68803-5249 | Hall | NE12122 | Active | 49828 | 90407 | 2003 | Bryan | WT - Water Tube Boiler | PROC - Process Steam | 11/30/2026
ASI LLC | 3242 W 2nd St | Grand Island | NE | 68803-5249 | Hall | NE12291 | Active | 49829 | 90408 | 2003 | Bryan | WT - Water Tube Boiler | PROC - Process Steam | 9/30/2025
ASI LLC | 3242 W 2nd St | Grand Island | NE | 68803-5249 | Hall | NE12292 | Active | 49833 | 90412 | 2003 | Bryan | WT - Water Tube Boiler | PROC - Process Steam | 11/30/2026
Alpha Gamma NU Fraternity | 3248 Starr St | Lincoln | NE | 68503-1997 | Lancaster | NE17506 | Scrapped/Junked | n/a | 5856205-200810 | 2008 | Peerless | CI - Cast Iron | HWHT - Hot Water Heat | 2/28/2018
Alpha Gamma NU Fraternity | 3248 Starr St | Lincoln | NE | 68503-1997 | Lancaster | NE40439 | Exempt 1999 LB-66 |  | RUN1087402812 | 1987 | RUUD | AHWH - ANSI/Fired Water Htr | HWSD - Hot Water Dom/Potable | 4/30/2000
Alpha Gamma NU Fraternity | 3248 Starr St | Lincoln | NE | 68503-1997 | Lancaster | NE40440 | Scrapped/Junked |  | CP1340213 | 1984 | Weil-Mcclain | CI - Cast Iron | HWHT - Hot Water Heat | 4/30/2007
Black Sand Apartment Homes | 3249 Folkways Ave | Lincoln | NE | 68504-1271 | Lancaster | NE13914 | Active | 207414 | CO8H99297414 | 2004 | Lochinvar | CPFH - Copper Fin Water Heater | HWSD - Hot Water Dom/Potable | 5/31/2026
Michael's Foods | 325 N 3rd St | David City | NE | 68632-1601 | Butler | NE02781 | Out of Service | 31468 | L-40383 | 1966 | Cleaver & Brooks | FTSM - FTS Marine Dry Back | PROC - Process Steam | 6/30/2024
Michael's Foods | 325 N 3rd St | David City | NE | 68632-1601 | Butler | NE03711 | Scrapped/Junked | 1145 | 3035 | 1964 | Superior Boiler Works | FTSM - FTS Marine Dry Back | BSUP - Bldg Heat & Process | 1/31/2017
Michael's Foods | 325 N 3rd St | David City | NE | 68632-1601 | Butler | NE27491 | Inactive | 2558 | 52632 | 2018 | Miura | WT - Water Tube Boiler | PROC - Process Steam | 6/30/2022
Michael's Foods | 325 N 3rd St | David City | NE | 68632-1601 | Butler | NE27492 | Out of Service | 2553 | 48784 | 2018 | Miura | WT - Water Tube Boiler | PROC - Process Steam | 6/30/2024
PLATTE CHEMICAL | 325 N Union St | Fremont | NE | 68025-6311 | DODGE | NE05426 | Exempt 1999 LB-66 |  | 0000284125 | 1993 | AO SMITH | AHWH - ANSI/Fired Water Htr | HWSD - Hot Water Dom/Potable | 4/30/2000
PLATTE CHEMICAL | 325 N Union St | Fremont | NE | 68025-6311 | DODGE | NE14998 | Scrapped/Junked |  | P2606 | 1974 | KEWANEE | FT - Firetube Boiler | PROC - Process Steam | 4/30/2001
The Presbyterian Church #4444 | 325 N Victoria St | Valentine | NE | 69201-1740 | Cherry | NE24134 | Active | 149547 | 52359 | 2010 | Trinity | WTSS - Watertube SS Steel | HWHT - Hot Water Heat | 3/31/2026
The Presbyterian Church #4444 | 325 N Victoria St | Valentine | NE | 69201-1740 | Cherry | NE24135 | Active | 149545 | 52362 | 2010 | Trinity | WTSS - Watertube SS Steel | HWHT - Hot Water Heat | 3/31/2026
The Presbyterian Church #4444 | 325 N Victoria St | Valentine | NE | 69201-1740 | Cherry | NE35164 | Scrapped/Junked | N/A | M6958 | 1964 | Kewanee | FTFB - Firetube-Firebox Boiler | HWHT - Hot Water Heat | 3/31/2013
OLD MAJIC THEATRE | 325 S 16th St | Omaha | NE | 68102-2264 | Douglas | NE12833 | Inactive |  | 211A0951 | 1991 | PEERLESS HEATER COMPANY |  | STHT - Steam-Heat | 6/30/2002
C-R Menn Concrete | 325 W County Road T | Fremont | NE | 68025-7882 | Dodge | NE42267 | Active | 322757 | C23322757 | 2023 | Laars | CPFT - Horiz Cpr Fin Boiler | HWSP - Hot Water Non Potable Supply | 2/28/2027
Arapahoe Village Apartments | 3250 S 12th St | Lincoln | NE | 68502-4574 | Lancaster | NE10551 | Scrapped/Junked | 41671 | LC9890726329970 | 1997 | AOSM | CHWH - ASME/Fired Water Heater | HWSD - Hot Water Dom/Potable | 9/30/2008
Element Omaha Midtown Crossing Hotel | 3253 Dodge St | Omaha | NE | 68131-3408 | Douglas | NE18851 | Scrapped/Junked | 128814 | 128814 | 2010 | PVI Industries | CHWH - ASME/Fired Water Heater | HWSD - Hot Water Dom/Potable | 9/30/2012
Element Omaha Midtown Crossing Hotel | 3253 Dodge St | Omaha | NE | 68131-3408 | Douglas | NE18852 | Scrapped/Junked | 128815 | 128815 | 2010 | PVI Industries | CHWH - ASME/Fired Water Heater | HWSD - Hot Water Dom/Potable | 9/30/2012
Element Omaha Midtown Crossing Hotel | 3253 Dodge St | Omaha | NE | 68131-3408 | Douglas | NE18853 | Scrapped/Junked | 122816 | 128816 | 2010 | PVI Industries | CHWH - ASME/Fired Water Heater | HWSD - Hot Water Dom/Potable | 9/30/2012
Element Omaha Midtown Crossing Hotel | 3253 Dodge St | Omaha | NE | 68131-3408 | Douglas | NE18854 | Scrapped/Junked | 128817 | 128817 | 2010 | PVI Industries | CHWH - ASME/Fired Water Heater | HWSD - Hot Water Dom/Potable | 9/30/2012
Element Omaha Midtown Crossing Hotel | 3253 Dodge St | Omaha | NE | 68131-3408 | Douglas | NE23771 | Active | 134645 | 134645 | 2012 | PVI Industries | CHWH - ASME/Fired Water Heater | HWSD - Hot Water Dom/Potable | 9/30/2024
Element Omaha Midtown Crossing Hotel | 3253 Dodge St | Omaha | NE | 68131-3408 | Douglas | NE23772 | Active | 134644 | 134644 | 2012 | PVI Industries | CHWH - ASME/Fired Water Heater | HWSD - Hot Water Dom/Potable | 9/30/2024
Element Omaha Midtown Crossing Hotel | 3253 Dodge St | Omaha | NE | 68131-3408 | Douglas | NE23773 | Active | 134646 | 134646 | 2010 | PVI Industries | CHWH - ASME/Fired Water Heater | HWSD - Hot Water Dom/Potable | 9/30/2025
Element Omaha Midtown Crossing Hotel | 3253 Dodge St | Omaha | NE | 68131-3408 | Douglas | NE23774 | Active | 134647 | 134647 | 2010 | PVI Industries | CHWH - ASME/Fired Water Heater | HWSD - Hot Water Dom/Potable | 9/30/2025
PICKERING CREATIVE GROUP | 3256 S 13th St | Lincoln | NE | 68502-4516 | LANCASTER | NE04873 | Scrapped/Junked |  |  | 1977 | PEERLESS HEATER COMPANY |  | HWHT - Hot Water Heat | 7/31/2003
Alfred V. Egbers | 326 County Road 24 | Hooper | NE | 68031-1290 | Dodge | NE01177 | Inactive |  |  | 1918 | MINNEAPOLIS | HOBB - Hobby/Antique Boiler | 0024 - Antique Steam Tractor | 7/31/2002
Alfred V. Egbers | 326 County Road 24 | Hooper | NE | 68031-1290 | Dodge | NE01183 | Inactive | N/A | Unk | 1916 | AULTMAN-TAYLOR | HOBB - Hobby/Antique Boiler | 0024 - Antique Steam Tractor | 5/31/2014
Alfred V. Egbers | 326 County Road 24 | Hooper | NE | 68031-1290 | Dodge | NE01217 | Inactive | 1822 | OHIO STD 2988 | 1923 | J.I. CASE | HOBB - Hobby/Antique Boiler | 0024 - Antique Steam Tractor | 5/31/2014
Alfred V. Egbers | 326 County Road 24 | Hooper | NE | 68031-1290 | Dodge | NE01321 | Inactive |  | 7115 | 1915 | RUMLEY | HOBB - Hobby/Antique Boiler | 0024 - Antique Steam Tractor | 7/31/1993
Alfred V. Egbers | 326 County Road 24 | Hooper | NE | 68031-1290 | Dodge | NE01399 | Inactive |  | 1091-C | 1906 | J.I. CASE | HOBB - Hobby/Antique Boiler | 0024 - Antique Steam Tractor | 7/31/1992
St Mary's Grade School | 326 E Benton St | O'Neill | NE | 68763-1555 | Holt | NE15292 | Scrapped/Junked | n/a | 580484 | 1965 | Day & Night | CHWH - ASME/Fired Water Heater | HWSD - Hot Water Dom/Potable | 2/28/2013
St Mary's Grade School | 326 E Benton St | O'Neill | NE | 68763-1555 | Holt | NE15293 | Scrapped/Junked | n/a | 580486 | 1965 | Day & Night | CHWH - ASME/Fired Water Heater | HWSD - Hot Water Dom/Potable | 2/28/2013
St Mary's Grade School | 326 E Benton St | O'Neill | NE | 68763-1555 | Holt | NE22835 | Active | 60850 | G-12-0087 | 2012 | Aerco | FTVT - Firetube Vertical TB | HWHT - Hot Water Heat | 2/28/2025
St Mary's Grade School | 326 E Benton St | O'Neill | NE | 68763-1555 | Holt | NE22836 | Active | 61391 | G-12 0498 | 2012 | Aerco | FTVT - Firetube Vertical TB | HWHT - Hot Water Heat | 2/28/2026
St Mary's Grade School | 326 E Benton St | O'Neill | NE | 68763-1555 | Holt | NE31539 | Scrapped/Junked | n/a | N1804 | 1965 | Kewanee | FTFB - Firetube-Firebox Boiler | HWHT - Hot Water Heat | 2/28/2013
St Mary's Grade School | 326 E Benton St | O'Neill | NE | 68763-1555 | Holt | NE31540 | Scrapped/Junked | n/a | 1818 | 1965 | Kewanee | FTFB - Firetube-Firebox Boiler | HWHT - Hot Water Heat | 2/28/2013
Yates Illuminates | 3260 Davenport St | Omaha | NE | 68131-2501 | Douglas | NE19430 | Active | n/a | 28a-9-101835 | 2010 | SMITH | CI - Cast Iron | STHT - Steam-Heat | 12/31/2026
Yates Illuminates | 3260 Davenport St | Omaha | NE | 68131-2501 | Douglas | NE31013 | Inactive | n/a | 1923 | 1923 | Kewanee | FT - Firetube Boiler | STHT - Steam-Heat | 12/31/2020
Yates Illuminates | 3260 Davenport St | Omaha | NE | 68131-2501 | Douglas | NE31014 | Scrapped/Junked | n/a | 1925 | 1923 | Kewanee | FTLO - Firetube Locomotive Type | STHT - Steam-Heat | 12/31/2010
Arapahoe Village Apt | 3260 S 12th St | Lincoln | NE | 68502-4578 | Lancaster | NE01773 | Scrapped/Junked | 82038 | B04206433/82038 | 2003 | AOSF | CHWH - ASME/Fired Water Heater | HWSD - Hot Water Dom/Potable | 9/30/2019
Arapahoe Village Apt | 3260 S 12th St | Lincoln | NE | 68502-4578 | Lancaster | NE10552 | Scrapped/Junked |  | L99404079 | 1999 | STATE INDUSTRIES | AHWH - ANSI/Fired Water Htr | HWSD - Hot Water Dom/Potable | 4/30/2004
CEDAR HOLLOW FOODS | 327 F St | Lincoln | NE | 68508-3057 | LANCASTER | NE01323 | Inactive | 6625 |  | 1974 | SUPERIOR BOILERWORKS | FT - Firetube Boiler | PROC - Process Steam | 3/31/1992
CEDAR HOLLOW FOODS | 327 F St | Lincoln | NE | 68508-3057 | LANCASTER | NE03656 | Inactive | 1423 |  | 1967 | NEBRASKA BOILER | WT - Water Tube Boiler | PROC - Process Steam | 3/31/1993
CEDAR HOLLOW FOODS | 327 F St | Lincoln | NE | 68508-3057 | LANCASTER | NE19153 | Inactive | 6625 |  | 1974 | SUPERIOR BOILERWORKS | FT - Firetube Boiler | PROC - Process Steam | 10/31/2005
Vitalix Inc | 3278 Road 101E | Sidney | NE | 69162-3253 | Cheyenne | NE12444 | Active | 12695 | OL103131 | 2003 | Cleaver Brooks | FTSM - FTS Marine Dry Back | PROC - Process Steam | 7/31/2025
Vitalix Inc | 3278 Road 101E | Sidney | NE | 69162-3253 | Cheyenne | NE27841 | Active | 11551 | OL 101296 | 2001 | Cleaver Brooks | FT - Firetube Boiler | PROC - Process Steam | 6/30/2025
Applebee's Bar & Grill | 328 E 23rd St | Columbus | NE | 68601-2823 | Platte | NE15098 | Scrapped/Junked | 00147212 | J02H00147212 | 2002 | Lochinvar | CPFH - Copper Fin Water Heater | HWSD - Hot Water Dom/Potable | 3/31/2012
Lasher Apartments | 328-330 S 37Th St | Omaha | NE | 68105 | Douglas | NE25603 | Inactive | na | 3601139 | 1957 | PACI | WT - Water Tube Boiler | HWHT - Hot Water Heat | 4/30/2010
U-Stop Store #16 | 3280 Superior St | Lincoln | NE | 68504-1112 | Lancaster | NE06907 | Active | 183195 | A06H00183195 | 2006 | Lochinvar | CPFT - Horiz Cpr Fin Boiler | HWHF - Hot Water Heat-Floor | 2/28/2025
Brentwood Manor | 3280 Woodridge Blvd | Grand Island | NE | 68801-7481 | Hall | NE16548 | Active | 15756 | 55925 | 1982 | Peerless | WT - Water Tube Boiler | HWHT - Hot Water Heat | 3/31/2026
THE STERLING HOUSE | 3285 Woodridge Blvd | Grand Island | NE | 68801-7204 | HALL | NE40010 | Exempt 1999 LB-66 |  | MF97-0661834964 | 1997 | AO SMITH | AHWH - ANSI/Fired Water Htr | HWSD - Hot Water Dom/Potable | 7/31/2000
THE STERLING HOUSE | 3285 Woodridge Blvd | Grand Island | NE | 68801-7204 | HALL | NE40011 | Exempt 1999 LB-66 |  | MF97-0661838964 | 1997 | AO SMITH | AHWH - ANSI/Fired Water Htr | HWSD - Hot Water Dom/Potable | 7/31/2000
HI LINE CO OP | 32880 RD 759 3/4 | GRANT | NE | 69140-3250 | PERKINS | NE14006 | Inactive | 41029 |  | 1976 | ECLIPSE | FT - Firetube Boiler | PROC - Process Steam | 8/31/1986
Hi-Line Cooperative Inc | 32880 Road 759 3/4 | Grant | NE | 69140-3250 | Perkins | NE01338 | Scrapped/Junked | 44490 | 9999 | 1975 | ECLI | FTSM - FTS Marine Dry Back | PROC - Process Steam | 6/30/2021
Hi-Line Cooperative Inc | 32880 Road 759 3/4 | Grant | NE | 69140-3250 | Perkins | NE41322 | Active | 19634 | 19634 | 2021 | Superior Boiler Works | FT - Firetube Boiler | PROC - Process Steam | 12/31/2025
Goldenrod Inc | 329 S 11th St | Lincoln | NE | 68508-2103 | Lancaster | NE15583 | Scrapped/Junked | n/a | 211A7585-0991 | 1991 | Peerless | CI - Cast Iron | STHT - Steam-Heat | 12/31/2012
Ready Mix Concrete | 330 County Road B | Ashland | NE | 68003-6003 | Saunders | NE09749 | Out of Service | 120119 | CO1L10191 | 2000 | NATCO | CPFH - Copper Fin Water Heater | HWSP - Hot Water Non Potable Supply | 3/31/2011
Land O Lakes/Purina Feeds | 330 E Cloverly Rd | Fremont | NE | 68025-6116 | Dodge | NE03360 | Active | 26215 | 26215 | 1974 | Kewannee | FT - Firetube Boiler | PROC - Process Steam | 7/31/2026
Land O Lakes/Purina Feeds | 330 E Cloverly Rd | Fremont | NE | 68025-6116 | Dodge | NE10767 | Scrapped/Junked | 2486 |  | 1967 | Superior Boiler Works |  | PROC - Process Steam | 8/31/2001
Land O Lakes/Purina Feeds | 330 E Cloverly Rd | Fremont | NE | 68025-6116 | Dodge | NE24429 | Active | 5074 | 1250-150-40 | 1998 | Hurst Boiler & Welding | FT - Firetube Boiler | PROC - Process Steam | 7/31/2026
Vacant | 330 N 117th St | Omaha | NE | 68154-2508 | Douglas | NE05102 | Active | 87720 | 8615185 | 1986 | TELE | CPFT - Horiz Cpr Fin Boiler | HWHT - Hot Water Heat | 2/28/2022
Vacant | 330 N 117th St | Omaha | NE | 68154-2508 | Douglas | NE05103 | Active | 88871 | 861619 | 1986 | TELE | CPFT - Horiz Cpr Fin Boiler | HWHT - Hot Water Heat | 2/28/2022
Vacant | 330 N 117th St | Omaha | NE | 68154-2508 | Douglas | NE05104 | Scrapped/Junked | 10993 | 1907882 | 1992 | TELE | CPFT - Horiz Cpr Fin Boiler | HWHT - Hot Water Heat | 2/28/2019
Vacant | 330 N 117th St | Omaha | NE | 68154-2508 | Douglas | NE28021 | Active | 9217 | 041826319 | 2018 | Camus Hydronics | WT - Water Tube Boiler | HWHT - Hot Water Heat | 2/28/2022
Burger King | 330 N 168th Cir | Omaha | NE | 68118-4085 | Douglas | NE07641 | Scrapped/Junked | 1433 | ELS00781 | 2006 | NORI | CHWH - ASME/Fired Water Heater | HWDP - Hotwater Heat & Dom Supply | 6/30/2020
Four Points By Sheraton | 330 N 30th St | Omaha | NE | 68131-2104 | Douglas | NE17868 | Active | 3633 | AJH18.162 | 1985 | WEBJ | COBL - Coil Type Boiler | HWSD - Hot Water Dom/Potable | 3/31/2020
Four Points By Sheraton | 330 N 30th St | Omaha | NE | 68131-2104 | Douglas | NE18366 | Active | 123161 | 9504123161 | 1985 | Raypak | CPFT - Horiz Cpr Fin Boiler | HWSD - Hot Water Dom/Potable | 3/31/2020
KAVICH FURNITURE CO INC | 330 N Main St | Fremont | NE | 68025-5058 | DODGE | NE18372 | Inactive |  | 0000027L75 | 1950 | KEWANEE | FT - Firetube Boiler | STHT - Steam-Heat | 10/31/1996
KAVICH FURNITURE CO INC | 330 N Main St | Fremont | NE | 68025-5058 | DODGE | NE30883 | Inactive |  | 3R6 | 1955 | KEWANEE | FT - Firetube Boiler | STHT - Steam-Heat | 3/31/1996
Bullet Weights | 330 O St | Loup City | NE | 68853-8025 | Sherman | NE10418 | Out of Service | 12430 | 02F-0346 | 2002 | ALES | FTFB - Firetube-Firebox Boiler | STHT - Steam-Heat | 10/31/2022
Bullet Weights | 330 O St | Loup City | NE | 68853-8025 | Sherman | NE33725 | Inactive |  | 7L59 | 1935 | KEWANEE | FT - Firetube Boiler | STHT - Steam-Heat | 8/31/1999
Bullet Weights | 330 O St | Loup City | NE | 68853-8025 | Sherman | NE34826 | Scrapped/Junked |  | 211-8487 | 1983 | PEERLESS HEATER COMPANY |  | STHT - Steam-Heat | 6/30/2001
THE NOONEY COMPANY | 330 S 108th Ave | Omaha | NE | 68154-2602 | Douglas | NE18815 | Exempt 1999 LB-66 |  | 844007737 | 1984 | STATE INDUSTRIES | AHWH - ANSI/Fired Water Htr | HWSD - Hot Water Dom/Potable | 5/31/1999
Columbian Elementary | 330 S 127th St | Omaha | NE | 68154-2310 | Douglas | NE05353 | Exempt 1999 LB-66 |  | 0000201676 | 1991 | AO SMITH | AHWH - ANSI/Fired Water Htr | HWSD - Hot Water Dom/Potable | 6/30/2000
Columbian Elementary | 330 S 127th St | Omaha | NE | 68154-2310 | Douglas | NE16292 | Scrapped/Junked | 8008 | 1-9009616 | 1990 | Burnham | FTFB - Firetube-Firebox Boiler | HWHT - Hot Water Heat | 12/31/2018
Columbian Elementary | 330 S 127th St | Omaha | NE | 68154-2310 | Douglas | NE16293 | Scrapped/Junked | 7943 | 1-8909351 | 1990 | Burnham | FTFB - Firetube-Firebox Boiler | HWHT - Hot Water Heat | 12/31/2019
Columbian Elementary | 330 S 127th St | Omaha | NE | 68154-2310 | Douglas | NE28043 | Active | 4953 | 18-HE035882218 | 2018 | Riello | WT - Water Tube Boiler | HWHT - Hot Water Heat | 12/31/2025
Columbian Elementary | 330 S 127th St | Omaha | NE | 68154-2310 | Douglas | NE28044 | Active | 4956 | 18-HE035912218 | 2018 | Riello | WT - Water Tube Boiler | HWHT - Hot Water Heat | 12/31/2025
Columbian Elementary | 330 S 127th St | Omaha | NE | 68154-2310 | Douglas | NE28045 | Active | 4947 | 18-HE035822218 | 2018 | Riello | WT - Water Tube Boiler | HWHT - Hot Water Heat | 12/31/2025
Columbian Elementary | 330 S 127th St | Omaha | NE | 68154-2310 | Douglas | NE28046 | Active | 4949 | 18-HE035842218 | 2018 | Riello | WT - Water Tube Boiler | HWHT - Hot Water Heat | 12/31/2025
Columbian Elementary | 330 S 127th St | Omaha | NE | 68154-2310 | Douglas | NE28047 | Active | 71692 | 16WHTX.1130.519 | 2016 | PVI Industries | WT - Water Tube Boiler | HWSP - Hot Water Non Potable Supply | 12/31/2025
Nelnet Inc | 330 S 21st St | Lincoln | NE | 68510-1039 | Lancaster | NE14582 | Inactive | O/N #1 | N1875 | 1965 | Kewannee | FTFB - Firetube-Firebox Boiler | STHT - Steam-Heat | 12/31/2019
Nelnet Inc | 330 S 21st St | Lincoln | NE | 68510-1039 | Lancaster | NE17689 | Exempt 1999 LB-66 |  | 0995602504 | 1995 | RUUD | AHWH - ANSI/Fired Water Htr | HWSD - Hot Water Dom/Potable | 8/31/1999
RED LOBSTER | 330 S 72nd St | Omaha | NE | 68114-4606 | Douglas | NE21876 | Exempt 1999 LB-66 |  | MM950483962 | 1996 | AO SMITH | AHWH - ANSI/Fired Water Htr | HWSD - Hot Water Dom/Potable | 2/29/2000
RED LOBSTER | 330 S 72nd St | Omaha | NE | 68114-4606 | Douglas | NE21877 | Exempt 1999 LB-66 |  | MH960562945 | 1994 | AO SMITH | AHWH - ANSI/Fired Water Htr | HWSD - Hot Water Dom/Potable | 2/29/2000
Capital Athletic Club | 330 W P St | Lincoln | NE | 68528-1538 | Lancaster | NE10111 | Scrapped/Junked | 255180 | 0608255180 | 2006 | Raypak | CPFH - Copper Fin Water Heater | IPHT - Indoor Pool Heater | 10/31/2023
Capital Athletic Club | 330 W P St | Lincoln | NE | 68528-1538 | Lancaster | NE15511 | Inactive |  |  | 1978 | ALDRICH | FT - Firetube Boiler | PROC - Process Steam | 10/31/1999
Capital Athletic Club | 330 W P St | Lincoln | NE | 68528-1538 | Lancaster | NE17507 | Active | 135764 | 0913M001533 | 2009 | AO SMITH | CHWH - ASME/Fired Water Heater | HWSD - Hot Water Dom/Potable | 10/31/2024
Capital Athletic Club | 330 W P St | Lincoln | NE | 68528-1538 | Lancaster | NE20628 | Scrapped/Junked | 34831 | LE960530974960 | 1996 | AOSM | CHWH - ASME/Fired Water Heater | HWSD - Hot Water Dom/Potable | 10/31/2009
Capital Athletic Club | 330 W P St | Lincoln | NE | 68528-1538 | Lancaster | NE20800 | Active | 144073 | 1004M001578 | 2010 | AO SMITH | CHWH - ASME/Fired Water Heater | HWSD - Hot Water Dom/Potable | 10/31/2023
Capital Athletic Club | 330 W P St | Lincoln | NE | 68528-1538 | Lancaster | NE23337 | Scrapped/Junked | 41181 | LJ970677098970 | 1997 | AOSM | CHWH - ASME/Fired Water Heater | HWSD - Hot Water Dom/Potable | 10/31/2011
Capital Athletic Club | 330 W P St | Lincoln | NE | 68528-1538 | Lancaster | NE23381 | Scrapped/Junked | 43591 | DP-2764-Y99/276-799 | 2000 | MRST | ELBL - Electric Boiler | SAUN - Sauna Steam Room Heat | 10/31/2014
Capital Athletic Club | 330 W P St | Lincoln | NE | 68528-1538 | Lancaster | NE23382 | Scrapped/Junked |  | C8641231 | 1986 | Teledyne & Laars | WT - Water Tube Boiler | IPHT - Indoor Pool Heater | 10/31/2007
Capital Athletic Club | 330 W P St | Lincoln | NE | 68528-1538 | Lancaster | NE25656 | Active | 96521 | 96521 | 2014 | Sussman/Mr Steam | ELBL - Electric Boiler | SAUN - Sauna Steam Room Heat | 10/31/2023
Capital Athletic Club | 330 W P St | Lincoln | NE | 68528-1538 | Lancaster | NE43871 | Active | 599071 | 2588599071 | 2025 | Raypak | CPFH - Copper Fin Water Heater | IPHT - Indoor Pool Heater | 10/31/2025
Lothrop Elementary School | 3300 N 22nd St | Omaha | NE | 68110-1988 | Douglas | NE05347 | Exempt 1999 LB-66 |  | 0000188023 | 1991 | AO SMITH | AHWH - ANSI/Fired Water Htr | HWSD - Hot Water Dom/Potable | 6/30/2000
Lothrop Elementary School | 3300 N 22nd St | Omaha | NE | 68110-1988 | Douglas | NE27104 | Active | 75839 | G-16-2266 | 2016 | Aerco | COND - Condenser | HWHT - Hot Water Heat | 12/31/2025
Lothrop Elementary School | 3300 N 22nd St | Omaha | NE | 68110-1988 | Douglas | NE27105 | Active | 75840 | G-16-2267 | 2016 | Aerco | COND - Condenser | HWHT - Hot Water Heat | 12/31/2025
Lothrop Elementary School | 3300 N 22nd St | Omaha | NE | 68110-1988 | Douglas | NE31166 | Scrapped/Junked | n/a | M6747 | 1963 | Kewanee | FTFB - Firetube-Firebox Boiler | HWHT - Hot Water Heat | 12/31/2016
Lothrop Elementary School | 3300 N 22nd St | Omaha | NE | 68110-1988 | Douglas | NE31167 | Scrapped/Junked | n/a | M6744 | 1963 | Kewanee | FTFB - Firetube-Firebox Boiler | HWHT - Hot Water Heat | 12/31/2016
Vestis | 3300 N 41st St | Lincoln | NE | 68504-1917 | Lancaster | NE03307 | Scrapped/Junked | 1435 | 2D-1435 | 1968 | NEBC | WT - Water Tube Boiler | PROC - Process Steam | 6/30/2009
Vestis | 3300 N 41st St | Lincoln | NE | 68504-1917 | Lancaster | NE04212 | Inactive | 35734 |  | 1983 | PM LATTNER MFR COMPANY | FT - Firetube Boiler | PROC - Process Steam | 5/31/1992
Vestis | 3300 N 41st St | Lincoln | NE | 68504-1917 | Lancaster | NE13611 | Inactive | 7787 | 7787 | 1977 | SUPERIOR BOILERWORKS | FTSM - FTS Marine Dry Back | PROC - Process Steam | 1/31/2010
Vestis | 3300 N 41st St | Lincoln | NE | 68504-1917 | Lancaster | NE13640 | Active | 10805 | 1077601 | 2008 | JOHNSTON BOILER COMP | FTSM - FTS Marine Dry Back | PROC - Process Steam | 6/30/2026
Heartland Family Services | 3300 N 60th St | Omaha | NE | 68104-3402 | Douglas | NE01426 | Out of Service | 12457 | 56577 | 2000 | Triad Boiler | FTVT - Firetube Vertical TB | STHT - Steam-Heat | 2/28/2017
Heartland Family Services | 3300 N 60th St | Omaha | NE | 68104-3402 | Douglas | NE01427 | Out of Service | 12411 | 56531 | 2000 | Triad Boiler | FTVT - Firetube Vertical TB | STHT - Steam-Heat | 2/28/2017
Heartland Family Services | 3300 N 60th St | Omaha | NE | 68104-3402 | Douglas | NE20330 | Exempt 1999 LB-66 |  | 393007116 | 1993 | RUUD | AHWH - ANSI/Fired Water Htr | HWSD - Hot Water Dom/Potable | 7/31/1999
Heartland Family Services | 3300 N 60th St | Omaha | NE | 68104-3402 | Douglas | NE37567 | Active | 40681 | 93831 | 1988 | Kewanee | FTFB - Firetube-Firebox Boiler | STHT - Steam-Heat | 2/28/2026
Heartland Family Services | 3300 N 60th St | Omaha | NE | 68104-3402 | Douglas | NE37568 | Active | 40673 | 93829 | 1988 | Kewanee | FTFB - Firetube-Firebox Boiler | STHT - Steam-Heat | 2/28/2026
Heartland Family Services | 3300 N 60th St | Omaha | NE | 68104-3402 | Douglas | NE37582 | Inactive | 6422 |  | 1970 | CLEVELAND RANGE | FT - Firetube Boiler | 0021 - Steam Supp Cooker/Kettle | 7/31/1999
Gerhold Concrete | 3300 N Broad St # 545 | Fremont | NE | 68025-2345 | Dodge | NE05166 | Exempt | 0 | H1872-10/84 | 1984 | Hotsy | COBL - Coil Type Boiler | HWSP - Hot Water Non Potable Supply | 4/30/2023
Gerhold Concrete | 3300 N Broad St # 545 | Fremont | NE | 68025-2345 | Dodge | NE17913 | Exempt | 0 | U187 | 1984 | Hotsy | COBL - Coil Type Boiler | HWSP - Hot Water Non Potable Supply | 4/30/2022
Auto Spa | 3300 Osborne Dr E | Hastings | NE | 68901 | Adams | NE28385 | Active | 106229 | 19.PGT550.112.0426 | 2019 | Lochinvar | SSCO - SS Coil Boiler | GLFH - Glycol Floor Heat System | 3/31/2026
Dewey Apartments | 3301 Dewey Ave | Omaha | NE | 68105-1478 | Douglas | NE04444 | Active | N/A | 211-9268-0984 | 1985 | Peerless | CI - Cast Iron | STHT - Steam-Heat | 10/31/2026
Dewey Apartments | 3301 Dewey Ave | Omaha | NE | 68105-1478 | Douglas | NE21943 | Exempt 1999 LB-66 |  | 118400907 | 1985 | RUUD | AHWH - ANSI/Fired Water Htr | HWSD - Hot Water Dom/Potable | 5/31/2000
Dewey Apartments | 3301 Dewey Ave | Omaha | NE | 68105-1478 | Douglas | NE21944 | Exempt 1999 LB-66 |  | RUN09824502435 | 1995 | RHEEM MANUFACTURING CO | AHWH - ANSI/Fired Water Htr | HWSD - Hot Water Dom/Potable | 5/31/2000
Mutual Of Omaha | 3301 Dodge St | Omaha | NE | 68131-3416 | Douglas | NE01708 | Inactive | 104648 | 104648 | 2004 | Cleveland Range | ELBL - Electric Boiler | 0021 - Steam Supp Cooker/Kettle | 8/31/2020
Quality Refrigerated Services | 3301 G St | Omaha | NE | 68107-1463 | Douglas | NE11441 | Inactive | 9654 | 17887 | 1961 | CLEAVER BROOKS | FTSM - FTS Marine Dry Back | PROC - Process Steam | 6/30/2004
Quality Refrigerated Services | 3301 G St | Omaha | NE | 68107-1463 | Douglas | NE28863 | Active | 57724 | 57724 | 2019 | Electrode | ELBL - Electric Boiler | GLYC - Glycol Bldg Heat Sys | 8/31/2024
Quality Refrigerated Services | 3301 G St | Omaha | NE | 68107-1463 | Douglas | NE28864 | Active | 57721 | 57721 | 2019 | Electrode | ELBL - Electric Boiler | GLYC - Glycol Bldg Heat Sys | 8/31/2024
Quality Refrigerated Services | 3301 G St | Omaha | NE | 68107-1463 | Douglas | NE29021 | Active | 59440 | 36686 | 2020 | Electrode | ELBL - Electric Boiler | GLYC - Glycol Bldg Heat Sys | 8/31/2024
Quality Refrigerated Services | 3301 G St | Omaha | NE | 68107-1463 | Douglas | NE29022 | Active | 59439 | 36687 | 2020 | Electrode | ELBL - Electric Boiler | GLYC - Glycol Bldg Heat Sys | 8/31/2024
SSC High School | 3301 G St | South Sioux City | NE | 68776-3467 | Dakota | NE02166 | Active | 12578 | 12578 | 1980 | Burnham | FTFB - Firetube-Firebox Boiler | GLYC - Glycol Bldg Heat Sys | 3/31/2026
SSC High School | 3301 G St | South Sioux City | NE | 68776-3467 | Dakota | NE02167 | Active | 10884 | 10884 | 1978 | Burnham | FTFB - Firetube-Firebox Boiler | GLYC - Glycol Bldg Heat Sys | 3/31/2026
SSC High School | 3301 G St | South Sioux City | NE | 68776-3467 | Dakota | NE05987 | Scrapped/Junked | 10424 | F30K2936 | 2004 | HEAT TRANSFER PRODUCTS IN | SSCO - SS Coil Boiler | HWHT - Hot Water Heat | 7/31/2007
SSC High School | 3301 G St | South Sioux City | NE | 68776-3467 | Dakota | NE07387 | Scrapped/Junked | 14843 | D04L7062 | 2004 | Heat Transfer Products Inc. | COBL - Coil Type Boiler | HWHT - Hot Water Heat | 3/31/2013
SSC High School | 3301 G St | South Sioux City | NE | 68776-3467 | Dakota | NE07391 | Scrapped/Junked | 41990 | 521P | 1968 | Groen | COOK - Fired Cooker | 0021 - Steam Supp Cooker/Kettle | 3/31/2011
SSC High School | 3301 G St | South Sioux City | NE | 68776-3467 | Dakota | NE07392 | Scrapped/Junked | 41991 | 522P | 1968 | Groen | COOK - Fired Cooker | 0021 - Steam Supp Cooker/Kettle | 3/31/2011
SSC High School | 3301 G St | South Sioux City | NE | 68776-3467 | Dakota | NE09815 | Active | 34519 | G-00-733 | 2000 | Aerco International | FT - Firetube Boiler | HWHT - Hot Water Heat | 3/31/2026
SSC High School | 3301 G St | South Sioux City | NE | 68776-3467 | Dakota | NE09816 | Active | 34527 | G-00-750 | 2000 | Aerco International | FT - Firetube Boiler | HWHT - Hot Water Heat | 3/31/2026
SSC High School | 3301 G St | South Sioux City | NE | 68776-3467 | Dakota | NE09817 | Active | 34528 | G-00-751 | 2000 | Aerco International | FT - Firetube Boiler | HWHT - Hot Water Heat | 3/31/2026
SSC High School | 3301 G St | South Sioux City | NE | 68776-3467 | Dakota | NE09818 | Active | 34520 | G-00-734 | 2000 | Aerco International | FT - Firetube Boiler | HWHT - Hot Water Heat | 3/31/2026
SSC High School | 3301 G St | South Sioux City | NE | 68776-3467 | Dakota | NE09819 | Active | 34509 | G-00-732 | 2000 | Aerco International | FT - Firetube Boiler | HWHT - Hot Water Heat | 3/31/2026
SSC High School | 3301 G St | South Sioux City | NE | 68776-3467 | Dakota | NE10838 | Scrapped/Junked | 12277 | 02F-0193 | 2002 | ALES | FTFB - Firetube-Firebox Boiler | STHT - Steam-Heat | 3/31/2024
SSC High School | 3301 G St | South Sioux City | NE | 68776-3467 | Dakota | NE20968 | Active | 21250 | N-431 | 2011 | VULCAN HART | JKPV - Jacketed UFPV | COOK - Cooker/Kettle | 3/31/2026
SSC High School | 3301 G St | South Sioux City | NE | 68776-3467 | Dakota | NE20969 | Active | 21881 | N-1025 | 2011 | Vulcan | JKPV - Jacketed UFPV | COOK - Cooker/Kettle | 3/31/2026
SSC High School | 3301 G St | South Sioux City | NE | 68776-3467 | Dakota | NE25730 | Scrapped/Junked | 36903 | 49.2008.0282 | 2012 | MUNCHKIN | WTSS - Watertube SS Steel | HWFS - HW Heat - Floor & Sidewalk | 3/31/2017
SSC High School | 3301 G St | South Sioux City | NE | 68776-3467 | Dakota | NE32460 | Scrapped/Junked |  | N-5782 | 1967 | KEWANEE | FTFB - Firetube-Firebox Boiler | STHT - Steam-Heat | 7/31/2003
SSC High School | 3301 G St | South Sioux City | NE | 68776-3467 | Dakota | NE41561 | Active | 19448 | C41A21E420029005810016 | 2016 | Heat Transfer Products Inc. | FTVT - Firetube Vertical TB | GLFH - Glycol Floor Heat System | 3/31/2026
SIGMA PHI EPSILON | 3301 Harney St | Omaha | NE | 68131-3916 | Douglas | NE12896 | Inactive |  | 211-2344-G | 1977 | PEERLESS HEATER COMPANY |  | HWHT - Hot Water Heat | 10/31/2004
BEACON HILL APTS | 3301 N 93RD | OMAHA | NE | 68134-4740 | Douglas | NE21632 | Exempt 1999 LB-66 |  | LH0750695 | 1995 | BRADFORD-WHITE | AHWH - ANSI/Fired Water Htr | HWSD - Hot Water Dom/Potable | 5/31/1999
Baymont Inn & Suites | 3301 S 72nd St | Omaha | NE | 68124-3567 | Douglas | NE05232 | Out of Service | 26993 | E928099 | 1992 | Lochinvar | CPFT - Horiz Cpr Fin Boiler | HWSD - Hot Water Dom/Potable | 9/30/2016
Baymont Inn & Suites | 3301 S 72nd St | Omaha | NE | 68124-3567 | Douglas | NE05233 | Out of Service | 223363 | C933495 | 1993 | Lochinvar | CPFT - Horiz Cpr Fin Boiler | HWSD - Hot Water Dom/Potable | 9/30/2016
Baymont Inn & Suites | 3301 S 72nd St | Omaha | NE | 68124-3567 | Douglas | NE20306 | Inactive | 182185 | 05182125 | 1996 | Lochinvar | CPFT - Horiz Cpr Fin Boiler | HWSD - Hot Water Dom/Potable | 6/30/2008
Baymont Inn & Suites | 3301 S 72nd St | Omaha | NE | 68124-3567 | Douglas | NE21981 | Exempt 1999 LB-66 |  | M90749655 | 1992 | State Ind. | WT - Water Tube Boiler | HWSD - Hot Water Dom/Potable | 6/30/1999
Baymont Inn & Suites | 3301 S 72nd St | Omaha | NE | 68124-3567 | Douglas | NE21982 | Exempt 1999 LB-66 |  | K90399000 | 1992 | State Ind. | WT - Water Tube Boiler | HWSD - Hot Water Dom/Potable | 6/30/1999
Schworer Volkswagen | 3301 Schworer Dr | Lincoln | NE | 68504-4780 | Lancaster | NE13425 | Active | 69485 | H08H10069485 | 2008 | LOCHINVAR | SSCO - SS Coil Boiler | HWHT - Hot Water Heat | 2/28/2026
Schworer Volkswagen | 3301 Schworer Dr | Lincoln | NE | 68504-4780 | Lancaster | NE14148 | Active | 69482 | H08H10069482 | 2008 | LOCHINVAR | SSCO - SS Coil Boiler | HWHT - Hot Water Heat | 2/28/2026
BUILDING | 330132 CTY RD L | MINATARE | NE | 69356-1916 | SCOTTS BLUFF | NE18171 | Inactive |  | 3881 | 1994 | VALLIANT |  | HWHT - Hot Water Heat | 6/30/2008
Link Snacks Inc | 3302 Harlan Lewis Rd | Bellevue | NE | 68005-5660 | Sarpy | NE03295 | Out of Service | 17309 | 34772/L-44485 | 1968 | Cleaver Brooks | FTSM - FTS Marine Dry Back | PROC - Process Steam | 2/28/2019
FALSTAFF BREWERY | 3302 S 25TH ST | OMAHA | NE | 68109 | Douglas | NE34196 | Scrapped/Junked |  | 24319 | 1965 | BRYAN STEAM LLC | WT - Water Tube Boiler | HWHT - Hot Water Heat | 2/28/1997
Wash World | 3303 N 108th St | Omaha | NE | 68164-2904 | Douglas | NE27129 | Active | 123239 | PV-402-PP | 2017 | Fulton | VTNT - Vertical Tubeless | PROC - Process Steam | 11/30/2026
BEACON HILL APTS | 3303 N 93RD | OMAHA | NE | 68134-4740 | Douglas | NE21633 | Exempt 1999 LB-66 |  | HG-9627614 | 1995 | BRADFORD-WHITE | AHWH - ANSI/Fired Water Htr | HWSD - Hot Water Dom/Potable | 5/31/1999
Gottsch Enterprises LLC | 3303 W 12th St | Hastings | NE | 68901-3446 | Adams | NE10593 | Scrapped/Junked | n/a | 211-1526-G | 1976 | Peerless | CI - Cast Iron | HWHT - Hot Water Heat | 1/31/2015
VILLAGE INN | 3304 S 143rd Plz | Omaha | NE | 68144-5619 | Douglas | NE21810 | Scrapped/Junked | 9855 | K923100749 | 1992 | STATE INDUSTRIES | CHWH - ASME/Fired Water Heater | HWSD - Hot Water Dom/Potable | 2/28/2006
ONE HOUR MARTINIZING | 3305 S 66th Avenue Cir | Omaha | NE | 68106-3626 | Douglas | NE04201 | Scrapped/Junked | 3565 |  | 1984 | INDUSTRIAL | FT - Firetube Boiler | PROC - Process Steam | 5/31/2000
ONE HOUR MARTINIZING | 3305 S 66th Avenue Cir | Omaha | NE | 68106-3626 | Douglas | NE04427 | Scrapped/Junked | 4778 |  | 1988 | INDUSTRIAL | FT - Firetube Boiler | PROC - Process Steam | 5/31/2000
Darling International Inc | 3305 S Grandview Rd | Norfolk | NE | 68701-1588 | Stanton | NE17645 | Inactive |  | 0FL9300332 | 1993 | BRADFORD-WHITE | AHWH - ANSI/Fired Water Htr | HWSD - Hot Water Dom/Potable | 5/31/2003
Falls City Community Medical Center | 3307 Barada St | Falls City | NE | 68355-2470 | Richardson | NE15392 | Out of Service | 131916 | 131916 | 2008 | A O Smith | AHWH - ANSI/Fired Water Htr | HWSD - Hot Water Dom/Potable | 11/30/2020
Falls City Community Medical Center | 3307 Barada St | Falls City | NE | 68355-2470 | Richardson | NE15393 | Scrapped/Junked | 131960 | 131960 | 2008 | A O Smith | CHWH - ASME/Fired Water Heater | HWSD - Hot Water Dom/Potable | 11/30/2018
Falls City Community Medical Center | 3307 Barada St | Falls City | NE | 68355-2470 | Richardson | NE15394 | Scrapped/Junked | 52440 | G-08-2305 | 2008 | Aerco | FTVT - Firetube Vertical TB | HWHT - Hot Water Heat | 11/30/2016
Falls City Community Medical Center | 3307 Barada St | Falls City | NE | 68355-2470 | Richardson | NE15395 | Scrapped/Junked | 52441 | G-08-2306 | 2008 | Aerco | FTVT - Firetube Vertical TB | HWHT - Hot Water Heat | 11/30/2016
Falls City Community Medical Center | 3307 Barada St | Falls City | NE | 68355-2470 | Richardson | NE15396 | Scrapped/Junked | 52442 | G-08-2307 | 2008 | Aerco | FTVT - Firetube Vertical TB | HWHT - Hot Water Heat | 11/30/2016
Falls City Community Medical Center | 3307 Barada St | Falls City | NE | 68355-2470 | Richardson | NE17982 | Scrapped/Junked | 73146 | ss-88022-T09 | 2009 | SUSSMAN | ELBL - Electric Boiler | STER - Sterilizer | 11/30/2012
Falls City Community Medical Center | 3307 Barada St | Falls City | NE | 68355-2470 | Richardson | NE22832 | Active | 87222 | SNGC-33143-Z11 | 2011 | TDC/Sussman | ELBL - Electric Boiler | STMG - Steam Generator | 11/30/2025
Falls City Community Medical Center | 3307 Barada St | Falls City | NE | 68355-2470 | Richardson | NE26318 | Active | 98876 | GC-33875 | 2014 | TDC/Sussman | ELBL - Electric Boiler | STER - Sterilizer | 11/30/2025
Falls City Community Medical Center | 3307 Barada St | Falls City | NE | 68355-2470 | Richardson | NE26598 | Out of Service | 70291 | G-15-0160 | 2015 | Aerco | FTVT - Firetube Vertical TB | HWHT - Hot Water Heat | 11/30/2020
Falls City Community Medical Center | 3307 Barada St | Falls City | NE | 68355-2470 | Richardson | NE26599 | Scrapped/Junked | 52442 | G-08-2307 | 2008 | Aerco | FTVT - Firetube Vertical TB | HWHT - Hot Water Heat | 11/30/2021
Falls City Community Medical Center | 3307 Barada St | Falls City | NE | 68355-2470 | Richardson | NE26600 | Scrapped/Junked | 52110 | G-08-1948 | 2008 | Aerco | FTVT - Firetube Vertical TB | HWHT - Hot Water Heat | 11/30/2020
Falls City Community Medical Center | 3307 Barada St | Falls City | NE | 68355-2470 | Richardson | NE29190 | Active | 361577 | 20361577 | 2020 | Lochinvar | FTVT - Firetube Vertical TB | HWHT - Hot Water Heat | 11/30/2025
Falls City Community Medical Center | 3307 Barada St | Falls City | NE | 68355-2470 | Richardson | NE29191 | Active | 360980 | 20360980 | 2020 | Lochinvar | FTVT - Firetube Vertical TB | HWHT - Hot Water Heat | 11/30/2025
Falls City Community Medical Center | 3307 Barada St | Falls City | NE | 68355-2470 | Richardson | NE29192 | Active | 360981 | 20360981 | 2020 | Lochinvar | FTVT - Firetube Vertical TB | HWHT - Hot Water Heat | 11/30/2025
Kats Car Wash & Gas | 3309 8th St | Columbus | NE | 68601-6407 | Platte | NE00454 | Scrapped/Junked |  | 730-74-24109 | 1974 | AO SMITH | AHWH - ANSI/Fired Water Htr | HWSP - Hot Water Non Potable Supply | 2/28/2008
Kats Car Wash & Gas | 3309 8th St | Columbus | NE | 68601-6407 | Platte | NE12653 | Scrapped/Junked | 108668 | J06M006655 | 2006 | AOSM | AHWH - ANSI/Fired Water Htr | HWSP - Hot Water Non Potable Supply | 2/28/2021
Nelson Cleaners | 3309 A St | Lincoln | NE | 68510-4513 | Lancaster | NE02806 | Out of Service | 179 | C-179 | 1957 | Superior Boiler Works | FTSM - FTS Marine Dry Back | PROC - Process Steam | 8/31/2014
Viridis Chemical LLC | 3309 E 8th St | Columbus | NE | 68601-9003 | Platte | NE28176 | Out of Service | 4009 | 70700 | 2017 | Boardman | UTNK - Unfired Vertical Tank | PROV - Process Vessel | 7/31/2025
Viridis Chemical LLC | 3309 E 8th St | Columbus | NE | 68601-9003 | Platte | NE28177 | Out of Service | 42304 | 47269 | 2017 | Arrow | UTNK - Unfired Vertical Tank | REAC - Reactor | 7/31/2025
Viridis Chemical LLC | 3309 E 8th St | Columbus | NE | 68601-9003 | Platte | NE28178 | Out of Service | 42305 | 47270 | 2017 | Arrow | UTNK - Unfired Vertical Tank | REAC - Reactor | 7/31/2025
Viridis Chemical LLC | 3309 E 8th St | Columbus | NE | 68601-9003 | Platte | NE28179 | Out of Service | 42306 | 47271 | 2017 | Arrow | UTNK - Unfired Vertical Tank | REAC - Reactor | 7/31/2025
Viridis Chemical LLC | 3309 E 8th St | Columbus | NE | 68601-9003 | Platte | NE28180 | Out of Service | 42457 | 47593 | 2018 | Arrow | UTNK - Unfired Vertical Tank | PROV - Process Vessel | 7/31/2025
Viridis Chemical LLC | 3309 E 8th St | Columbus | NE | 68601-9003 | Platte | NE28278 | Out of Service | 93711 | 100974-101A | 2018 | Api Basco | HEXC - Heat Exchanger | HTEX - Heat Exchanger | 7/31/2025
Viridis Chemical LLC | 3309 E 8th St | Columbus | NE | 68601-9003 | Platte | NE28279 | Out of Service | 93712 | 100974-101B | 2018 | Api Basco | HEXC - Heat Exchanger | HTEX - Heat Exchanger | 7/31/2025
Viridis Chemical LLC | 3309 E 8th St | Columbus | NE | 68601-9003 | Platte | NE28280 | Out of Service | 93707 | 100974-201 | 2018 | Api Basco | HEXC - Heat Exchanger | HTEX - Heat Exchanger | 7/31/2025
Viridis Chemical LLC | 3309 E 8th St | Columbus | NE | 68601-9003 | Platte | NE28281 | Out of Service | 93708 | 100974-301 | 2018 | Api Basco | HEXC - Heat Exchanger | HTEX - Heat Exchanger | 7/31/2025
Viridis Chemical LLC | 3309 E 8th St | Columbus | NE | 68601-9003 | Platte | NE28282 | Out of Service | 93709 | 100974-401 | 2018 | Api Basco | HEXC - Heat Exchanger | HTEX - Heat Exchanger | 7/31/2025
Viridis Chemical LLC | 3309 E 8th St | Columbus | NE | 68601-9003 | Platte | NE28283 | Out of Service | 195 | 1712-00A | 2018 | Ao Manufacturing | HEXC - Heat Exchanger | HTEX - Heat Exchanger | 7/31/2025
Viridis Chemical LLC | 3309 E 8th St | Columbus | NE | 68601-9003 | Platte | NE28284 | Out of Service | 196 | 1712-001B | 2018 | Ao Manufacturing | HEXC - Heat Exchanger | HTEX - Heat Exchanger | 7/31/2025
Viridis Chemical LLC | 3309 E 8th St | Columbus | NE | 68601-9003 | Platte | NE28285 | Out of Service | 93710 | 100974-501 | 2018 | Api Basco | HEXC - Heat Exchanger | HTEX - Heat Exchanger | 7/31/2025
Viridis Chemical LLC | 3309 E 8th St | Columbus | NE | 68601-9003 | Platte | NE28286 | Out of Service | 189 | 1712-001C | 2018 | Ao Manufacturing | HEXC - Heat Exchanger | HTEX - Heat Exchanger | 7/31/2025
BEACON HILL APTS | 3309 N 93RD | OMAHA | NE | 68134-4740 | Douglas | NE21626 | Exempt 1999 LB-66 |  | 76973521 | 1969 | RUUD | AHWH - ANSI/Fired Water Htr | HWSD - Hot Water Dom/Potable | 5/31/1999
BUCCA DI BEPPO | 3309 Oak View Dr | Omaha | NE | 68144-5606 | Douglas | NE00624 | Inactive | 70177 | B01-25 | 2000 | STATE INDUSTRIES | CHWH - ASME/Fired Water Heater | HWSD - Hot Water Dom/Potable | 1/31/2006
BUCCA DI BEPPO | 3309 Oak View Dr | Omaha | NE | 68144-5606 | Douglas | NE00625 | Inactive | 69834 | M00-216 | 2000 | STATE INDUSTRIES | CHWH - ASME/Fired Water Heater | HWSD - Hot Water Dom/Potable | 1/31/2006
Morning Star Ev Lutheran-BMIC#444902 | 331 S 85th St | Omaha | NE | 68114-4260 | Douglas | NE14540 | Active | n/a | 170-1081 | 1968 | Peerless | CI - Cast Iron | HWHT - Hot Water Heat | 12/31/2025
Morning Star Ev Lutheran-BMIC#444902 | 331 S 85th St | Omaha | NE | 68114-4260 | Douglas | NE14541 | Active | n/a | 210-5906 | 1968 | Peerless | CI - Cast Iron | HWHT - Hot Water Heat | 12/31/2025
Berkshire Hathaway | 331 Village Pointe Plaza | Omaha | NE | 68118 | Douglas | NE26136 | Active | 281026 | 15281026 | 2015 | Lochinvar | WT - Water Tube Boiler | HWHT - Hot Water Heat | 1/31/2026
Berkshire Hathaway | 331 Village Pointe Plaza | Omaha | NE | 68118 | Douglas | NE26137 | Active | 281025 | 15281025 | 2015 | Lochinvar | WT - Water Tube Boiler | HWHT - Hot Water Heat | 1/31/2027
Berkshire Hathaway | 331 Village Pointe Plaza | Omaha | NE | 68118 | Douglas | NE26138 | Active | 319086 | M1.14.33.00077 | 2014 | Lochinvar | COND - Condenser | GLFH - Glycol Floor Heat System | 1/31/2027
Tidal Wave Auto Spa | 3310 Avenue I | Scottsbluff | NE | 69361-4482 | Scotts Bluff | NE42219 | Active | 343953 | 22PG80950309 | 2022 | Lochinvar | COBL - Coil Type Boiler | GLFH - Glycol Floor Heat System | 1/31/2026
Tidal Wave Auto Spa | 3310 Avenue I | Scottsbluff | NE | 69361-4482 | Scotts Bluff | NE42220 | Active | 343966 | 22PG809501322 | 2022 | Lochinvar | COBL - Coil Type Boiler | GLFH - Glycol Floor Heat System | 1/31/2026
Tidal Wave Auto Spa | 3310 Avenue I | Scottsbluff | NE | 69361-4482 | Scotts Bluff | NE42221 | Active | 564944 | 1037851-7 | 2023 | Sermeta | COBL - Coil Type Boiler | HWSD - Hot Water Dom/Potable | 1/31/2026
JL's Plaza 93, LLC | 3310 N 93rd Ave | Omaha | NE | 68134-4624 | Douglas | NE00551 | Scrapped/Junked | 66398 | A00215791 | 1999 | STAT | CHWH - ASME/Fired Water Heater | HWSD - Hot Water Dom/Potable | 8/31/2017
JL's Plaza 93, LLC | 3310 N 93rd Ave | Omaha | NE | 68134-4624 | Douglas | NE10651 | Scrapped/Junked | 77423 | E03-199 | 2003 | STAT | CHWH - ASME/Fired Water Heater | HWSD - Hot Water Dom/Potable | 8/31/2013
JL's Plaza 93, LLC | 3310 N 93rd Ave | Omaha | NE | 68134-4624 | Douglas | NE21666 | Scrapped/Junked | 45925 |  | 1986 | RHEEM MANUFACTURING CO | CHWH - ASME/Fired Water Heater | HWSD - Hot Water Dom/Potable | 8/31/2000
JL's Plaza 93, LLC | 3310 N 93rd Ave | Omaha | NE | 68134-4624 | Douglas | NE21667 | Scrapped/Junked | 51685 | 0289402300 | 1988 | RHEEM MANUFACTURING CO | CHWH - ASME/Fired Water Heater | HWSD - Hot Water Dom/Potable | 8/31/2003
NEW TOWNE WEST APT | 3311 N 103 PL | OMAHA | NE | 68134-3549 | Douglas | NE21737 | Exempt 1999 LB-66 |  | 0993400738 | 1993 | RUUD | AHWH - ANSI/Fired Water Htr | HWSD - Hot Water Dom/Potable | 2/29/2000
BEACON HILL APTS | 3311 N 93RD | OMAHA | NE | 68134-4740 | Douglas | NE21627 | Exempt 1999 LB-66 |  | 16975044 | 1969 | RUUD | AHWH - ANSI/Fired Water Htr | HWSD - Hot Water Dom/Potable | 5/31/1999
Home Federal Bank | 3311 W Stolley Park Rd | Grand Island | NE | 68803-5602 | Hall | NE02333 | Scrapped/Junked | 140747 | H03L09962 | 2003 | WTRP | COBL - Coil Type Boiler | HWHT - Hot Water Heat | 11/30/2013
Home Federal Bank | 3311 W Stolley Park Rd | Grand Island | NE | 68803-5602 | Hall | NE02334 | Scrapped/Junked | 140742 | H03L09957 | 2003 | WTRP | COBL - Coil Type Boiler | HWHT - Hot Water Heat | 11/30/2014
Home Federal Bank | 3311 W Stolley Park Rd | Grand Island | NE | 68803-5602 | Hall | NE02335 | Scrapped/Junked | 140743 | H03L09958 | 2003 | WTRP | COBL - Coil Type Boiler | HWHT - Hot Water Heat | 11/30/2014
Home Federal Bank | 3311 W Stolley Park Rd | Grand Island | NE | 68803-5602 | Hall | NE24697 | Active | 239787 | G12239787 | 2013 | Laars | COBL - Coil Type Boiler | HWHT - Hot Water Heat | 11/30/2026
Home Federal Bank | 3311 W Stolley Park Rd | Grand Island | NE | 68803-5602 | Hall | NE25343 | Active | 287472 | G14287472 | 2014 | Laars | COBL - Coil Type Boiler | HWHT - Hot Water Heat | 11/30/2026
Home Federal Bank | 3311 W Stolley Park Rd | Grand Island | NE | 68803-5602 | Hall | NE25344 | Active | 287470 | G14287470 | 2014 | Laars | COBL - Coil Type Boiler | HWHT - Hot Water Heat | 11/30/2026
Tom Dinsdale Autoplex | 3312 W Stolley Park Rd | Grand Island | NE | 68803-5601 | Hall | NE42568 | Active | 535678 | N1.21.34.00120 | 2021 | Lochinvar | WT - Water Tube Boiler | HWHF - Hot Water Heat-Floor | 2/28/2027
BEACON HILL APTS | 3313 N 93RD | OMAHA | NE | 68134-4740 | Douglas | NE21628 | Exempt 1999 LB-66 |  | 16975040 | 1969 | RUUD | AHWH - ANSI/Fired Water Htr | HWSD - Hot Water Dom/Potable | 5/31/1999
Holy Cross Lutheran Church-BMIC#444370 | 3315 11th Ave | Kearney | NE | 68845-8002 | Buffalo | NE17280 | Scrapped/Junked |  | 100 | 1974 | KEWANEE | FT - Firetube Boiler | HWHT - Hot Water Heat | 4/30/1999
Holy Cross Lutheran Church-BMIC#444370 | 3315 11th Ave | Kearney | NE | 68845-8002 | Buffalo | NE23374 | Scrapped/Junked | 10041 | 98E-7496 | 1999 | ALES | FTVT - Firetube Vertical TB | HWHT - Hot Water Heat | 10/31/2023
Holy Cross Lutheran Church-BMIC#444370 | 3315 11th Ave | Kearney | NE | 68845-8002 | Buffalo | NE23375 | Scrapped/Junked | 10040 | 98E-7495 | 1999 | ALES | FTVT - Firetube Vertical TB | HWHT - Hot Water Heat | 10/31/2023
Holy Cross Lutheran Church-BMIC#444370 | 3315 11th Ave | Kearney | NE | 68845-8002 | Buffalo | NE42952 | Active | 541446 | 2216129169272 | 2021 | Lochinvar | WTSS - Watertube SS Steel | HWHT - Hot Water Heat | 11/30/2026
Holy Cross Lutheran Church-BMIC#444370 | 3315 11th Ave | Kearney | NE | 68845-8002 | Buffalo | NE42953 | Active | 541448 | 2216129169271 | 2021 | Lochinvar | WTSS - Watertube SS Steel | HWHT - Hot Water Heat | 11/30/2026
First Lutheran Church-BMIC#486410 | 3315 Ave G | Kearney | NE | 68847-3653 | Buffalo | NE26489 | Active | N/A | 65565106 | 2016 | APEX | SSCO - SS Coil Boiler | HWHT - Hot Water Heat | 3/31/2026
First Lutheran Church-BMIC#486410 | 3315 Ave G | Kearney | NE | 68847-3653 | Buffalo | NE26490 | Active | N/A | 65568292 | 2016 | APEX | SSCO - SS Coil Boiler | HWHT - Hot Water Heat | 3/31/2026
First Lutheran Church-BMIC#486410 | 3315 Ave G | Kearney | NE | 68847-3653 | Buffalo | NE40899 | Scrapped/Junked | n/a | N1694 | 1965 | Kewanee | FTFB - Firetube-Firebox Boiler | HWHT - Hot Water Heat | 3/31/2017
First Lutheran Church-BMIC#486410 | 3315 Ave G | Kearney | NE | 68847-3653 | Buffalo | NE40900 | Scrapped/Junked | n/a | M9796 | 1965 | Kewanee | FTFB - Firetube-Firebox Boiler | HWHT - Hot Water Heat | 3/31/2017
First Lutheran Church-BMIC#486410 | 3315 Ave G | Kearney | NE | 68847-3653 | Buffalo | NE40901 | Active | 9373 | 97E-6609 | 1997 | Les Inc/Aldrich Co | FTVT - Firetube Vertical TB | HWHT - Hot Water Heat | 3/31/2026
First Lutheran Church-BMIC#486410 | 3315 Ave G | Kearney | NE | 68847-3653 | Buffalo | NE40902 | Active | 9374 | 97E-6610 | 1997 | Les Inc/Aldrich Co | FTVT - Firetube Vertical TB | HWHT - Hot Water Heat | 3/31/2026
First Lutheran Church-BMIC#486410 | 3315 Ave G | Kearney | NE | 68847-3653 | Buffalo | NE40903 | Out of Service | 9371 | 97E-6607 | 1997 | Les Inc/Aldrich Co | FTVT - Firetube Vertical TB | HWHT - Hot Water Heat | 3/31/2024
BEACON HILL APTS | 3315 N 93RD | OMAHA | NE | 68134-4740 | Douglas | NE21629 | Exempt 1999 LB-66 |  | 16975038 | 1969 | RUUD | AHWH - ANSI/Fired Water Htr | HWSD - Hot Water Dom/Potable | 5/31/1999
Dialysis Clinic Inc | 3316 Dodge St | Omaha | NE | 68131-3403 | Douglas | NE09323 | Scrapped/Junked | 123706 | 123706 | 2008 | AOSM | CHWH - ASME/Fired Water Heater | HWSD - Hot Water Dom/Potable | 3/31/2013
Dialysis Clinic Inc | 3316 Dodge St | Omaha | NE | 68131-3403 | Douglas | NE23757 | Scrapped/Junked | 172702 | 172702 | 2012 | AO SMITH | CHWH - ASME/Fired Water Heater | HWDP - Hotwater Heat & Dom Supply | 3/31/2016
Dialysis Clinic Inc | 3316 Dodge St | Omaha | NE | 68131-3403 | Douglas | NE26273 | Inactive | 211611 | 211611 | 2015 | State Industries | CHWH - ASME/Fired Water Heater | HWSD - Hot Water Dom/Potable | 3/31/2020
NEW TOWNE WEST APT | 3316 N 102 PL | OMAHA | NE | 68134-3500 | Douglas | NE21735 | Exempt 1999 LB-66 |  | 0791D07430 | 1991 | RUUD | AHWH - ANSI/Fired Water Htr | HWSD - Hot Water Dom/Potable | 2/29/2000
Typhoon Wash | 3317 14th St | Columbus | NE | 68601-4709 | Platte | NE12428 | Active | 159704 | K03H00159704 | 2003 | Lochinvar | CPFT - Horiz Cpr Fin Boiler | GLFH - Glycol Floor Heat System | 12/31/2024
Hastings Foods | 3317 Island Cir | Grand Island | NE | 68803-5275 | Hall | NE19858 | Active | 16929 | 16929 | 2011 | Superior Boiler Works | FTSM - FTS Marine Dry Back | PROC - Process Steam | 5/31/2026
NEW TOWNE WEST APT | 3317 N 103 PL | OMAHA | NE | 68134-3550 | Douglas | NE21738 | Exempt 1999 LB-66 |  | 0288401500 | 1988 | RUUD | AHWH - ANSI/Fired Water Htr | HWSD - Hot Water Dom/Potable | 2/29/2000
Super Saver #18 | 3318 23rd St | Columbus | NE | 68601-3041 | Platte | NE05325 | Out of Service | n/a | MM880016867830 | 1985 | AOSM | AHWH - ANSI/Fired Water Htr | HWSD - Hot Water Dom/Potable | 11/30/2014
Super Saver #18 | 3318 23rd St | Columbus | NE | 68601-3041 | Platte | NE05326 | Inactive | n/a | MG88-0134515830 | 1985 | AOSM | AHWH - ANSI/Fired Water Htr | HWSD - Hot Water Dom/Potable | 11/30/2014
Super Saver #18 | 3318 23rd St | Columbus | NE | 68601-3041 | Platte | NE26517 | Scrapped/Junked | 193471 | 193471 | 2014 | A O Smith | CHWH - ASME/Fired Water Heater | HWSD - Hot Water Dom/Potable | 8/31/2020
Super Saver #18 | 3318 23rd St | Columbus | NE | 68601-3041 | Platte | NE28740 | Scrapped/Junked | 236960 | 236960 | 2014 | A O Smith | CHWH - ASME/Fired Water Heater | HWSD - Hot Water Dom/Potable | 2/28/2024
Super Saver #18 | 3318 23rd St | Columbus | NE | 68601-3041 | Platte | NEW | Scrapped/Junked | 304992 | 304992 | 2023 | A O Smith | CHWH - ASME/Fired Water Heater | HWSD - Hot Water Dom/Potable | 2/7/2024
RESIDENCE | 3318 Randolph St | Lincoln | NE | 68510-3340 | LANCASTER | NE15283 | Exempt |  |  | 1989 | WEIL MCLAIN |  | HWHT - Hot Water Heat | 5/31/1994
Shirley Apartments | 3320 California St | Omaha | NE | 68131-1954 | Douglas | NE06704 | Scrapped/Junked |  | 64621637 | 2003 | BURN | CI - Cast Iron | STHT - Steam-Heat | 7/31/2008
Shirley Apartments | 3320 California St | Omaha | NE | 68131-1954 | Douglas | NE21989 | Scrapped/Junked |  | 6174832-0994 | 1994 | PEERLESS HEATER COMPANY |  | STHT - Steam-Heat | 7/31/2006
Cody Elementary School | 3320 S 127th St | Omaha | NE | 68144-3710 | Douglas | NE05838 | Exempt 1999 LB-66 |  | 98636312 | 1998 | STATE INDUSTRIES | AHWH - ANSI/Fired Water Htr | HWSD - Hot Water Dom/Potable | 8/31/2000
Cody Elementary School | 3320 S 127th St | Omaha | NE | 68144-3710 | Douglas | NE19778 | Exempt 1999 LB-66 |  | 000000000009833 | 1996 | STATE INDUSTRIES | AHWH - ANSI/Fired Water Htr | HWSD - Hot Water Dom/Potable | 8/31/2000
Cody Elementary School | 3320 S 127th St | Omaha | NE | 68144-3710 | Douglas | NE32344 | Scrapped/Junked | 16658 | E6419831 | 1976 | Market Forge | FT - Firetube Boiler | 0021 - Steam Supp Cooker/Kettle | 8/31/2012
Cody Elementary School | 3320 S 127th St | Omaha | NE | 68144-3710 | Douglas | NE33571 | Scrapped/Junked | n/a | M6400 | 1964 | Kewanee | FTFB - Firetube-Firebox Boiler | HWHT - Hot Water Heat | 8/31/2025
Cody Elementary School | 3320 S 127th St | Omaha | NE | 68144-3710 | Douglas | NE33572 | Scrapped/Junked | n/a | M6407 | 1964 | Kewanee | FTFB - Firetube-Firebox Boiler | HWHT - Hot Water Heat | 8/31/2025
Cody Elementary School | 3320 S 127th St | Omaha | NE | 68144-3710 | Douglas | NE42878 | Active | 405 | 22-HE004132822 | 2022 | Riello | WTSS - Watertube SS Steel | HWHT - Hot Water Heat | 8/31/2025
Cody Elementary School | 3320 S 127th St | Omaha | NE | 68144-3710 | Douglas | NE42879 | Active | 401 | 22-HE004092822 | 2022 | Riello | WTSS - Watertube SS Steel | HWHT - Hot Water Heat | 8/31/2025
Cody Elementary School | 3320 S 127th St | Omaha | NE | 68144-3710 | Douglas | NE42880 | Active | 404 | 22-HE004122822 | 2022 | Riello | WTSS - Watertube SS Steel | HWHT - Hot Water Heat | 8/31/2025
Hastings Foods | 3321 Island Cir | Grand Island | NE | 68803-5275 | Hall | NE10226 | Scrapped/Junked | 121982 | 121982 | 2008 | AOSM | CHWH - ASME/Fired Water Heater | HWSD - Hot Water Dom/Potable | 6/30/2009
CoCo Key Omaha Hotel & Water Resort | 3321 S 72nd St | Omaha | NE | 68124-3587 | Douglas | NE01471 | Inactive | 4482 | LPE291-15-4 | 1997 | HURST BOILER & WELDING CO | FTFB - Firetube-Firebox Boiler | STHT - Steam-Heat | 6/30/2001
CoCo Key Omaha Hotel & Water Resort | 3321 S 72nd St | Omaha | NE | 68124-3587 | Douglas | NE05169 | Scrapped/Junked | 41843 |  | 1984 | RUUD | CHWH - ASME/Fired Water Heater | HWSD - Hot Water Dom/Potable | 6/30/1999
CoCo Key Omaha Hotel & Water Resort | 3321 S 72nd St | Omaha | NE | 68124-3587 | Douglas | NE05202 | Scrapped/Junked |  | 8595M4 | 1967 | RITE ENGINEERING | WT - Water Tube Boiler | HWHT - Hot Water Heat | 6/30/2003
CoCo Key Omaha Hotel & Water Resort | 3321 S 72nd St | Omaha | NE | 68124-3587 | Douglas | NE05222 | Inactive | 30858 |  | 1992 | LOCHINVAR | CPFT - Horiz Cpr Fin Boiler | HWSD - Hot Water Dom/Potable | 6/30/2004
CoCo Key Omaha Hotel & Water Resort | 3321 S 72nd St | Omaha | NE | 68124-3587 | Douglas | NE07795 | Scrapped/Junked | 61571 | K98492683 | 1998 | STAT | CHWH - ASME/Fired Water Heater | HWSD - Hot Water Dom/Potable | 4/30/2010
CoCo Key Omaha Hotel & Water Resort | 3321 S 72nd St | Omaha | NE | 68124-3587 | Douglas | NE08119 | Scrapped/Junked | 265984 | 0705265984 | 2007 | Raypak | CPFT - Horiz Cpr Fin Boiler | HWSP - Hot Water Non Potable Supply | 11/30/2015
CoCo Key Omaha Hotel & Water Resort | 3321 S 72nd St | Omaha | NE | 68124-3587 | Douglas | NE08120 | Scrapped/Junked | 265985 | 0705265985 | 2007 | Raypak | CPFT - Horiz Cpr Fin Boiler | HWSP - Hot Water Non Potable Supply | 10/31/2021
CoCo Key Omaha Hotel & Water Resort | 3321 S 72nd St | Omaha | NE | 68124-3587 | Douglas | NE08121 | Scrapped/Junked | 265983 | 0705265983 | 2007 | Raypak | CPFT - Horiz Cpr Fin Boiler | HWSP - Hot Water Non Potable Supply | 11/30/2016
CoCo Key Omaha Hotel & Water Resort | 3321 S 72nd St | Omaha | NE | 68124-3587 | Douglas | NE08122 | Scrapped/Junked | 265986 | 0705265986 | 2007 | Raypak | CPFT - Horiz Cpr Fin Boiler | HWSP - Hot Water Non Potable Supply | 10/31/2021
CoCo Key Omaha Hotel & Water Resort | 3321 S 72nd St | Omaha | NE | 68124-3587 | Douglas | NE09623 | Scrapped/Junked | 5113 | 010226570 | 2002 | RUSC | WT - Water Tube Boiler | HWDP - Hotwater Heat & Dom Supply | 10/31/2021
CoCo Key Omaha Hotel & Water Resort | 3321 S 72nd St | Omaha | NE | 68124-3587 | Douglas | NE09624 | Scrapped/Junked | 5135 | 010226601 | 2002 | RUSC | WT - Water Tube Boiler | HWDP - Hotwater Heat & Dom Supply | 10/31/2019
CoCo Key Omaha Hotel & Water Resort | 3321 S 72nd St | Omaha | NE | 68124-3587 | Douglas | NE10656 | Scrapped/Junked | 6343 | 070228541 | 2002 | Rbi | VCPF - Vert Cpr Fin Blr | HWHT - Hot Water Heat | 4/30/2009
CoCo Key Omaha Hotel & Water Resort | 3321 S 72nd St | Omaha | NE | 68124-3587 | Douglas | NE10657 | Scrapped/Junked | 6342 | 070228540 | 2002 | Rbi | VCPF - Vert Cpr Fin Blr | HWHT - Hot Water Heat | 4/30/2009
CoCo Key Omaha Hotel & Water Resort | 3321 S 72nd St | Omaha | NE | 68124-3587 | Douglas | NE12569 | Scrapped/Junked | 181085 | C07181085 | 2007 | Teledyne & Laars | CPFT - Horiz Cpr Fin Boiler | IPHT - Indoor Pool Heater | 11/30/2012
CoCo Key Omaha Hotel & Water Resort | 3321 S 72nd St | Omaha | NE | 68124-3587 | Douglas | NE12617 | Out of Service | 54735 | 95341 | 2007 | Bryan | WT - Water Tube Boiler | PROC - Process Steam | 11/30/2014
CoCo Key Omaha Hotel & Water Resort | 3321 S 72nd St | Omaha | NE | 68124-3587 | Douglas | NE14854 | Scrapped/Junked | n/a | 581923-200709 | 2008 | Peerless | CI - Cast Iron | HWHT - Hot Water Heat | 11/30/2012
CoCo Key Omaha Hotel & Water Resort | 3321 S 72nd St | Omaha | NE | 68124-3587 | Douglas | NE14855 | Scrapped/Junked | n/a | 588307-200711 | 2008 | Peerless | CI - Cast Iron | HWHT - Hot Water Heat | 11/30/2012
CoCo Key Omaha Hotel & Water Resort | 3321 S 72nd St | Omaha | NE | 68124-3587 | Douglas | NE20315 | Exempt 1999 LB-66 |  | 000000E91184644 | 1991 | STATE INDUSTRIES | AHWH - ANSI/Fired Water Htr | HWSD - Hot Water Dom/Potable | 6/30/2000
CoCo Key Omaha Hotel & Water Resort | 3321 S 72nd St | Omaha | NE | 68124-3587 | Douglas | NE22199 | Scrapped/Junked | 312869 | 1008312869 | 2010 | Raypak | CPFH - Copper Fin Water Heater | HWDP - Hotwater Heat & Dom Supply | 10/31/2020
CoCo Key Omaha Hotel & Water Resort | 3321 S 72nd St | Omaha | NE | 68124-3587 | Douglas | NE23150 | Scrapped/Junked | 73865 |  | 1996 | LAARS HEATING SYSTEMS CO | CPFT - Horiz Cpr Fin Boiler | IPHT - Indoor Pool Heater | 4/30/2007
CoCo Key Omaha Hotel & Water Resort | 3321 S 72nd St | Omaha | NE | 68124-3587 | Douglas | NE23151 | Scrapped/Junked | 147123 | 9803147123 | 1997 | RAYP | CPFT - Horiz Cpr Fin Boiler | HWSD - Hot Water Dom/Potable | 4/30/2010
CoCo Key Omaha Hotel & Water Resort | 3321 S 72nd St | Omaha | NE | 68124-3587 | Douglas | NE26667 | Scrapped/Junked | 428634 | 1608428634 | 2016 | Raypak | CPFH - Copper Fin Water Heater | IPHT - Indoor Pool Heater | 10/31/2021
CoCo Key Omaha Hotel & Water Resort | 3321 S 72nd St | Omaha | NE | 68124-3587 | Douglas | NE26668 | Scrapped/Junked | 428635 | 1608428635 | 2016 | Raypak | CPFH - Copper Fin Water Heater | IPHT - Indoor Pool Heater | 10/31/2021
CoCo Key Omaha Hotel & Water Resort | 3321 S 72nd St | Omaha | NE | 68124-3587 | Douglas | NE34126 | Scrapped/Junked | 23762 |  | 1971 | CLEAVER BROOKS | WT - Water Tube Boiler | STHT - Steam-Heat | 6/30/2000
CoCo Key Omaha Hotel & Water Resort | 3321 S 72nd St | Omaha | NE | 68124-3587 | Douglas | NE34231 | Scrapped/Junked |  | 8596M4 | 1964 | RITE ENGINEERING | WT - Water Tube Boiler | HWHT - Hot Water Heat | 6/30/2003
NEW TOWNE WEST APT | 3322 N 102 PL | OMAHA | NE | 68134-3501 | Douglas | NE21736 | Exempt 1999 LB-66 |  | 1192D06748 | 1992 | RUUD | AHWH - ANSI/Fired Water Htr | HWSD - Hot Water Dom/Potable | 2/29/2000
SUPER 8 MOTEL COLUMBUS | 3324 20th St | Columbus | NE | 68601-3002 | PLATTE | NE30892 | Scrapped/Junked |  | MB900161157R27 | 1990 | AO SMITH | ELWH - Electric Water Heater | HWSD - Hot Water Dom/Potable | 6/30/2000
SUPER 8 MOTEL COLUMBUS | 3324 20th St | Columbus | NE | 68601-3002 | PLATTE | NE30893 | Exempt 1999 LB-66 |  | MK950472482RK27 | 1995 | AO SMITH | ELWH - Electric Water Heater | HWSD - Hot Water Dom/Potable | 6/30/2000
Vaughan Manor | 3325 Fontenelle Blvd | Omaha | NE | 68104-3675 | Douglas | NE15319 | Active | n/a | 211A21860786 | 1986 | Peerless | CI - Cast Iron | HWHT - Hot Water Heat | 3/31/2026
AUTOMOTIVE APPEARANCE | 3325 S 66th Avenue Cir | Omaha | NE | 68106-3626 | Douglas | NE21875 | Exempt 1999 LB-66 |  | MM900185063880 | 1990 | AO SMITH | AHWH - ANSI/Fired Water Htr | HWSD - Hot Water Dom/Potable | 2/29/2000
Overland Ready Mix | 3328 37th Rd | Silver Creek | NE | 68663-2731 | Merrick | NE30483 | Active | 2991 | 109342 | 1993 | SIOUX STEAM CLEANER CORP | COBL - Coil Type Boiler | HWSP - Hot Water Non Potable Supply | 6/30/2026
Overland Ready Mix | 3328 37th Rd | Silver Creek | NE | 68663-2731 | Merrick | NE40524 | Scrapped/Junked | 1210 | 9708030 | 1997 | SIOU | COBL - Coil Type Boiler | HWSP - Hot Water Non Potable Supply | 6/30/2009
Shirley Apartments | 3328 California St | Omaha | NE | 68131-1911 | Douglas | NE32940 | Out of Service |  | B-A | 1950 | CRAN | CI - Cast Iron | STHT - Steam-Heat | 7/31/2008
Birch at Sutherland | 333 Maple St | Sutherland | NE | 69165-3000 | Lincoln | NE12448 | Out of Service | 80467 | LJ032697634970/80467 | 2003 | AOSM | CHWH - ASME/Fired Water Heater | HWSD - Hot Water Dom/Potable | 4/30/2015
Birch at Sutherland | 333 Maple St | Sutherland | NE | 69165-3000 | Lincoln | NE15186 | Scrapped/Junked | 19574 | LB93-00195 | 1993 | AO SMITH | CHWH - ASME/Fired Water Heater | HWSD - Hot Water Dom/Potable | 4/30/2004
Birch at Sutherland | 333 Maple St | Sutherland | NE | 69165-3000 | Lincoln | NE19593 | Scrapped/Junked | 155079 | 155079 | 2011 | A O Smith | CHWH - ASME/Fired Water Heater | HWSD - Hot Water Dom/Potable | 4/30/2023
Birch at Sutherland | 333 Maple St | Sutherland | NE | 69165-3000 | Lincoln | NE23557 | Scrapped/Junked | 49871 | LE990838375970 | 1999 | AOSM | CHWH - ASME/Fired Water Heater | HWSD - Hot Water Dom/Potable | 4/30/2012
Birch at Sutherland | 333 Maple St | Sutherland | NE | 69165-3000 | Lincoln | NE41189 | Active | 284571 | 284571 | 2021 | A O Smith | CHWH - ASME/Fired Water Heater | HWSD - Hot Water Dom/Potable | 12/31/2026
DOUGS CLOTHING & CLEANER | 333 N Webster St | Red Cloud | NE | 68970-2549 | WEBSTER | NE00596 | Inactive | 14252 |  | 1946 | KISCO | FT - Firetube Boiler | PROC - Process Steam | 10/31/1991
Jewish Federation Omaha | 333 S 132nd St | Omaha | NE | 68154-2106 | Douglas | NE12052 | Scrapped/Junked | 62926 | 62926 | 2001 | MARKET FORGE INDUSTRIES | FT - Firetube Boiler | 0021 - Steam Supp Cooker/Kettle | 5/31/2007
Jewish Federation Omaha | 333 S 132nd St | Omaha | NE | 68154-2106 | Douglas | NE12587 | Active | 181884 | A07181884 | 2007 | Teledyne & Laars | WT - Water Tube Boiler | HWHT - Hot Water Heat | 5/31/2026
Jewish Federation Omaha | 333 S 132nd St | Omaha | NE | 68154-2106 | Douglas | NE12588 | Active | 183392 | A07183392 | 2007 | Teledyne & Laars | WT - Water Tube Boiler | HWHT - Hot Water Heat | 5/31/2026
Jewish Federation Omaha | 333 S 132nd St | Omaha | NE | 68154-2106 | Douglas | NE15064 | Active | 11702 | 01E-9603 | 2001 | ALES | FTFB - Firetube-Firebox Boiler | HWHT - Hot Water Heat | 5/31/2026
Jewish Federation Omaha | 333 S 132nd St | Omaha | NE | 68154-2106 | Douglas | NE15065 | Scrapped/Junked | 70119 | 70119 | 2003 | WEBJ | COBL - Coil Type Boiler | HWSD - Hot Water Dom/Potable | 5/31/2009
Jewish Federation Omaha | 333 S 132nd St | Omaha | NE | 68154-2106 | Douglas | NE22915 | Active | n/a | 0-7212 | 1972 | Kewanee | FTSM - FTS Marine Dry Back | HWHT - Hot Water Heat | 5/31/2026
Jewish Federation Omaha | 333 S 132nd St | Omaha | NE | 68154-2106 | Douglas | NE22916 | Active | n/a | 5915 | 1972 | Kewanee | FTSM - FTS Marine Dry Back | HWHT - Hot Water Heat | 5/31/2026
Jewish Federation Omaha | 333 S 132nd St | Omaha | NE | 68154-2106 | Douglas | NE22917 | Scrapped/Junked | 12558 | 21532-12558 | 1997 | Chromalox | ELBL - Electric Boiler | HUMI - Humidifier/Humidity Contr | 5/31/2020
Jewish Federation Omaha | 333 S 132nd St | Omaha | NE | 68154-2106 | Douglas | NE22969 | Scrapped/Junked | 16144 | 3723 | 1991 | WEBJ | COBL - Coil Type Boiler | HWSD - Hot Water Dom/Potable | 5/31/2009
Jewish Federation Omaha | 333 S 132nd St | Omaha | NE | 68154-2106 | Douglas | NE22970 | Scrapped/Junked | 53569 | 5356 | 1997 | MKTF | FT - Firetube Boiler | 0021 - Steam Supp Cooker/Kettle | 5/31/2008
Jewish Federation Omaha | 333 S 132nd St | Omaha | NE | 68154-2106 | Douglas | NE23147 | Scrapped/Junked | 16107 | AJH97956 | 1991 | Weben-Jarco | COBL - Coil Type Boiler | HWSD - Hot Water Dom/Potable | 5/31/2003
Jewish Federation Omaha | 333 S 132nd St | Omaha | NE | 68154-2106 | Douglas | NE24737 | Out of Service | 55710 | N-5201-X75 | 1972 | Chromalox | ELBL - Electric Boiler | HUMI - Humidifier/Humidity Contr | 5/31/2020
Jewish Federation Omaha | 333 S 132nd St | Omaha | NE | 68154-2106 | Douglas | NE24738 | Scrapped/Junked | 58240 |  | 1999 | MARKET FORGE INDUSTRIES | FT - Firetube Boiler | 0021 - Steam Supp Cooker/Kettle | 5/31/2003
Jewish Federation Omaha | 333 S 132nd St | Omaha | NE | 68154-2106 | Douglas | NE26364 | Active | 348841 | 2915101790791 | 2015 | Lochinvar | COND - Condenser | HWSD - Hot Water Dom/Potable | 5/31/2026
Jewish Federation Omaha | 333 S 132nd St | Omaha | NE | 68154-2106 | Douglas | NE27191 | Active | 319912 | 18319912 | 2018 | Lochinvar | CPPH - Ansi Cpr Fin Pool Heater | IPHT - Indoor Pool Heater | 5/31/2026
Jewish Federation Omaha | 333 S 132nd St | Omaha | NE | 68154-2106 | Douglas | NE27192 | Active | 319911 | 18319911 | 2018 | Lochinvar | CPPH - Ansi Cpr Fin Pool Heater | IPHT - Indoor Pool Heater | 5/31/2026
Jewish Federation Omaha | 333 S 132nd St | Omaha | NE | 68154-2106 | Douglas | NE27193 | Active | 319910 | 18319910 | 2018 | Lochinvar | CPPH - Ansi Cpr Fin Pool Heater | IPHT - Indoor Pool Heater | 5/31/2026
Jewish Federation Omaha | 333 S 132nd St | Omaha | NE | 68154-2106 | Douglas | NE28861 | Scrapped/Junked | 123776 | CXM1219111 | 2020 | SUSSMAN | ELBL - Electric Boiler | SAUN - Sauna Steam Room Heat | 5/31/2022
Jewish Federation Omaha | 333 S 132nd St | Omaha | NE | 68154-2106 | Douglas | NE28862 | Active | 352792 | 2010118454115 | 2020 | Lochinvar | CPFT - Horiz Cpr Fin Boiler | IPHT - Indoor Pool Heater | 5/31/2026
Jewish Federation Omaha | 333 S 132nd St | Omaha | NE | 68154-2106 | Douglas | NE41206 | Active | 268535 | 65646596 | 2018 | AIC Tuchom/US Boiler | WT - Water Tube Boiler | IPHT - Indoor Pool Heater | 5/31/2026
Jewish Federation Omaha | 333 S 132nd St | Omaha | NE | 68154-2106 | Douglas | NE42199 | Active | 1575 | F10212846A | 2022 | Amertec | ELBL - Electric Boiler | STMG - Steam Generator | 5/31/2026
Jewish Federation Omaha | 333 S 132nd St | Omaha | NE | 68154-2106 | Douglas | NE42200 | Active | 7496 | F10212407A | 2022 | Amertec | ELBL - Electric Boiler | STMG - Steam Generator | 5/31/2026
The Cornhusker Hotel | 333 S 13th St | Lincoln | NE | 68508-2516 | Lancaster | NE14949 | Inactive | 3104 |  | 1982 | PRECISION BOILERS | ELBL - Electric Boiler | STHT - Steam-Heat | 7/31/1996
The Cornhusker Hotel | 333 S 13th St | Lincoln | NE | 68508-2516 | Lancaster | NE14950 | Inactive | 3103 |  | 1982 | PRECISION BOILERS | ELBL - Electric Boiler | STHT - Steam-Heat | 7/31/1996
The Cornhusker Hotel | 333 S 13th St | Lincoln | NE | 68508-2516 | Lancaster | NE30777 | Active | 86790 | 059686790 | 1996 | Pvi | FT - Firetube Boiler | STHT - Steam-Heat | 8/31/2026
The Cornhusker Hotel | 333 S 13th St | Lincoln | NE | 68508-2516 | Lancaster | NE30778 | Active | 86791 | 059685791 | 1996 | Pvi | FT - Firetube Boiler | STHT - Steam-Heat | 8/31/2026
NelNet Inc | 333 S 21st St | Lincoln | NE | 68510 | Lancaster | NE15209 | Inactive | O/N #2 | K3054 | 1958 | Kewanee | FT - Firetube Boiler | STHT - Steam-Heat | 12/31/2016
Tyson - Tecumseh Poultry | 333 S 3rd St | Tecumseh | NE | 68450-2307 | Johnson | NE03365 | Active | 5644 | S-3800 | 1971 | Johnston Boiler Co. | FTWB - FTS Marine Wet Back | PROC - Process Steam | 5/31/2026
Tyson - Tecumseh Poultry | 333 S 3rd St | Tecumseh | NE | 68450-2307 | Johnson | NE13108 | Scrapped/Junked | 6936 |  | 1964 | LEFFEL | FTSM - FTS Marine Dry Back | PROC - Process Steam | 3/31/2001
Tyson - Tecumseh Poultry | 333 S 3rd St | Tecumseh | NE | 68450-2307 | Johnson | NE14091 | Inactive | 7096 | ASME-7239 | 1974 | Leffel | FTSM - FTS Marine Dry Back | PROC - Process Steam | 11/30/2024
Tyson - Tecumseh Poultry | 333 S 3rd St | Tecumseh | NE | 68450-2307 | Johnson | NE26581 | Active | 21714 | S3000-150-95 | 2016 | Hurst | FTHT - Firetube Horizontal | PROC - Process Steam | 11/30/2025
Tyson - Tecumseh Poultry | 333 S 3rd St | Tecumseh | NE | 68450-2307 | Johnson | NE26591 | Active | 1835 | 2033411 | 2016 | Super Radiator | ECON - Boiler Economizer | ECON - Boiler Economizer | 11/30/2025
Tyson - Tecumseh Poultry | 333 S 3rd St | Tecumseh | NE | 68450-2307 | Johnson | NE42623 | Inactive | 29476 | A91-290W | 2008 | York Shipley AESYS | FTSM - FTS Marine Dry Back | PROC - Process Steam | 3/31/2025
Tyson - Tecumseh Poultry | 333 S 3rd St | Tecumseh | NE | 68450-2307 | Johnson | NE43480 | Active | 2345 | 6207 | 2025 | Calderas Powermaster | FTHT - Firetube Horizontal | PROC - Process Steam | 11/30/2026
Tyson - Tecumseh Poultry | 333 S 3rd St | Tecumseh | NE | 68450-2307 | Johnson | NE43481 | Active | 2340 | 6209 | 2025 | Calderas Powermaster | ECON - Boiler Economizer | ECON - Boiler Economizer | 11/30/2026
Tyson - Tecumseh Poultry | 333 S 3rd St | Tecumseh | NE | 68450-2307 | Johnson | NE43691 | Active | 2341 | 6188 | 2025 | Fabricada | FTSM - FTS Marine Dry Back | PROC - Process Steam | 9/30/2026
La Quinta Inn | 3330 N 104th Ave | Omaha | NE | 68134-3764 | Douglas | NE05009 | Scrapped/Junked | 20683 | 35683 | 1989 | BRDW | CHWH - ASME/Fired Water Heater | HWSD - Hot Water Dom/Potable | 11/30/2011
La Quinta Inn | 3330 N 104th Ave | Omaha | NE | 68134-3764 | Douglas | NE05010 | Scrapped/Junked | 49090 |  | 1987 | RHEEM MANUFACTURING CO | CHWH - ASME/Fired Water Heater | HWSD - Hot Water Dom/Potable | 11/30/2003
La Quinta Inn | 3330 N 104th Ave | Omaha | NE | 68134-3764 | Douglas | NE05011 | Scrapped/Junked | 45358 | 0886401507 | 1986 | RHEE | CHWH - ASME/Fired Water Heater | HWSD - Hot Water Dom/Potable | 11/30/2010
La Quinta Inn | 3330 N 104th Ave | Omaha | NE | 68134-3764 | Douglas | NE05012 | Scrapped/Junked | 59154 | 0292D07401 | 1992 | RHEE | CHWH - ASME/Fired Water Heater | HWSD - Hot Water Dom/Potable | 11/30/2018
La Quinta Inn | 3330 N 104th Ave | Omaha | NE | 68134-3764 | Douglas | NE15071 | Scrapped/Junked | 77967 | G03-217/77967 | 2003 | STAT | CHWH - ASME/Fired Water Heater | HWSD - Hot Water Dom/Potable | 11/30/2019
La Quinta Inn | 3330 N 104th Ave | Omaha | NE | 68134-3764 | Douglas | NE19427 | Active | 142964 | 0949M000759 | 2009 | AO SMITH | CHWH - ASME/Fired Water Heater | HWSD - Hot Water Dom/Potable | 11/30/2026
La Quinta Inn | 3330 N 104th Ave | Omaha | NE | 68134-3764 | Douglas | NE19428 | Active | 145269 | 1008M000906 | 2010 | AO SMITH | CHWH - ASME/Fired Water Heater | HWSD - Hot Water Dom/Potable | 11/30/2026
La Quinta Inn | 3330 N 104th Ave | Omaha | NE | 68134-3764 | Douglas | NE20399 | Out of Service | 96038 | F96PC0785 | 1996 | TELE | WT - Water Tube Boiler | IPHT - Indoor Pool Heater | 11/30/2012
La Quinta Inn | 3330 N 104th Ave | Omaha | NE | 68134-3764 | Douglas | NE28076 | Active | 239073 | 1812109720780 | 2018 | AO SMITH | CHWH - ASME/Fired Water Heater | HWSD - Hot Water Dom/Potable | 11/30/2026
La Quinta Inn | 3330 N 104th Ave | Omaha | NE | 68134-3764 | Douglas | NE28077 | Active | 244328 | 1831111371648 | 2018 | AO SMITH | CHWH - ASME/Fired Water Heater | HWSD - Hot Water Dom/Potable | 11/30/2026
VILLAGE INN | 3333 N 90th St | Omaha | NE | 68134-4709 | Douglas | NE21601 | Inactive | 55931 |  | 1990 | RHEEM MANUFACTURING CO | CHWH - ASME/Fired Water Heater | HWSD - Hot Water Dom/Potable | 4/30/1998
VILLAGE INN | 3333 N 90th St | Omaha | NE | 68134-4709 | Douglas | NE21670 | Scrapped/Junked | 39723 | LE-97-0654130 | 1997 | AO SMITH | CHWH - ASME/Fired Water Heater | HWSD - Hot Water Dom/Potable | 9/30/2003
Boarders Inn & Suites | 3333 Ramada Rd | Grand Island | NE | 68801-8875 | Hall | NE01583 | Scrapped/Junked | 68059 | G00429054 | 2000 | A. O. Smith | CHWH - ASME/Fired Water Heater | HWSD - Hot Water Dom/Potable | 3/31/2017
Boarders Inn & Suites | 3333 Ramada Rd | Grand Island | NE | 68801-8875 | Hall | NE01584 | Scrapped/Junked | 659556 | L00-217 | 2000 | State Ind. | CHWH - ASME/Fired Water Heater | HWSD - Hot Water Dom/Potable | 3/31/2011
Boarders Inn & Suites | 3333 Ramada Rd | Grand Island | NE | 68801-8875 | Hall | NE15772 | Scrapped/Junked | 135267 | 0911M000208 | 2009 | A O Smith | CHWH - ASME/Fired Water Heater | HWSD - Hot Water Dom/Potable | 3/31/2017
Boarders Inn & Suites | 3333 Ramada Rd | Grand Island | NE | 68801-8875 | Hall | NE17962 | Scrapped/Junked | n/a | B08LF0711 | 2008 | Jandy | CPFH - Copper Fin Water Heater | OPHT - Outdoor Pool Heater | 6/30/2010
Boarders Inn & Suites | 3333 Ramada Rd | Grand Island | NE | 68801-8875 | Hall | NE18645 | Scrapped/Junked | 314098 | 1009314098 | 2010 | Raypak | CPPH - Ansi Cpr Fin Pool Heater | IPHT - Indoor Pool Heater | 3/31/2025
Boarders Inn & Suites | 3333 Ramada Rd | Grand Island | NE | 68801-8875 | Hall | NE19857 | Scrapped/Junked | 156754 | 1111M001288 | 2011 | A O Smith | CHWH - ASME/Fired Water Heater | HWSD - Hot Water Dom/Potable | 3/31/2018
Boarders Inn & Suites | 3333 Ramada Rd | Grand Island | NE | 68801-8875 | Hall | NE20625 | Scrapped/Junked | 35061 | LF96-0535424 | 1996 | A. O. Smith | CHWH - ASME/Fired Water Heater | HWSD - Hot Water Dom/Potable | 3/31/2012
Boarders Inn & Suites | 3333 Ramada Rd | Grand Island | NE | 68801-8875 | Hall | NE23315 | Scrapped/Junked | 61403 | H98350382 | 1998 | State Ind. | CHWH - ASME/Fired Water Heater | HWSP - Hot Water Non Potable Supply | 3/31/2010
Boarders Inn & Suites | 3333 Ramada Rd | Grand Island | NE | 68801-8875 | Hall | NE23385 | Scrapped/Junked | 65058 | J99288973 | 2000 | State Ind. | CHWH - ASME/Fired Water Heater | HWSD - Hot Water Dom/Potable | 3/31/2014
Boarders Inn & Suites | 3333 Ramada Rd | Grand Island | NE | 68801-8875 | Hall | NE23386 | Scrapped/Junked | 60579 | E99192810 | 2000 | State Ind. | CHWH - ASME/Fired Water Heater | HWSD - Hot Water Dom/Potable | 3/31/2017
Boarders Inn & Suites | 3333 Ramada Rd | Grand Island | NE | 68801-8875 | Hall | NE23387 | Scrapped/Junked |  | A99PF4795 | 2000 | Raytherm/Raypak | CPFT - Horiz Cpr Fin Boiler | IPHT - Indoor Pool Heater | 3/31/2010
Boarders Inn & Suites | 3333 Ramada Rd | Grand Island | NE | 68801-8875 | Hall | NE26429 | Scrapped/Junked | 219625 | 1631M001325 | 2016 | A O Smith | CHWH - ASME/Fired Water Heater | HWSD - Hot Water Dom/Potable | 3/31/2022
Boarders Inn & Suites | 3333 Ramada Rd | Grand Island | NE | 68801-8875 | Hall | NE26430 | Scrapped/Junked | 209199 | 1539M001275 | 2015 | A O Smith | CHWH - ASME/Fired Water Heater | HWSD - Hot Water Dom/Potable | 3/31/2025
Boarders Inn & Suites | 3333 Ramada Rd | Grand Island | NE | 68801-8875 | Hall | NE41188 | Out of Service | 279677 | 279677 | 2021 | A O Smith | CHWH - ASME/Fired Water Heater | HWSD - Hot Water Dom/Potable | 3/31/2021
Boarders Inn & Suites | 3333 Ramada Rd | Grand Island | NE | 68801-8875 | Hall | NE43611 | Active | 554811 | 2307554811 | 2024 | Raypak | CPPH - Ansi Cpr Fin Pool Heater | IPHT - Indoor Pool Heater | 7/31/2025
NEW TOWNE WEST APT | 3335 N 103 PL | OMAHA | NE | 68134-3552 | Douglas | NE21744 | Exempt 1999 LB-66 |  | 0397G02126 | 1997 | RUUD | AHWH - ANSI/Fired Water Htr | HWSD - Hot Water Dom/Potable | 2/29/2000
Bosselman's Travel Center | 3335 W Wood River Rd | Grand Island | NE | 68803-9117 | Hall | NE00689 | Scrapped/Junked | 58178 | LL00-0988966 | 2000 | AO SMITH | CHWH - ASME/Fired Water Heater | HWSD - Hot Water Dom/Potable | 8/31/2005
Bosselman's Travel Center | 3335 W Wood River Rd | Grand Island | NE | 68803-9117 | Hall | NE00690 | Scrapped/Junked | 58836 | LM00-0998091 | 2001 | A. O. Smith | CHWH - ASME/Fired Water Heater | HWSD - Hot Water Dom/Potable | 8/31/2007
Bosselman's Travel Center | 3335 W Wood River Rd | Grand Island | NE | 68803-9117 | Hall | NE00691 | Scrapped/Junked | 57640 | LK00-0983921 | 2000 | AO SMITH | CHWH - ASME/Fired Water Heater | HWSP - Hot Water Non Potable Supply | 8/31/2005
Bosselman's Travel Center | 3335 W Wood River Rd | Grand Island | NE | 68803-9117 | Hall | NE00692 | Scrapped/Junked | 57624 | LK00-0980045 | 2000 | AO SMITH | CHWH - ASME/Fired Water Heater | HWSD - Hot Water Dom/Potable | 8/31/2004
Bosselman's Travel Center | 3335 W Wood River Rd | Grand Island | NE | 68803-9117 | Hall | NE02527 | Scrapped/Junked | 88858 | H04M014178 | 2004 | AOSM | CHWH - ASME/Fired Water Heater | HWSD - Hot Water Dom/Potable | 8/31/2009
Bosselman's Travel Center | 3335 W Wood River Rd | Grand Island | NE | 68803-9117 | Hall | NE07077 | Scrapped/Junked | 99634 | 99634 | 2004 | AOSM | CHWH - ASME/Fired Water Heater | HWSP - Hot Water Non Potable Supply | 8/31/2012
Bosselman's Travel Center | 3335 W Wood River Rd | Grand Island | NE | 68803-9117 | Hall | NE07702 | Scrapped/Junked | 107701 | H0GM007168 | 2006 | AOSM | CHWH - ASME/Fired Water Heater | HWSD - Hot Water Dom/Potable | 8/31/2010
Bosselman's Travel Center | 3335 W Wood River Rd | Grand Island | NE | 68803-9117 | Hall | NE12478 | Scrapped/Junked | 68444 | 83444/BB5942717 | 2005 | Bradford White | CHWH - ASME/Fired Water Heater | HWSD - Hot Water Dom/Potable | 8/31/2007
Bosselman's Travel Center | 3335 W Wood River Rd | Grand Island | NE | 68803-9117 | Hall | NE12479 | Scrapped/Junked | 85135 | 85135/MC040004747 | 2004 | A. O. Smith | CHWH - ASME/Fired Water Heater | HWSD - Hot Water Dom/Potable | 8/31/2007
Bosselman's Travel Center | 3335 W Wood River Rd | Grand Island | NE | 68803-9117 | Hall | NE13137 | Scrapped/Junked | 82654 | 97654 | 2008 | Bradford White | CHWH - ASME/Fired Water Heater | HWSD - Hot Water Dom/Potable | 8/31/2014
Bosselman's Travel Center | 3335 W Wood River Rd | Grand Island | NE | 68803-9117 | Hall | NE13623 | Out of Service | 123216 | 123216 | 2008 | AO SMITH | CHWH - ASME/Fired Water Heater | HWSD - Hot Water Dom/Potable | 8/31/2012
Bosselman's Travel Center | 3335 W Wood River Rd | Grand Island | NE | 68803-9117 | Hall | NE14934 | Inactive | 34679 |  | 1980 | KEWANEE | FTFB - Firetube-Firebox Boiler | HWHT - Hot Water Heat | 5/31/2001
Bosselman's Travel Center | 3335 W Wood River Rd | Grand Island | NE | 68803-9117 | Hall | NE14938 | Inactive | 27494 |  | 1976 | KEWANEE | FTFB - Firetube-Firebox Boiler | HWHT - Hot Water Heat | 5/31/2001
Bosselman's Travel Center | 3335 W Wood River Rd | Grand Island | NE | 68803-9117 | Hall | NE18771 | Scrapped/Junked | 123695 | 123695 | 2010 | RHEEM | CHWH - ASME/Fired Water Heater | HWSD - Hot Water Dom/Potable | 8/31/2012
Bosselman's Travel Center | 3335 W Wood River Rd | Grand Island | NE | 68803-9117 | Hall | NE19160 | Inactive | 56330 |  | 1991 | CLEVELAND | COOK - Fired Cooker | STHT - Steam-Heat | 5/31/2001
Bosselman's Travel Center | 3335 W Wood River Rd | Grand Island | NE | 68803-9117 | Hall | NE23681 | Scrapped/Junked | 133387 | 133387 | 2012 | RHEEM | CHWH - ASME/Fired Water Heater | HWSD - Hot Water Dom/Potable | 8/31/2016
Bosselman's Travel Center | 3335 W Wood River Rd | Grand Island | NE | 68803-9117 | Hall | NE23682 | Scrapped/Junked | 177647 | 177647 | 2013 | AO SMITH | CHWH - ASME/Fired Water Heater | HWSD - Hot Water Dom/Potable | 8/31/2018
Bosselman's Travel Center | 3335 W Wood River Rd | Grand Island | NE | 68803-9117 | Hall | NE23789 | Scrapped/Junked | 178306 | 1310M000012 | 2013 | AO SMITH | CHWH - ASME/Fired Water Heater | HWSD - Hot Water Dom/Potable | 8/31/2020
Bosselman's Travel Center | 3335 W Wood River Rd | Grand Island | NE | 68803-9117 | Hall | NE27516 | Scrapped/Junked | 227352 | 1715105728688 | 2017 | A O Smith | CHWH - ASME/Fired Water Heater | HWSD - Hot Water Dom/Potable | 8/31/2021
Bosselman's Travel Center | 3335 W Wood River Rd | Grand Island | NE | 68803-9117 | Hall | NE28230 | Scrapped/Junked | 258650 | L5131.5c | 2019 | AO SMITH | CHWH - ASME/Fired Water Heater | HWSD - Hot Water Dom/Potable | 8/31/2023
Bosselman's Travel Center | 3335 W Wood River Rd | Grand Island | NE | 68803-9117 | Hall | NE41126 | Scrapped/Junked | 284569 | 284569 | 2021 | A O Smith | CHWH - ASME/Fired Water Heater | HWSD - Hot Water Dom/Potable | 8/31/2024
Bosselman's Travel Center | 3335 W Wood River Rd | Grand Island | NE | 68803-9117 | Hall | NE41626 | Active | 297195 | 297195 | 2022 | A O Smith | CHWH - ASME/Fired Water Heater | HWSD - Hot Water Dom/Potable | 8/31/2026
Bosselman's Travel Center | 3335 W Wood River Rd | Grand Island | NE | 68803-9117 | Hall | NE42960 | Active | 319661 | 319661 | 2024 | A O Smith | CHWH - ASME/Fired Water Heater | HWSD - Hot Water Dom/Potable | 8/31/2026
Lincoln Elementary School | 334 N Cherry St | Red Cloud | NE | 68970-2246 | Webster | NE19178 | Exempt 1999 LB-66 |  | 00000MB93025902 | 1993 | AO SMITH | AHWH - ANSI/Fired Water Htr | HWSD - Hot Water Dom/Potable | 7/31/1999
Lincoln Elementary School | 334 N Cherry St | Red Cloud | NE | 68970-2246 | Webster | NE19179 | Exempt 1999 LB-66 |  | 000000079-07793 | 1979 | AO SMITH | AHWH - ANSI/Fired Water Htr | HWSD - Hot Water Dom/Potable | 7/31/1999
Lincoln Elementary School | 334 N Cherry St | Red Cloud | NE | 68970-2246 | Webster | NE32837 | Inactive | 32660 | 2608 | 1979 | Kewanee | FTFB - Firetube-Firebox Boiler | HWHT - Hot Water Heat | 12/31/2014
Lincoln Elementary School | 334 N Cherry St | Red Cloud | NE | 68970-2246 | Webster | NE32838 | Inactive | 32662 | 2607 | 1979 | Kewanee | FTFB - Firetube-Firebox Boiler | HWHT - Hot Water Heat | 12/31/2014
Imperial Beef | 33409 749 Rd | Imperial | NE | 69033-3075 | Chase | NE28219 | Active | 19004 | 19004 | 2019 | Superior Boiler Works | FTHT - Firetube Horizontal | PROC - Process Steam | 9/30/2026
NEW TOWNE WEST APT | 3341 N 103 PL | OMAHA | NE | 68134-3551 | Douglas | NE21739 | Exempt 1999 LB-66 |  | MF-0172147880 | 1990 | AO SMITH | AHWH - ANSI/Fired Water Htr | HWSD - Hot Water Dom/Potable | 2/29/2000
demolished | 335 S 70th St | Lincoln | NE | 68510-2403 | Lancaster | NE40213 | Scrapped/Junked | 54259 | L96283666 | 1996 | State Industries | CHWH - ASME/Fired Water Heater | HWSP - Hot Water Non Potable Supply | 4/30/2011
demolished | 335 S 70th St | Lincoln | NE | 68510-2403 | Lancaster | NE40214 | Scrapped/Junked | 752 | C8004252 | 1980 | Teledyne | CPFT - Horiz Cpr Fin Boiler | HWHF - Hot Water Heat-Floor | 4/30/2013
Holcim (US) Inc. | 3350 N Broad St | Fremont | NE | 68025-2345 | Dodge | NE00001 | Inactive |  |  | 1965 | Manchester |  |  | 7/31/1993
Holcim (US) Inc. | 3350 N Broad St | Fremont | NE | 68025-2345 | Dodge | NE00002 | Inactive |  |  | 1981 | SMF Company |  |  | 1/1/1980
Holcim (US) Inc. | 3350 N Broad St | Fremont | NE | 68025-2345 | Dodge | NE00003 | Inactive |  | ENGINE #12700 | 1981 | Mideah Man. Inc. |  |  | 6/30/2002
Duncan Aviation | 3355 Aviation Rd | Lincoln | NE | 68524 | Lancaster | NE23661 | Active | 32073 | 1038026 | 2010 | Prestige | WT - Water Tube Boiler | HWHS - Hotwater Heat Sidewalks | 12/31/2026
City/County Law Enforcement Center | 336 Main St | Plattsmouth | NE | 68048-1957 | Cass | NE09543 | Out of Service | 2731 | 100022155 | 2000 | Rbi | VCPF - Vert Cpr Fin Blr | HWHT - Hot Water Heat | 3/31/2014
City/County Law Enforcement Center | 336 Main St | Plattsmouth | NE | 68048-1957 | Cass | NE09544 | Scrapped/Junked | 2733 | 100022157 | 2000 | Rbi | VCPF - Vert Cpr Fin Blr | HWHT - Hot Water Heat | 3/31/2018
City/County Law Enforcement Center | 336 Main St | Plattsmouth | NE | 68048-1957 | Cass | NE09545 | Scrapped/Junked | 2732 | 100022156 | 2000 | Rbi | VCPF - Vert Cpr Fin Blr | HWHT - Hot Water Heat | 3/31/2018
City/County Law Enforcement Center | 336 Main St | Plattsmouth | NE | 68048-1957 | Cass | NE09546 | Scrapped/Junked | 2531 | 090021768 | 2000 | Rbi | VCPF - Vert Cpr Fin Blr | HWHT - Hot Water Heat | 3/31/2018
City/County Law Enforcement Center | 336 Main St | Plattsmouth | NE | 68048-1957 | Cass | NE09547 | Scrapped/Junked | 3124 | 010122759 | 2001 | Rbi | VCPF - Vert Cpr Fin Blr | HWSD - Hot Water Dom/Potable | 3/31/2018
City/County Law Enforcement Center | 336 Main St | Plattsmouth | NE | 68048-1957 | Cass | NE09548 | Scrapped/Junked | 3123 | 010122758 | 2001 | Rbi | VCPF - Vert Cpr Fin Blr | HWSD - Hot Water Dom/Potable | 3/31/2018
City/County Law Enforcement Center | 336 Main St | Plattsmouth | NE | 68048-1957 | Cass | NE27203 | Active | 234176 | 1708105007425 | 2016 | Lochinvar | FTVT - Firetube Vertical TB | HWHT - Hot Water Heat | 3/31/2026
City/County Law Enforcement Center | 336 Main St | Plattsmouth | NE | 68048-1957 | Cass | NE27204 | Active | 245122 | 1710105250753 | 2017 | Lochinvar | FTVT - Firetube Vertical TB | HWHT - Hot Water Heat | 3/31/2026
City/County Law Enforcement Center | 336 Main St | Plattsmouth | NE | 68048-1957 | Cass | NE27205 | Active | 392992 | 1711105268480 | 2017 | Lochinvar | WTSS - Watertube SS Steel | HWSD - Hot Water Dom/Potable | 3/31/2026
City/County Law Enforcement Center | 336 Main St | Plattsmouth | NE | 68048-1957 | Cass | NE27206 | Active | 392999 | 1711105268478 | 2017 | Lochinvar | WTSS - Watertube SS Steel | HWSD - Hot Water Dom/Potable | 3/31/2026
Pioneer Animal Clinic | 3370 Immigrant Trl | Scottsbluff | NE | 69361-7711 | Scotts Bluff | NE27595 | Active | 274901 | 1806109111849 | 2017 | Lochinvar | FT - Firetube Boiler | HWHF - Hot Water Heat-Floor | 10/31/2026
Wahoo Armory | 338 W 15th St | Wahoo | NE | 68066-1068 | Saunders | NE10287 | Active | 12163 | 02F-0079 | 2002 | ALDRICH COMPANY | FTVT - Firetube Vertical TB | HWHT - Hot Water Heat | 10/31/2026
Wahoo Armory | 338 W 15th St | Wahoo | NE | 68066-1068 | Saunders | NE30064 | Scrapped/Junked |  | L4L3647 | 1960 | KEWANEE | FT - Firetube Boiler | HWHT - Hot Water Heat | 3/31/2003
Bruning School | 340 Carroll St | Bruning | NE | 68322-4071 | Thayer | NE00766 | Active | 8223 | LPE165-5-15-17 | 2000 | Hurst | FTFB - Firetube-Firebox Boiler | STHT - Steam-Heat | 3/31/2025
BRUNING SCHOOL | 340 CARROLL ST | BRUNING | NE | 68322 | THAYER | NE33654 | Scrapped/Junked |  | 3000 | 1952 | PACIFIC | FT - Firetube Boiler | STHT - Steam-Heat | 8/31/2000
BRUNING SCHOOL | 340 CARROLL ST | BRUNING | NE | 68322 | THAYER | NE33655 | Inactive |  | RA3965 | 1956 | NRC | FT - Firetube Boiler | STHT - Steam-Heat | 8/31/2000
ST PATRICK'S PARISH | 340 Cedar St | Chadron | NE | 69337-2452 | DAWES | NE34475 | Inactive |  | 15T14856 | 1966 | BRYANT |  | STHT - Steam-Heat | 3/31/2008
United Methodist Church-BMIC#532268 | 340 N Newell Ave | Minden | NE | 68959-2415 | Kearney | NE06441 | Active | N/A | 64529267 | 2003 | Burnham | CI - Cast Iron | HWHT - Hot Water Heat | 10/31/2024
United Methodist Church-BMIC#532268 | 340 N Newell Ave | Minden | NE | 68959-2415 | Kearney | NE06442 | Active | N/A | 64529264 | 2003 | Burnham | CI - Cast Iron | HWHT - Hot Water Heat | 10/31/2024
United Methodist Church-BMIC#532268 | 340 N Newell Ave | Minden | NE | 68959-2415 | Kearney | NE20428 | Exempt 1999 LB-66 |  | 0594G02280 | 1994 | RHEEM MANUFACTURING CO | AHWH - ANSI/Fired Water Htr | HWSD - Hot Water Dom/Potable | 12/31/1999
United Methodist Church-BMIC#532268 | 340 N Newell Ave | Minden | NE | 68959-2415 | Kearney | NE20429 | Scrapped/Junked |  | G-109 | 1969 | AMERICAN STANDARD |  | HWHT - Hot Water Heat | 12/31/2003
Speedway Properties | 340 Victory Ln | Lincoln | NE | 68528-1501 | Lancaster | NE35587 | Active | 40826 | 94234 | 1988 | Kewanee | FTFB - Firetube-Firebox Boiler | HWHT - Hot Water Heat | 11/30/2026
St Patrick Church | 3400 E 16th St | Fremont | NE | 68025-7595 | Dodge | NE08694 | Active | 118210 | H004081 | 2000 | Lochinvar | CPFT - Horiz Cpr Fin Boiler | HWHT - Hot Water Heat | 7/31/2026
St Patrick Church | 3400 E 16th St | Fremont | NE | 68025-7595 | Dodge | NE08695 | Active | 118209 | H004080 | 2000 | Lochinvar | CPFT - Horiz Cpr Fin Boiler | HWHT - Hot Water Heat | 7/31/2026
Pilot Travel Center #687 | 3400 Newberry Rd | North Platte | NE | 69101-0428 | Lincoln | NE10095 | Scrapped/Junked | 103246 | B06M004923 | 2006 | AOSM | CHWH - ASME/Fired Water Heater | HWSD - Hot Water Dom/Potable | 1/31/2018
Pilot Travel Center #687 | 3400 Newberry Rd | North Platte | NE | 69101-0428 | Lincoln | NE10096 | Out of Service | 86995 | ME040011132 | 2004 | AOSM | CHWH - ASME/Fired Water Heater | HWSD - Hot Water Dom/Potable | 1/31/2014
Pilot Travel Center #687 | 3400 Newberry Rd | North Platte | NE | 69101-0428 | Lincoln | NE10097 | Scrapped/Junked | 114186 | D07M004852 | 2007 | AOSM | CHWH - ASME/Fired Water Heater | HWSD - Hot Water Dom/Potable | 1/31/2016
Pilot Travel Center #687 | 3400 Newberry Rd | North Platte | NE | 69101-0428 | Lincoln | NE25871 | Scrapped/Junked | 206441 | 1527M000834 | 2015 | State | CHWH - ASME/Fired Water Heater | HWSD - Hot Water Dom/Potable | 8/30/2023
Pilot Travel Center #687 | 3400 Newberry Rd | North Platte | NE | 69101-0428 | Lincoln | NE26202 | Scrapped/Junked | 214967 | 214967 | 2016 | A O Smith | CHWH - ASME/Fired Water Heater | HWSD - Hot Water Dom/Potable | 8/30/2020
Pilot Travel Center #687 | 3400 Newberry Rd | North Platte | NE | 69101-0428 | Lincoln | NE28415 | Active | 269390 | 2021119402406 | 2020 | State | CHWH - ASME/Fired Water Heater | HWSD - Hot Water Dom/Potable | 8/31/2026
Pilot Travel Center #687 | 3400 Newberry Rd | North Platte | NE | 69101-0428 | Lincoln | NE41368 | Active | 287524 | 287524 | 2021 | AOSM | CHWH - ASME/Fired Water Heater | HWSD - Hot Water Dom/Potable | 8/31/2026
Magnuson Hotel | 3400 NW 12th St | Lincoln | NE | 68521-3615 | Lancaster | NE13904 | Scrapped/Junked | 122299 | 0803M000406 | 2008 | AO SMITH | CHWH - ASME/Fired Water Heater | HWSD - Hot Water Dom/Potable | 3/31/2015
Magnuson Hotel | 3400 NW 12th St | Lincoln | NE | 68521-3615 | Lancaster | NE25978 | Scrapped/Junked | 202476 | 202476 | 2015 | A O Smith | CHWH - ASME/Fired Water Heater | HWSD - Hot Water Dom/Potable | 7/31/2019
Magnuson Hotel | 3400 NW 12th St | Lincoln | NE | 68521-3615 | Lancaster | NE40104 | Scrapped/Junked | 25252 | LD940334475890 | 1994 | AOSM | CHWH - ASME/Fired Water Heater | HWSD - Hot Water Dom/Potable | 3/31/2008
Magnuson Hotel | 3400 NW 12th St | Lincoln | NE | 68521-3615 | Lancaster | NE40105 | Scrapped/Junked | 25243 | LE940339495890 | 1994 | A O Smith | CHWH - ASME/Fired Water Heater | HWSD - Hot Water Dom/Potable | 3/31/2011
Magnuson Hotel | 3400 NW 12th St | Lincoln | NE | 68521-3615 | Lancaster | NE40106 | Scrapped/Junked | 25442 | LE940339538920 | 1994 | AOSM | CHWH - ASME/Fired Water Heater | HWSD - Hot Water Dom/Potable | 3/31/2015
Magnuson Hotel | 3400 NW 12th St | Lincoln | NE | 68521-3615 | Lancaster | NE40107 | Exempt |  | F94PE2250 | 1994 | TELEDYNE LAARS | CPFT - Horiz Cpr Fin Boiler | OPHT - Outdoor Pool Heater | 1/31/1999
Menard's | 3400 Osborne Dr E | Hastings | NE | 68901-1977 | Adams | NE10148 | Active | 30248 | 30248 | 2007 | Heat Transfer Products Inc. | WTSS - Watertube SS Steel | GLFH - Glycol Floor Heat System | 4/30/2026
Hampton Enterprises | 3400 Plantation Dr | Lincoln | NE | 68516-5061 | Lancaster | NE07695 | Active | 15835 | F15M09638 | 2006 | Peerless | COBL - Coil Type Boiler | HWHT - Hot Water Heat | 3/31/2026
Hampton Enterprises | 3400 Plantation Dr | Lincoln | NE | 68516-5061 | Lancaster | NE07696 | Active | 15847 | F15M09637 | 2006 | Peerless | COBL - Coil Type Boiler | HWHT - Hot Water Heat | 3/31/2026
Hampton Enterprises | 3400 Plantation Dr | Lincoln | NE | 68516-5061 | Lancaster | NE07697 | Active | 15849 | f15mo9639 | 2006 | Peerless | COBL - Coil Type Boiler | HWHT - Hot Water Heat | 3/31/2026
Catholic Chancery | 3400 Sheridan Blvd | Lincoln | NE | 68506-6125 | Lancaster | NE06634 | Active | n/a | 522124-200508 | 2005 | Peerless | CI - Cast Iron | HWHT - Hot Water Heat | 10/31/2026
CHANCERY OFFICE | 3400 Sheridan Blvd | Lincoln | NE | 68506-6125 | LANCASTER | NE39125 | Scrapped/Junked |  | 211-2609-6 | 1968 | PEERLESS HEATER COMPANY |  | HWHT - Hot Water Heat | 10/31/2005
Old SurgiCenter Of Norfolk | 3400 W Norfolk Ave | Norfolk | NE | 68701-7701 | Madison | NE22789 | Out of Service | 54332 | 56143 | 1999 | Reimers | ELBL - Electric Boiler | STER - Sterilizer | 4/30/2021
Old SurgiCenter Of Norfolk | 3400 W Norfolk Ave | Norfolk | NE | 68701-7701 | Madison | NE22790 | Out of Service | 54334 | 56145 | 1999 | Reimers | ELBL - Electric Boiler | STER - Sterilizer | 9/30/2020
BEACON HILL APTS | 3401 N 93rd St | Omaha | NE | 68134-4741 | Douglas | NE21611 | Exempt 1999 LB-66 |  | KC-0708493 | 1993 | BRADFORD-WHITE | AHWH - ANSI/Fired Water Htr | HWSD - Hot Water Dom/Potable | 5/31/1999
CARRIAGE CLEANERS | 3401 S 84th St | Omaha | NE | 68124-3325 | Douglas | NE08044 | Inactive | 34944 |  | 1981 | PM LATTNER MFR COMPANY | FT - Firetube Boiler | PROC - Process Steam | 10/31/1994
Nationwide Mutual Ins Co | 3401 Village Dr | Lincoln | NE | 68516-4717 | Lancaster | NE00260 | Scrapped/Junked | 3278 | N/A | 1999 | Fulton | FT - Firetube Boiler | HWHT - Hot Water Heat | 3/31/2014
Nationwide Mutual Ins Co | 3401 Village Dr | Lincoln | NE | 68516-4717 | Lancaster | NE26309 | Active | 73623 | G-16-0058 | 2016 | Aerco | FTVT - Firetube Vertical TB | HWHT - Hot Water Heat | 6/30/2026
Lincoln Airport Authority ops | 3401 W Luke St | Lincoln | NE | 68524-2060 | Lancaster | NE07476 | Scrapped/Junked | 18580 | H0G10018580 | 2006 | Giannoni France | WT - Water Tube Boiler | HWDP - Hotwater Heat & Dom Supply | 4/30/2020
Lincoln Airport Authority ops | 3401 W Luke St | Lincoln | NE | 68524-2060 | Lancaster | NE20660 | Exempt 1999 LB-66 |  | 38690 | 1988 | STATE INDUSTRIES | AHWH - ANSI/Fired Water Htr | HWSD - Hot Water Dom/Potable | 2/29/2000
Lincoln Airport Authority ops | 3401 W Luke St | Lincoln | NE | 68524-2060 | Lancaster | NE28139 | Active | 456971 | 01.19.01.00031 | 2019 | Lochinvar | WTSS - Watertube SS Steel | HWDP - Hotwater Heat & Dom Supply | 6/30/2026
Lincoln Airport Authority ops | 3401 W Luke St | Lincoln | NE | 68524-2060 | Lancaster | NE37374 | Scrapped/Junked |  | 7FD-5411 | 1978 | PEERLESS HEATER COMPANY |  | HWHT - Hot Water Heat | 4/30/2007
FIRE/RESCUE BUILDING | 3401 W Luke St | Lincoln | NE | 68524-2060 | LANCASTER | NE01770 | Inactive |  | G98361675 | 1998 | STATE INDUSTRIES | AHWH - ANSI/Fired Water Htr | HWSD - Hot Water Dom/Potable | 1/1/1900
Lighthouse United Pentecostal Church | 3402 Burt St | Omaha | NE | 68131-1942 | Douglas | NE21701 | Out of Service | n/a | 61844151096 | 1996 | Peerless | CI - Cast Iron | STHT - Steam-Heat | 10/31/2017
Vacant | 3402 N 120th St | Omaha | NE | 68164-2523 | Douglas | NE21688 | Out of Service | 136629 | A95CJ0107 | 1995 | Teledyne Laars | CPFT - Horiz Cpr Fin Boiler | HWSP - Hot Water Non Potable Supply | 2/28/2017
Yorkshire Inn Motel | 3402 S Lincoln Ave | York | NE | 68467-9408 | York | NE23384 | Scrapped/Junked | 164812 | 9911164812 | 1999 | Raypak | CPFH - Copper Fin Water Heater | HWSD - Hot Water Dom/Potable | 3/31/2025
Yorkshire Inn Motel | 3402 S Lincoln Ave | York | NE | 68467-9408 | York | NE40095 | Scrapped/Junked | 45911 |  | 1985 | RAYPAK INC, CALIFORNIA | CPFT - Horiz Cpr Fin Boiler | HWSD - Hot Water Dom/Potable | 6/30/2000
BEACON HILL APTS | 3403 N 93rd St | Omaha | NE | 68134-4742 | Douglas | NE21612 | Exempt 1999 LB-66 |  | KT0723786 | 1986 | BRADFORD-WHITE | AHWH - ANSI/Fired Water Htr | HWSD - Hot Water Dom/Potable | 5/31/1999
Swimtastic | 3404 N 191st Ave | Elkhorn | NE | 68022-3350 | Douglas | NE42331 | Active | 551524 | 2246551524 | 2022 | Raypak | CPPH - Ansi Cpr Fin Pool Heater | IPHT - Indoor Pool Heater | 5/31/2026
BEACON HILL APTS | 3404 N 93RD | OMAHA | NE | 68134-4740 | Douglas | NE21624 | Exempt 1999 LB-66 |  | RN1087401155 | 1968 | RUUD | AHWH - ANSI/Fired Water Htr | HWSD - Hot Water Dom/Potable | 5/31/1999
BEACON HILL APTS | 3404 N 93RD | OMAHA | NE | 68134-4740 | Douglas | NE21625 | Exempt 1999 LB-66 |  | 868-76649 | 1968 | RUUD | AHWH - ANSI/Fired Water Htr | HWSD - Hot Water Dom/Potable | 5/31/1999
Hampton Inn | 3404 Samson Way | Bellevue | NE | 68123-4311 | Sarpy | NE13159 | Scrapped/Junked | 124877 | 0814MOOO615 | 2008 | AOSM | CHWH - ASME/Fired Water Heater | HWSD - Hot Water Dom/Potable | 10/31/2015
Hampton Inn | 3404 Samson Way | Bellevue | NE | 68123-4311 | Sarpy | NE13160 | Active | 125333 | 0816MOOO581 | 2008 | AOSM | CHWH - ASME/Fired Water Heater | HWSD - Hot Water Dom/Potable | 10/31/2026
Hampton Inn | 3404 Samson Way | Bellevue | NE | 68123-4311 | Sarpy | NE13161 | Scrapped/Junked | 280437 | 0803280437 | 2008 | Raypak | CPPH - Ansi Cpr Fin Pool Heater | IPHT - Indoor Pool Heater | 10/31/2021
Hampton Inn | 3404 Samson Way | Bellevue | NE | 68123-4311 | Sarpy | NE26100 | Active | 201924 | 201924 | 2015 | State Industries | CHWH - ASME/Fired Water Heater | HWSD - Hot Water Dom/Potable | 10/31/2026
Hampton Inn | 3404 Samson Way | Bellevue | NE | 68123-4311 | Sarpy | NE41406 | Active | 503029 | 20025033029 | 2017 | Raypak | CPPH - Ansi Cpr Fin Pool Heater | IPHT - Indoor Pool Heater | 10/31/2026
Vacant Building | 3404 W 13th St | Grand Island | NE | 68803-2389 | Hall | NE40321 | Scrapped/Junked | 3048 | 7817274 | 1978 | Rite | WT - Water Tube Boiler | HWHT - Hot Water Heat | 4/30/2023
DILLARD'S DEPT STORE | 3404 W 13th St Ste 100 | Grand Island | NE | 68803-2384 | HALL | NE03637 | Inactive | 2534 |  | 1973 | RHEEM MANUFACTURING CO | ELBL - Electric Boiler | PROC - Process Steam | 10/31/2005
Speedclean Truck Wash | 3404 W Wood River Rd | Grand Island | NE | 68803 | Hall | NE29152 | Active | 161030 | 161030 | 2020 | RHEEM | FT - Firetube Boiler | HWSD - Hot Water Dom/Potable | 4/30/2026
Speedclean Truck Wash | 3404 W Wood River Rd | Grand Island | NE | 68803 | Hall | NE29159 | Active | 313692 | 1839112031727 | 2018 | Lochinvar | FT - Firetube Boiler | GLYC - Glycol Bldg Heat Sys | 4/30/2026
Schon Apartments | 3406 Dodge St | Omaha | NE | 68131-3419 | Douglas | NE25636 | Active | n/a | 7BN-J6 | 1969 | American Standard | CI - Cast Iron | HWHT - Hot Water Heat | 1/31/2025
vacant bldg | 3409 L St | Omaha | NE | 68107-2577 | Douglas | NE09945 | Out of Service | 140052 | 02140052 | 2002 | HAMI | CPFH - Copper Fin Water Heater | HWSD - Hot Water Dom/Potable | 3/31/2009
BEACON HILL APTS | 3409 N 93rd St | Omaha | NE | 68134-4740 | Douglas | NE21608 | Exempt 1999 LB-66 |  | 86971698 | 1969 | RUUD | AHWH - ANSI/Fired Water Htr | HWSD - Hot Water Dom/Potable | 5/31/1999
BEACON HILL APTS | 3409 N 93rd St | Omaha | NE | 68134-4740 | Douglas | NE21609 | Exempt 1999 LB-66 |  | 86971703 | 1969 | RUUD | AHWH - ANSI/Fired Water Htr | HWSD - Hot Water Dom/Potable | 5/31/1999
QUALITY CLEANERS/NICHOLS | 341 Court St | Imperial | NE | 69033-3166 | CHASE | NE01252 | Inactive | 27300 |  | 1968 | PM LATTNER MFR COMPANY | FT - Firetube Boiler | PROC - Process Steam | 4/30/1994
Osceola Elementary School | 341 S Kimmel St | Osceola | NE | 68651-5544 | Polk | NE00075 | Scrapped/Junked | 86474 | 86474 | 2000 | RHEEM | CHWH - ASME/Fired Water Heater | HWSD - Hot Water Dom/Potable | 4/30/2014
Osceola Elementary School | 341 S Kimmel St | Osceola | NE | 68651-5544 | Polk | NE04468 | Scrapped/Junked |  | 436-830 | 1988 | AO SMITH | CHWH - ASME/Fired Water Heater | HWSD - Hot Water Dom/Potable | 7/31/2000
Osceola Elementary School | 341 S Kimmel St | Osceola | NE | 68651-5544 | Polk | NE22869 | Active | 18742 | 12F-6650 | 2012 | Aldrich | FTHT - Firetube Horizontal | STHT - Steam-Heat | 4/30/2026
Osceola Elementary School | 341 S Kimmel St | Osceola | NE | 68651-5544 | Polk | NE22870 | Active | 18741 | 12F-6649 | 2012 | Aldrich | FTHT - Firetube Horizontal | STHT - Steam-Heat | 4/30/2026
Osceola Elementary School | 341 S Kimmel St | Osceola | NE | 68651-5544 | Polk | NE25210 | Active | 157453 | 157453 | 2011 | AO SMITH | CHWH - ASME/Fired Water Heater | HWSD - Hot Water Dom/Potable | 4/30/2026
Osceola Elementary School | 341 S Kimmel St | Osceola | NE | 68651-5544 | Polk | NE32610 | Scrapped/Junked | 9999 | J2745 | 1956 | Kewanee | FTSM - FTS Marine Dry Back | STHT - Steam-Heat | 4/30/2013
St John's Good Sam Center | 3410 Central Ave | Kearney | NE | 68847-2942 | Buffalo | NE06388 | Scrapped/Junked | 93342 | 93342/H05M002314 | 2005 | AO SMITH | CHWH - ASME/Fired Water Heater | HWSD - Hot Water Dom/Potable | 4/30/2018
St John's Good Sam Center | 3410 Central Ave | Kearney | NE | 68847-2942 | Buffalo | NE10128 | Scrapped/Junked | 116005 | 116005 | 2007 | AO SMITH | CHWH - ASME/Fired Water Heater | HWSD - Hot Water Dom/Potable | 4/30/2018
St John's Good Sam Center | 3410 Central Ave | Kearney | NE | 68847-2942 | Buffalo | NE10429 | Scrapped/Junked | 74951 | 74951 | 2003 | AO SMITH | CHWH - ASME/Fired Water Heater | HWSD - Hot Water Dom/Potable | 4/30/2008
St John's Good Sam Center | 3410 Central Ave | Kearney | NE | 68847-2942 | Buffalo | NE10450 | Scrapped/Junked | 71581 | LH021905293/71581 | 2002 | AOSM | CHWH - ASME/Fired Water Heater | HWSD - Hot Water Dom/Potable | 4/30/2010
St John's Good Sam Center | 3410 Central Ave | Kearney | NE | 68847-2942 | Buffalo | NE15994 | Inactive | 36167 |  | 1990 | STATE INDUSTRIES | CHWH - ASME/Fired Water Heater | HWSD - Hot Water Dom/Potable | 4/30/1999
St John's Good Sam Center | 3410 Central Ave | Kearney | NE | 68847-2942 | Buffalo | NE18979 | Exempt 1999 LB-66 |  | 0000377501 | 1995 | STATE INDUSTRIES | AHWH - ANSI/Fired Water Htr | HWSD - Hot Water Dom/Potable | 4/30/2000
St John's Good Sam Center | 3410 Central Ave | Kearney | NE | 68847-2942 | Buffalo | NE22381 | Inactive | 56849 |  | 1997 | STATE INDUSTRIES | CHWH - ASME/Fired Water Heater | HWSD - Hot Water Dom/Potable | 4/30/2001
St John's Good Sam Center | 3410 Central Ave | Kearney | NE | 68847-2942 | Buffalo | NE23548 | Scrapped/Junked | 47154 |  | 1998 | AO SMITH | CHWH - ASME/Fired Water Heater | HWSD - Hot Water Dom/Potable | 4/30/2003
St John's Good Sam Center | 3410 Central Ave | Kearney | NE | 68847-2942 | Buffalo | NE23549 | Scrapped/Junked | 47156 | 0789 | 1998 | AO SMITH | CHWH - ASME/Fired Water Heater | HWSD - Hot Water Dom/Potable | 4/30/2005
BEACON HILL APTS | 3410 N 93RD | OMAHA | NE | 68134-4740 | Douglas | NE21630 | Exempt 1999 LB-66 |  | 86876642 | 1968 | RUUD | AHWH - ANSI/Fired Water Htr | HWSD - Hot Water Dom/Potable | 5/31/1999
ADM Alliance Nutrition | 3410 W 2nd St | Grand Island | NE | 68803-5251 | Hall | NE11832 | Inactive | 2182 | State # 11832 | 1967 | Superior Boiler Works | FTSM - FTS Marine Dry Back | PROC - Process Steam | 8/31/2017
FIRST PRESBYTERIAN CHURCH | 3412 FARNAM ST | OMAHA | NE | 68131 | Douglas | NE21257 | Exempt 1999 LB-66 |  | MA97-0618130 | 1997 | AO SMITH | AHWH - ANSI/Fired Water Htr | HWSD - Hot Water Dom/Potable | 10/31/1998
Cass/Sarpy Industries | 3412 Hancock St | Bellevue | NE | 68005-5609 | Sarpy | NE11623 | Scrapped/Junked | n/a | 211-2462 G | 1978 | Peerless | CI - Cast Iron | HWHT - Hot Water Heat | 1/31/2019
BEACON HILL APTS | 3412 N 93RD | OMAHA | NE | 68134-4740 | Douglas | NE21631 | Exempt 1999 LB-66 |  | RN-0789400377 | 1977 | RUUD | AHWH - ANSI/Fired Water Htr | HWSD - Hot Water Dom/Potable | 5/31/1999
Men's Wearhouse #4134 | 3412 State St | Grand Island | NE | 68803-2303 | Hall | NE42212 | Active | 13016 | 13016 | 2014 | Pacific | ELBL - Electric Boiler | PROC - Process Steam | 6/30/2026
BEACON HILL APTS | 3415 N 93rd St | Omaha | NE | 68134-4737 | Douglas | NE21610 | Exempt 1999 LB-66 |  | 86971702 | 1969 | RUUD | AHWH - ANSI/Fired Water Htr | HWSD - Hot Water Dom/Potable | 5/31/1999
OrthoNebraska Elkhorn | 3415 S 205th St | Elkhorn | NE | 68022-3509 | Douglas | NE41207 | Active | 366930 | 21366929 | 2021 | Lochinvar | FT - Firetube Boiler | HWHT - Hot Water Heat | 9/30/2026
OrthoNebraska Elkhorn | 3415 S 205th St | Elkhorn | NE | 68022-3509 | Douglas | NE41208 | Active | 365625 | 21365625 | 2021 | Lochinvar | FT - Firetube Boiler | HWHT - Hot Water Heat | 9/30/2026
OrthoNebraska Elkhorn | 3415 S 205th St | Elkhorn | NE | 68022-3509 | Douglas | NE43757 | Active | 437126 | 25437126 | 2025 | Lochinvar | FTVT - Firetube Vertical TB | HWHT - Hot Water Heat | 9/30/2026
OrthoNebraska Elkhorn | 3415 S 205th St | Elkhorn | NE | 68022-3509 | Douglas | NE43758 | Active | 437132 | 25437132 | 2025 | Lochinvar | FTVT - Firetube Vertical TB | HWHT - Hot Water Heat | 9/30/2026
OrthoNebraska Elkhorn | 3415 S 205th St | Elkhorn | NE | 68022-3509 | Douglas | NE43919 | Active | 143586 | D68818-2-V25 | 2025 | DIVERSIFIED HEAT TRANSFER | ELBL - Electric Boiler | STER - Sterilizer | 9/30/2025
OrthoNebraska Elkhorn | 3415 S 205th St | Elkhorn | NE | 68022-3509 | Douglas | NE43920 | Active | 143585 | D68818-1-V25 | 2025 | DIVERSIFIED HEAT TRANSFER | ELBL - Electric Boiler | STER - Sterilizer | 9/30/2025
City Light Mosaic Church | 3416 Woolworth Ave | Omaha | NE | 68105-1944 | Douglas | NE04321 | Scrapped/Junked |  | G4826 | 1950 | KEWANEE | FTLO - Firetube Locomotive Type | STHT - Steam-Heat | 9/30/2006
City Light Mosaic Church | 3416 Woolworth Ave | Omaha | NE | 68105-1944 | Douglas | NE06784 | Active | 7202 | 2005.43.0002 | 2005 | Giannoni | SSCO - SS Coil Boiler | HWHT - Hot Water Heat | 4/30/2026
City Light Mosaic Church | 3416 Woolworth Ave | Omaha | NE | 68105-1944 | Douglas | NE06785 | Active | 10030 | 2005..51.0048 | 2005 | Giannoni | SSCO - SS Coil Boiler | HWHT - Hot Water Heat | 4/30/2026
COLUMBUS CHRISTIAN SCHOOL | 3418 15th St | Columbus | NE | 68601-4719 | PLATTE | NE33456 | Scrapped/Junked |  | 116670 | 1952 | PACIFIC | FTFB - Firetube-Firebox Boiler | STHT - Steam-Heat | 7/31/2001
Valencia Apartments | 3419 Howard St | Omaha | NE | 68105-1352 | Douglas | NE19274 | Scrapped/Junked |  | 870-36131 | 1985 | Ruud-Rheem | AHWH - ANSI/Fired Water Htr | HWSD - Hot Water Dom/Potable | 3/31/2000
University Place Apartments | 3419 Howard St | Omaha | NE | 68105-1352 | Douglas | NE19275 | Scrapped/Junked |  | 0586404357 | 1986 | Ruud-Rheem | AHWH - ANSI/Fired Water Htr | HWSD - Hot Water Dom/Potable | 3/31/2000
University Place Apts | 3419 Howard St | Omaha | NE | 68105-1352 | Douglas | NE18333 | Scrapped/Junked | NA | 6174831099 | 1994 | Peerless | CI - Cast Iron | STHT - Steam-Heat | 3/31/2019
Applebee's Bar & Grill | 3420 Elk Ln | Fremont | NE | 68025-7897 | Dodge | NE15086 | Scrapped/Junked | 00147600 | 02147600 | 2002 | Lochinvar | CPFH - Copper Fin Water Heater | HWSD - Hot Water Dom/Potable | 2/28/2013
Aquinas High School | 3420 MN Rd | David City | NE | 68632-5136 | Butler | NE23498 | Active | 170127 | 1223M001840 | 2012 | AO SMITH | CHWH - ASME/Fired Water Heater | HWSD - Hot Water Dom/Potable | 11/30/2026
Aquinas High School | 3420 MN Rd | David City | NE | 68632-5136 | Butler | NE24543 | Active | 178992 | 178992 | 2013 | AO SMITH | CHWH - ASME/Fired Water Heater | HWSD - Hot Water Dom/Potable | 11/30/2026
Aquinas High School | 3420 MN Rd | David City | NE | 68632-5136 | Butler | NE24544 | Active | 179010 | 179010 | 2013 | AO SMITH | CHWH - ASME/Fired Water Heater | HWSD - Hot Water Dom/Potable | 11/30/2026
Aquinas High School | 3420 MN Rd | David City | NE | 68632-5136 | Butler | NE24545 | Active | 178994 | 178994 | 2013 | AO SMITH | CHWH - ASME/Fired Water Heater | HWSD - Hot Water Dom/Potable | 11/30/2026
Adams Elementary School | 3420 N 78th St | Omaha | NE | 68134-5038 | Douglas | NE05319 | Exempt 1999 LB-66 |  | 000000D88281653 | 1988 | STATE INDUSTRIES | AHWH - ANSI/Fired Water Htr | HWSD - Hot Water Dom/Potable | 6/30/2000
Adams Elementary School | 3420 N 78th St | Omaha | NE | 68134-5038 | Douglas | NE23950 | Active | n/a | 28HE-7-127721 | 2012 | Smith Cast Iron | CI - Cast Iron | STHT - Steam-Heat | 12/31/2025
Adams Elementary School | 3420 N 78th St | Omaha | NE | 68134-5038 | Douglas | NE31032 | Scrapped/Junked | n/a | HSB4729 | 1953 | Fitzgibbons | FTFB - Firetube-Firebox Boiler | STHT - Steam-Heat | 12/31/2014
Adams Elementary School | 3420 N 78th St | Omaha | NE | 68134-5038 | Douglas | NE31033 | Scrapped/Junked | n/a | HSBA4654 | 1953 | Fitzgibbons | FTFB - Firetube-Firebox Boiler | STHT - Steam-Heat | 12/31/2021
Adams Elementary School | 3420 N 78th St | Omaha | NE | 68134-5038 | Douglas | NE41953 | Active | 20722 | 21F-8630 | 2021 | Aldrich | FT - Firetube Boiler | STHT - Steam-Heat | 12/21/2025
BEACON HILL APTS | 3420 N 93RD | OMAHA | NE | 68134-4740 | Douglas | NE21622 | Exempt 1999 LB-66 |  | 16975045 | 1969 | RUUD | AHWH - ANSI/Fired Water Htr | HWSD - Hot Water Dom/Potable | 5/31/1999
U SAVE FOODS | 3420 State St | Grand Island | NE | 68803-2303 | HALL | NE19142 | Exempt 1999 LB-66 |  | SNA9639531 | 1996 | STATE INDUSTRIES | AHWH - ANSI/Fired Water Htr | HWSD - Hot Water Dom/Potable | 2/28/1998
U SAVE FOODS | 3420 State St | Grand Island | NE | 68803-2303 | HALL | NE19143 | Exempt 1999 LB-66 |  |  | 1990 | AO SMITH | AHWH - ANSI/Fired Water Htr | HWSD - Hot Water Dom/Potable | 2/28/1998
Apartment Building | 3421 Holdrege St | Lincoln | NE | 68503-1427 | Lancaster | NE09889 | Scrapped/Junked | N/A | 60-6272 | 1962 | Peerless | CI - Cast Iron | HWHT - Hot Water Heat | 3/31/2013
BEACON HILL APTS | 3422 N 93RD | OMAHA | NE | 68134-4740 | Douglas | NE21623 | Exempt 1999 LB-66 |  | 86876647 | 1968 | RUUD | AHWH - ANSI/Fired Water Htr | HWSD - Hot Water Dom/Potable | 5/31/1999
Belmont Elementary | 3425 N 14th St | Lincoln | NE | 68521-2126 | Lancaster | NE05450 | Exempt 1999 LB-66 |  | 000000000226135 | 1992 | AO SMITH | AHWH - ANSI/Fired Water Htr | HWSD - Hot Water Dom/Potable | 6/30/2000
Belmont Elementary | 3425 N 14th St | Lincoln | NE | 68521-2126 | Lancaster | NE05451 | Exempt 1999 LB-66 |  | 000000000219595 | 1992 | AO SMITH | AHWH - ANSI/Fired Water Htr | HWSD - Hot Water Dom/Potable | 6/30/2000
Belmont Elementary | 3425 N 14th St | Lincoln | NE | 68521-2126 | Lancaster | NE05480 | Exempt 1999 LB-66 |  | 0250307 | 1992 | AO SMITH | AHWH - ANSI/Fired Water Htr | HWSD - Hot Water Dom/Potable | 6/30/2000
Belmont Elementary | 3425 N 14th St | Lincoln | NE | 68521-2126 | Lancaster | NE05481 | Exempt 1999 LB-66 |  | 0250306 | 1992 | AO SMITH | AHWH - ANSI/Fired Water Htr | HWSD - Hot Water Dom/Potable | 6/30/2000
Belmont Elementary | 3425 N 14th St | Lincoln | NE | 68521-2126 | Lancaster | NE17305 | Scrapped/Junked | 44037 | 97368 | 1992 | Kewanee | FTFB - Firetube-Firebox Boiler | HWHT - Hot Water Heat | 4/30/2019
Belmont Elementary | 3425 N 14th St | Lincoln | NE | 68521-2126 | Lancaster | NE17306 | Scrapped/Junked | 44055 | 97369 | 1992 | Kewanee | FTFB - Firetube-Firebox Boiler | HWHT - Hot Water Heat | 4/30/2019
BEACON HILL APTS | 3425 N 93rd St | Omaha | NE | 68134-4743 | Douglas | NE21613 | Exempt 1999 LB-66 |  | KG-0818202 | 1982 | BRADFORD-WHITE | AHWH - ANSI/Fired Water Htr | HWSD - Hot Water Dom/Potable | 5/31/1999
Vacant Building | 3429 W 13th St | Grand Island | NE | 68803-2308 | Hall | NE06216 | Scrapped/Junked | 94937 | 94937/C05M000668 | 2005 | A. O. Smith | CHWH - ASME/Fired Water Heater | HWSD - Hot Water Dom/Potable | 7/31/2018
Vacant Building | 3429 W 13th St | Grand Island | NE | 68803-2308 | Hall | NE06217 | Scrapped/Junked | 94377 | 94377/B05M002868 | 2005 | AOSM | CHWH - ASME/Fired Water Heater | HWSD - Hot Water Dom/Potable | 6/30/2016
Vacant Building | 3429 W 13th St | Grand Island | NE | 68803-2308 | Hall | NE26207 | Out of Service | 211167 | 1584M001077 | 2015 | A. O. Smith | CHWH - ASME/Fired Water Heater | HWSD - Hot Water Dom/Potable | 7/31/2019
Assumption Bvm Parish | 343 N Monitor St | West Point | NE | 68788-1530 | Cuming | NE23154 | Exempt 1999 LB-66 |  | MG88-0133461830 | 1988 | AO SMITH | AHWH - ANSI/Fired Water Htr | HWSD - Hot Water Dom/Potable | 7/31/2000
Assumption Bvm Parish | 343 N Monitor St | West Point | NE | 68788-1530 | Cuming | NE23156 | Exempt 1999 LB-66 |  | MD93-0268564880 | 1993 | A. O. Smith | AHWH - ANSI/Fired Water Htr | HWSD - Hot Water Dom/Potable | 7/31/2000
Assumption Bvm Parish | 343 N Monitor St | West Point | NE | 68788-1530 | Cuming | NE31983 | Inactive |  | 20359 | 1935 | PACIFIC | FT - Firetube Boiler | STHT - Steam-Heat | 7/31/1992
BUILDING #1034 | 3430 NW 36TH ST | LINCOLN | NE | 68524 | LANCASTER | NE00764 | Inactive |  | 211-14580-1199 | 1999 | PEERLESS HEATER COMPANY |  | STHT - Steam-Heat | 2/28/2003
STATE PATROL BLDG 1034 | 3430 NW 36TH ST | LINCOLN | NE | 68524 | LANCASTER | NE37377 | Scrapped/Junked |  |  | 1968 | AMERICAN STANDARD |  | STHT - Steam-Heat | 2/28/2001
STATE PATROL BLDG 1034 | 3430 NW 36TH ST | LINCOLN | NE | 68524 | LANCASTER | NE37378 | Scrapped/Junked |  |  | 1988 | STATE INDUSTRIES | CHWH - ASME/Fired Water Heater | HWSD - Hot Water Dom/Potable | 2/28/2001
New Columbus High School | 3434 Discoverer Dr | Columbus | NE | 68601-1907 | Platte | NE27432 | Active | 213435 | 213435 | 2016 | A O Smith | CHWH - ASME/Fired Water Heater | HWSD - Hot Water Dom/Potable | 1/31/2026
New Columbus High School | 3434 Discoverer Dr | Columbus | NE | 68601-1907 | Platte | NE27433 | Active | 213434 | 213434 | 2016 | A O Smith | CHWH - ASME/Fired Water Heater | HWSD - Hot Water Dom/Potable | 1/31/2026
New Columbus High School | 3434 Discoverer Dr | Columbus | NE | 68601-1907 | Platte | NE27434 | Active | 213510 | 213510 | 2016 | A O Smith | CHWH - ASME/Fired Water Heater | HWSD - Hot Water Dom/Potable | 1/31/2026
New Columbus High School | 3434 Discoverer Dr | Columbus | NE | 68601-1907 | Platte | NE27435 | Active | 217592 | 217592 | 2016 | A O Smith | CHWH - ASME/Fired Water Heater | HWSD - Hot Water Dom/Potable | 1/31/2026
Swift Beef Company | 3435 Edward Babe Gomez Ave | Omaha | NE | 68107-2561 | Douglas | NE05788 | Scrapped/Junked | 49223 | n/a | 1998 | Kewanee | FTSM - FTS Marine Dry Back | PROC - Process Steam | 3/31/2020
Swift Beef Company | 3435 Edward Babe Gomez Ave | Omaha | NE | 68107-2561 | Douglas | NE14989 | Scrapped/Junked | 27795 |  | 1975 | KEWANEE | FTSM - FTS Marine Dry Back | PROC - Process Steam | 9/30/2000
Swift Beef Company | 3435 Edward Babe Gomez Ave | Omaha | NE | 68107-2561 | Douglas | NE25563 | Active | 9060 | 9380-01 | 1995 | Johnston Boiler Co. | FTSM - FTS Marine Dry Back | PROC - Process Steam | 3/31/2026
Swift Beef Company | 3435 Edward Babe Gomez Ave | Omaha | NE | 68107-2561 | Douglas | NE28070 | Inactive | 18754 | 18754 | 2018 | Superior Boiler Works | FTSM - FTS Marine Dry Back | FDHT - Feedwater Heater | 9/30/2020
Swift Beef Company | 3435 Edward Babe Gomez Ave | Omaha | NE | 68107-2561 | Douglas | NE41224 | Active | 40790 | 092029934 | 2020 | CAMUS | VTWT - Vert Watertube | HWSD - Hot Water Dom/Potable | 3/31/2026
Swift Beef Company | 3435 Edward Babe Gomez Ave | Omaha | NE | 68107-2561 | Douglas | NE41225 | Active | 10789 | 092029933 | 2020 | CAMUS | VTWT - Vert Watertube | HWSD - Hot Water Dom/Potable | 3/31/2026
Swift Beef Company | 3435 Edward Babe Gomez Ave | Omaha | NE | 68107-2561 | Douglas | NE41226 | Active | 10791 | 092029935 | 2020 | CAMUS | VTWT - Vert Watertube | HWSD - Hot Water Dom/Potable | 3/31/2026
Swift Beef Company | 3435 Edward Babe Gomez Ave | Omaha | NE | 68107-2561 | Douglas | NE41227 | Active | 21855 | T8042-1-1 | 2020 | Cleaver Brooks | FT - Firetube Boiler | PROC - Process Steam | 3/31/2026
Notre Dame Housing | 3439 State St | Omaha | NE | 68112-1780 | Douglas | NE20345 | Exempt 1999 LB-66 |  | RUN1188401066 | 1988 | RHEEM MANUFACTURING CO | AHWH - ANSI/Fired Water Htr | HWSD - Hot Water Dom/Potable | 8/31/1999
Notre Dame Housing | 3439 State St | Omaha | NE | 68112-1780 | Douglas | NE21991 | Exempt 1999 LB-66 |  | MA97-0614836964 | 1997 | AO SMITH | AHWH - ANSI/Fired Water Htr | HWSD - Hot Water Dom/Potable | 8/31/1999
Notre Dame Housing | 3439 State St | Omaha | NE | 68112-1780 | Douglas | NE23168 | Active | 40171 | LF97-0660670-964 | 1997 | AOSM | CHWH - ASME/Fired Water Heater | HWSD - Hot Water Dom/Potable | 8/31/2026
Notre Dame Housing | 3439 State St | Omaha | NE | 68112-1780 | Douglas | NE24791 | Scrapped/Junked | 44148 | LD98-0731251970 | 1998 | AOSM | CHWH - ASME/Fired Water Heater | HWSD - Hot Water Dom/Potable | 8/31/2021
Notre Dame Housing | 3439 State St | Omaha | NE | 68112-1780 | Douglas | NE37644 | Inactive | 20392 | 80-13468 | 1980 | York International | FTSM - FTS Marine Dry Back | STHT - Steam-Heat | 8/31/2012
Notre Dame Housing | 3439 State St | Omaha | NE | 68112-1780 | Douglas | NE41721 | Active | 239895 | 1815109990508 | 2018 | AO SMITH | CHWH - ASME/Fired Water Heater | HWSD - Hot Water Dom/Potable | 8/31/2026
Vacant Building | 344 S 13th St | Lincoln | NE | 68508-2501 | Lancaster | NE15265 | Scrapped/Junked | 0 | 81-3443-1084 | 1984 | Peerless Heater Co. | CI - Cast Iron | HWHT - Hot Water Heat | 2/28/2019
Vacant Building | 344 S 13th St | Lincoln | NE | 68508-2501 | Lancaster | NE27932 | Active | 257280 | 17.PG60.94.0673 | 2017 | Lochinvar | FTVT - Firetube Vertical TB | HWHT - Hot Water Heat | 10/31/2026
JTL CORP-THE STEAK HOUSE | 3441 Adams St | Lincoln | NE | 68504-1587 | LANCASTER | NE19619 | Scrapped/Junked |  |  | 1989 | STATE INDUSTRIES | AHWH - ANSI/Fired Water Htr | HWSD - Hot Water Dom/Potable | 2/29/2000
CNH Global/New Holland | 3445 W Stolley Park Rd | Grand Island | NE | 68803-5604 | Hall | NE03736 | Scrapped/Junked |  | 81-1067 | 1981 | PEER | CI - Cast Iron | HWHT - Hot Water Heat | 10/31/2007
CNH Global/New Holland | 3445 W Stolley Park Rd | Grand Island | NE | 68803-5604 | Hall | NE03738 | Scrapped/Junked | N/A | 2109-W | 1979 | Peerless | CI - Cast Iron | HWHT - Hot Water Heat | 10/31/2015
CNH Global/New Holland | 3445 W Stolley Park Rd | Grand Island | NE | 68803-5604 | Hall | NE03741 | Scrapped/Junked |  | 60-50-422 | 1974 | PEERLESS HEATER COMPANY |  | HWHT - Hot Water Heat | 7/31/2004
CNH Global/New Holland | 3445 W Stolley Park Rd | Grand Island | NE | 68803-5604 | Hall | NE03742 | Scrapped/Junked | 10974 |  | 1974 | RUDD | WT - Water Tube Boiler | HWSD - Hot Water Dom/Potable | 7/31/2003
CNH Global/New Holland | 3445 W Stolley Park Rd | Grand Island | NE | 68803-5604 | Hall | NE03744 | Scrapped/Junked |  | G406 | 1967 | AMERICAN STANDARD |  | HWHT - Hot Water Heat | 7/31/2001
CNH Global/New Holland | 3445 W Stolley Park Rd | Grand Island | NE | 68803-5604 | Hall | NE09687 | Active | 14409 | 28637 | 2002 | Rite | WT - Water Tube Boiler | HWSP - Hot Water Non Potable Supply | 3/31/2026
CNH Global/New Holland | 3445 W Stolley Park Rd | Grand Island | NE | 68803-5604 | Hall | NE12684 | Scrapped/Junked | 10010 | 24236 | 1994 | Rite | WT - Water Tube Boiler | HWHT - Hot Water Heat | 3/31/2024
CNH Global/New Holland | 3445 W Stolley Park Rd | Grand Island | NE | 68803-5604 | Hall | NE12685 | Out of Service | 16368 | 30596 | 2008 | Rite | WT - Water Tube Boiler | HWHT - Hot Water Heat | 10/31/2012
CNH Global/New Holland | 3445 W Stolley Park Rd | Grand Island | NE | 68803-5604 | Hall | NE15412 | Scrapped/Junked |  | SNMMR9321 | 1965 | PEERLESS HEATER COMPANY |  | HWHT - Hot Water Heat | 7/31/2004
CNH Global/New Holland | 3445 W Stolley Park Rd | Grand Island | NE | 68803-5604 | Hall | NE17649 | Exempt 1999 LB-66 |  | 0594603855 | 1994 | RHEEM MANUFACTURING CO | AHWH - ANSI/Fired Water Htr | HWSD - Hot Water Dom/Potable | 7/31/1999
CNH Global/New Holland | 3445 W Stolley Park Rd | Grand Island | NE | 68803-5604 | Hall | NE22170 | Active | 17028 | 31256 | 2012 | Rite Eng | WT - Water Tube Boiler | HWCA - Hotwater to Coil Htexchgr | 3/31/2026
CNH Global/New Holland | 3445 W Stolley Park Rd | Grand Island | NE | 68803-5604 | Hall | NE23260 | Scrapped/Junked | 159723 |  | 1979 | TRANE | SHTB - Shell/Tube Htexchngr | 0012 - Chiller | 7/31/2005
CNH Global/New Holland | 3445 W Stolley Park Rd | Grand Island | NE | 68803-5604 | Hall | NE26155 | Active | 144946 | 1546102198460 | 2015 | Lochinvar | FT - Firetube Boiler | HWHT - Hot Water Heat | 3/31/2026
CNH Global/New Holland | 3445 W Stolley Park Rd | Grand Island | NE | 68803-5604 | Hall | NE42680 | Active | 20228 | 34456 | 2023 | Rite Eng | WT - Water Tube Boiler | HWCA - Hotwater to Coil Htexchgr | 3/31/2026
St Columbkille Mission | 345 N Main St | Hay Springs | NE | 69347 | Sheridan | NE20291 | Active | n/a | 55596 | 1981 | Bryant | CI - Cast Iron | HWHT - Hot Water Heat | 3/31/2026
The Kiewit Luminarium | 345 Riverfront Dr | Omaha | NE | 68102 | Douglas | NE09935 | Scrapped/Junked | 122491 | S02D0071 | 2002 | WTRP | COBL - Coil Type Boiler | HWHT - Hot Water Heat | 12/31/2010
The Kiewit Luminarium | 345 Riverfront Dr | Omaha | NE | 68102 | Douglas | NE09936 | Inactive | 122772 | S02F0135 | 2002 | WTRP | COBL - Coil Type Boiler | HWHT - Hot Water Heat | 12/31/2011
The Kiewit Luminarium | 345 Riverfront Dr | Omaha | NE | 68102 | Douglas | NE09937 | Scrapped/Junked | 122767 | S02D0073 | 2002 | WTRP | COBL - Coil Type Boiler | HWHT - Hot Water Heat | 12/31/2010
The Kiewit Luminarium | 345 Riverfront Dr | Omaha | NE | 68102 | Douglas | NE20730 | Scrapped/Junked | 151376 | G10H10151376 | 2010 | GIANNONI | WT - Water Tube Boiler | HWHT - Hot Water Heat | 12/31/2015
The Kiewit Luminarium | 345 Riverfront Dr | Omaha | NE | 68102 | Douglas | NE20731 | Scrapped/Junked | 151402 | G10H10151402 | 2010 | GIANNONI | WT - Water Tube Boiler | HWHT - Hot Water Heat | 12/31/2015
The Kiewit Luminarium | 345 Riverfront Dr | Omaha | NE | 68102 | Douglas | NE41798 | Active | 1332 | 21058 | 2021 | Fulton | FT - Firetube Boiler | HWHT - Hot Water Heat | 9/30/2026
The Kiewit Luminarium | 345 Riverfront Dr | Omaha | NE | 68102 | Douglas | NE41799 | Active | 1317 | 21056 | 2021 | Fulton | FT - Firetube Boiler | HWHT - Hot Water Heat | 9/30/2026
High Plains High School | 345 S Pine St | Polk | NE | 68654 | Polk | NE28691 | Active | 52351 | 1940116543643 | 2019 | AOSM | COBL - Coil Type Boiler | HWSD - Hot Water Dom/Potable | 1/31/2026
High Plains High School | 345 S Pine St | Polk | NE | 68654 | Polk | NE32245 | Active | n/a | K5522 | 1958 | Kewanee | FT - Firetube Boiler | STHT - Steam-Heat | 1/31/2026
High Plains High School | 345 S Pine St | Polk | NE | 68654 | Polk | NE37298 | Scrapped/Junked | n/a | 680 70 3E0008 | 1970 | AOSM | COBL - Coil Type Boiler | HWSD - Hot Water Dom/Potable | 1/31/2020
Chappell Methodist Church | 346 Babcock Ave | Chappell | NE | 69129 | Deuel | NE15751 | Active | 109873 | 00157123-200909 | 2009 | Peerless | SSCO - SS Coil Boiler | HWHT - Hot Water Heat | 12/31/2025
Chappell Methodist Church | 346 Babcock Ave | Chappell | NE | 69129 | Deuel | NE15752 | Active | 109871 | 00157122-200909 | 2009 | Peerless | SSCO - SS Coil Boiler | HWHT - Hot Water Heat | 12/31/2025
Chappell Methodist Church | 346 Babcock Ave | Chappell | NE | 69129 | Deuel | NE40459 | Scrapped/Junked |  |  | 1996 | DUNK | CI - Cast Iron | HWHT - Hot Water Heat | 12/31/2009
Cass County Courthouse | 346 Main St | Plattsmouth | NE | 68048-1957 | Cass | NE20058 | Scrapped/Junked | n/a | 211A-8474 | 1996 | Peerless | CI - Cast Iron | STHT - Steam-Heat | 3/31/2025
Cass County Courthouse | 346 Main St | Plattsmouth | NE | 68048-1957 | Cass | NE43546 | Active | 3090 | 23-HE030981023 | 2023 | Riello | WTSS - Watertube SS Steel | GLYC - Glycol Bldg Heat Sys | 7/31/2026
Cass County Courthouse | 346 Main St | Plattsmouth | NE | 68048-1957 | Cass | NE43547 | Active | 3084 | 23-HE030921023 | 2023 | Riello | WTSS - Watertube SS Steel | HWHT - Hot Water Heat | 7/31/2026
HIGHWAY/ZONING OFFICE | 346 Main St | Plattsmouth | NE | 68048-1957 | CASS | NE35273 | Inactive |  | 1-11-P | 1960 | CRANE |  | STHT - Steam-Heat | 5/31/2004
DEHY, INCORPORATED | 347 E Washington St | Fremont | NE | 68025-5578 | DODGE | NE02768 | Scrapped/Junked | 1346 | 2D1346 | 1965 | NEBRASKA BOILER | WT - Water Tube Boiler | PROC - Process Steam | 2/28/2004
Nova Therapeutic | 3473 Larimore Ave | Omaha | NE | 68111-2383 | Douglas | NE12767 | Inactive | 34522 | R2942 | 1980 | KEWA | FTFB - Firetube-Firebox Boiler | STHT - Steam-Heat | 7/31/2011
Brun's Coin Laundry | 349 W 3rd St | Chadron | NE | 69337-2317 | Dawes | NE07082 | Scrapped/Junked | 9859 | L-05-09859 | 2005 | AOSM | COBL - Coil Type Boiler | HWSP - Hot Water Non Potable Supply | 5/31/2016
Brun's Coin Laundry | 349 W 3rd St | Chadron | NE | 69337-2317 | Dawes | NE25401 | Scrapped/Junked | 15851 |  | 1981 | AO SMITH | WT - Water Tube Boiler | HWSP - Hot Water Non Potable Supply | 6/30/2006
Tabitha Homes | 3490 Ewoldt Homes | Grand Island | NE | 68803 | Hall | NE41390 | Active | 275565 | 275565 | 2020 | A O Smith | CHWH - ASME/Fired Water Heater | HWSD - Hot Water Dom/Potable | 10/31/2026
Tabitha Homes | 3490 Ewoldt Homes | Grand Island | NE | 68803 | Hall | NE41391 | Active | 283786 | 283786 | 2021 | A O Smith | CHWH - ASME/Fired Water Heater | HWSD - Hot Water Dom/Potable | 10/31/2026
Tabitha Homes | 3490 Ewoldt Homes | Grand Island | NE | 68803 | Hall | NE41392 | Active | 272948 | 272948 | 2020 | A O Smith | CHWH - ASME/Fired Water Heater | HWSD - Hot Water Dom/Potable | 10/31/2025
Tabitha Homes | 3490 Ewoldt Homes | Grand Island | NE | 68803 | Hall | NE41393 | Active | 283983 | 283983 | 2021 | A O Smith | CHWH - ASME/Fired Water Heater | HWSD - Hot Water Dom/Potable | 10/31/2026
Masonic Templecraft | 350 E 23rd St | Fremont | NE | 68025-2302 | Dodge | NE15605 | Scrapped/Junked | N/A | UNK | 1956 | Crane | CI - Cast Iron | HWHT - Hot Water Heat | 4/30/2016
Masonic Templecraft | 350 E 23rd St | Fremont | NE | 68025-2302 | Dodge | NE26093 | Active | 77873 | K08H10077873 | 2008 | Lochinvar | WTSS - Watertube SS Steel | HWHT - Hot Water Heat | 12/31/2026
Bldg demolished | 350 E 2nd St | Pilger | NE | 68768-4135 | Stanton | NE31290 | Scrapped/Junked |  | 661091 | 1967 | DAYN | AHWH - ANSI/Fired Water Htr | HWSD - Hot Water Dom/Potable | 7/31/2010
Bldg demolished | 350 E 2nd St | Pilger | NE | 68768-4135 | Stanton | NE32463 | Scrapped/Junked | n/a | N4710 | 1967 | Kewanee | FTFB - Firetube-Firebox Boiler | STHT - Steam-Heat | 1/31/2015
Alliance Liquid Feeds LLC | 350 E County Road T | Fremont | NE | 68025-8059 | Dodge | NE10936 | Scrapped/Junked | 25291 | 0-8336 | 1972 | Kewanee | FTSM - FTS Marine Dry Back | PROC - Process Steam | 5/31/2020
St Wenceslaus Church | 350 Elm St | Bee | NE | 68314 | Seward | NE13372 | Active | 8109 | A06H10008109 | 2005 | Lochinvar | SSCO - SS Coil Boiler | HWHT - Hot Water Heat | 11/30/2026
Taco John's | 350 N 168th Cir | Omaha | NE | 68118-4085 | Douglas | NE08103 | Scrapped/Junked | 1427 | ELS00775 | 2006 | Noritz | CHWH - ASME/Fired Water Heater | HWSD - Hot Water Dom/Potable | 7/31/2017
PENDLETON WOOLEN MILLS | 350 W 23rd St | Fremont | NE | 68025-2592 | DODGE | NE14055 | Inactive | 3051 |  | 1966 | WILLIAMS & DAVIS BOILERS | FT - Firetube Boiler | PROC - Process Steam | 6/30/2000
Prairie Fields Partnership | 350 W 23rd St Ste A | Fremont | NE | 68025-2592 | Dodge | NE09721 | Active | 12644 | 56764 | 2001 | Triad Boiler | FTVT - Firetube Vertical TB | HWHT - Hot Water Heat | 4/30/2026
First Surgicenter | 3500 Central Ave | Kearney | NE | 68847-2962 | Buffalo | NE23357 | Out of Service | 12727 | 21674 | 1997 | Emerson | ELBL - Electric Boiler | 0020 - Supp to Sterlizer/Autoclave | 1/31/2019
Security National Bank | 3500 Farnam St | Omaha | NE | 68131-3303 | Douglas | NE04454 | Scrapped/Junked | 0 | 211-8303 | 1984 | PEER | CI - Cast Iron | STHT - Steam-Heat | 1/31/2015
Security National Bank | 3500 Farnam St | Omaha | NE | 68131-3303 | Douglas | NE26130 | Active | 120946 | PG.80.18.1282 | 2014 | AIC Tuchom/Lochinvar | FTSS - Firetube Stainless Steel | HWHT - Hot Water Heat | 12/31/2026
The Landing Williamsburg | 3500 Faulkner Dr | Lincoln | NE | 68516-6634 | Lancaster | NE08763 | Active | 45986 | 86554 | 2000 | BRYA | WT - Water Tube Boiler | GLYC - Glycol Bldg Heat Sys | 10/31/2025
The Landing Williamsburg | 3500 Faulkner Dr | Lincoln | NE | 68516-6634 | Lancaster | NE08764 | Active | 45976 | 86553 | 2000 | BRYA | WT - Water Tube Boiler | GLYC - Glycol Bldg Heat Sys | 10/31/2025
The Landing Williamsburg | 3500 Faulkner Dr | Lincoln | NE | 68516-6634 | Lancaster | NE09656 | Scrapped/Junked | 1853 | 01W156 | 2001 | PENT | CPFT - Horiz Cpr Fin Boiler | SPAJ - Spa/Jacuzzi Heater | 10/31/2010
The Landing Williamsburg | 3500 Faulkner Dr | Lincoln | NE | 68516-6634 | Lancaster | NE09657 | Scrapped/Junked | 1870 | 01W480 | 2001 | PENT | CPFT - Horiz Cpr Fin Boiler | IPHT - Indoor Pool Heater | 10/31/2010
The Landing Williamsburg | 3500 Faulkner Dr | Lincoln | NE | 68516-6634 | Lancaster | NE17978 | Scrapped/Junked | 299547 | 0908299547 | 2009 | Raypak | CPPH - Ansi Cpr Fin Pool Heater | SPAJ - Spa/Jacuzzi Heater | 10/31/2018
The Landing Williamsburg | 3500 Faulkner Dr | Lincoln | NE | 68516-6634 | Lancaster | NE17979 | Scrapped/Junked | 309569 | 1005309569 | 2010 | Raypak | CPPH - Ansi Cpr Fin Pool Heater | IPHT - Indoor Pool Heater | 10/31/2022
The Landing Williamsburg | 3500 Faulkner Dr | Lincoln | NE | 68516-6634 | Lancaster | NE27429 | Active | 444119 | 1705444119 | 2017 | Raypak | CPPH - Ansi Cpr Fin Pool Heater | SPAJ - Spa/Jacuzzi Heater | 10/31/2025
The Landing Williamsburg | 3500 Faulkner Dr | Lincoln | NE | 68516-6634 | Lancaster | NE42110 | Active | 547722 | V332200582 | 2022 | Raypak | CPPH - Ansi Cpr Fin Pool Heater | IPHT - Indoor Pool Heater | 10/31/2025
Window Technologies | 3500 N 44th St | Lincoln | NE | 68504-1604 | Lancaster | NE05665 | Inactive | 9039 | 96-E6042 | 1996 | Les Inc/Aldrich Co | FTFB - Firetube-Firebox Boiler | HWHT - Hot Water Heat | 10/31/2008
Window Technologies | 3500 N 44th St | Lincoln | NE | 68504-1604 | Lancaster | NE18558 | Inactive |  | 90693H0479 | 1979 | A. O. Smith | WT - Water Tube Boiler | HWHT - Hot Water Heat | 10/31/2000
Window Technologies | 3500 N 44th St | Lincoln | NE | 68504-1604 | Lancaster | NE18559 | Inactive |  |  | 1980 | A. O. Smith | WT - Water Tube Boiler | HWHT - Hot Water Heat | 10/31/2000
Window Technologies | 3500 N 44th St | Lincoln | NE | 68504-1604 | Lancaster | NE24272 | Inactive | 9425 | 97-E6661 | 1997 | Les Inc/Aldrich Co | FTFB - Firetube-Firebox Boiler | HWHT - Hot Water Heat | 10/31/2008
Joseph Hayden | 3500 N 44th St | Lincoln | NE | 68504-1604 | Lancaster | NE01991 | Out of Service | 15510 | 06F-3417 | 2006 | ALES | FTVT - Firetube Vertical TB | HWHT - Hot Water Heat | 2/28/2010
Joseph Hayden | 3500 N 44th St | Lincoln | NE | 68504-1604 | Lancaster | NE01992 | Out of Service | 15512 | 06F-3419 | 2006 | ALES | FTVT - Firetube Vertical TB | HWHT - Hot Water Heat | 2/28/2010
Joseph Hayden | 3500 N 44th St | Lincoln | NE | 68504-1604 | Lancaster | NE01993 | Out of Service | 15511 | 06F-3418 | 2006 | ALES | FTVT - Firetube Vertical TB | HWHT - Hot Water Heat | 2/28/2010
Joseph Hayden | 3500 N 44th St | Lincoln | NE | 68504-1604 | Lancaster | NE05373 | Inactive | 8501 | 95-E5393 | 1995 | ALDRICH/LES | FTVT - Firetube Vertical TB | GLYC - Glycol Bldg Heat Sys | 2/28/2008
Joseph Hayden | 3500 N 44th St | Lincoln | NE | 68504-1604 | Lancaster | NE05374 | Inactive | 8502 | 95-E5394 | 1995 | ALDRICH/LES | FTVT - Firetube Vertical TB | GLYC - Glycol Bldg Heat Sys | 2/28/2008
Joseph Hayden | 3500 N 44th St | Lincoln | NE | 68504-1604 | Lancaster | NE05375 | Inactive | 8658 | 96-E5596 | 1996 | ALDRICH/LES | FT - Firetube Boiler | STHT - Steam-Heat | 2/28/2005
Travelers Lodge | 3500 N 6th St | Beatrice | NE | 68310-1121 | Gage | NE08392 | Out of Service | 84942 | URNG0100G01347 | 1999 | RHEEM | CHWH - ASME/Fired Water Heater | HWSD - Hot Water Dom/Potable | 4/30/2012
Travelers Lodge | 3500 N 6th St | Beatrice | NE | 68310-1121 | Gage | NE08393 | Scrapped/Junked | 82579 | URNG0599G04390 | 1999 | RHEE | CHWH - ASME/Fired Water Heater | HWSD - Hot Water Dom/Potable | 4/30/2007
Travelers Lodge | 3500 N 6th St | Beatrice | NE | 68310-1121 | Gage | NE20533 | Scrapped/Junked | 79308 |  | 1998 | RHEEM MANUFACTURING CO | CHWH - ASME/Fired Water Heater | HWSD - Hot Water Dom/Potable | 9/30/2000
Cathedral O'Risen Christ | 3500 Sheridan Blvd | Lincoln | NE | 68506-6127 | Lancaster | NE14780 | Active | n/a | M8957 | 1964 | Kewanee | FTFB - Firetube-Firebox Boiler | HWHT - Hot Water Heat | 3/31/2026
Cathedral O'Risen Christ | 3500 Sheridan Blvd | Lincoln | NE | 68506-6127 | Lancaster | NE14781 | Active | n/a | M3089 | 1962 | Kewanee | FTFB - Firetube-Firebox Boiler | HWHT - Hot Water Heat | 3/31/2026
Cathedral O'Risen Christ | 3500 Sheridan Blvd | Lincoln | NE | 68506-6127 | Lancaster | NE34472 | Scrapped/Junked | n/a | A6600 | 1953 | Fitzgibbons | FT - Firetube Boiler | STHT - Steam-Heat | 3/31/2014
Butler Gast YMCA | 3501 Ames Ave | Omaha | NE | 68111-2752 | Douglas | NE10655 | Out of Service | 6559 | 080228894 | 2002 | Rbi | WT - Water Tube Boiler | HWSP - Hot Water Non Potable Supply | 8/31/2020
Butler Gast YMCA | 3501 Ames Ave | Omaha | NE | 68111-2752 | Douglas | NE18388 | Scrapped/Junked | 45604 | 81379 | 1994 | Lattner Boiler Co | FTNF - Firetube Flueless | STHT - Steam-Heat | 8/31/2016
Butler Gast YMCA | 3501 Ames Ave | Omaha | NE | 68111-2752 | Douglas | NE18395 | Scrapped/Junked | 21620 |  | 1994 | WEBEN JARCO | WT - Water Tube Boiler | HWSD - Hot Water Dom/Potable | 6/30/2000
Butler Gast YMCA | 3501 Ames Ave | Omaha | NE | 68111-2752 | Douglas | NE18396 | Scrapped/Junked | 21612 | AJH702177 | 1994 | WEBJ | COBL - Coil Type Boiler | HWSD - Hot Water Dom/Potable | 2/28/2026
Butler Gast YMCA | 3501 Ames Ave | Omaha | NE | 68111-2752 | Douglas | NE18397 | Scrapped/Junked | 21613 | AJH702178 | 1994 | WEBJ | COBL - Coil Type Boiler | HWSD - Hot Water Dom/Potable | 2/28/2026
Butler Gast YMCA | 3501 Ames Ave | Omaha | NE | 68111-2752 | Douglas | NE24799 | Scrapped/Junked | 63730 |  | 1999 | WEBEN JARCO | COBL - Coil Type Boiler | HWSD - Hot Water Dom/Potable | 6/30/2003
Butler Gast YMCA | 3501 Ames Ave | Omaha | NE | 68111-2752 | Douglas | NE26656 | Scrapped/Junked | 107223 | 107223 | 2016 | Sussman/mr steam | ELBL - Electric Boiler | SAUN - Sauna Steam Room Heat | 2/28/2026
Butler Gast YMCA | 3501 Ames Ave | Omaha | NE | 68111-2752 | Douglas | NE41217 | Out of Service | 347673 | 19347673 | 2019 | Lochinvar | WT - Water Tube Boiler | IPHT - Indoor Pool Heater | 8/31/2022
Palm at Regency Square | 3501 Dakota Ave | South Sioux City | NE | 68776-3641 | Dakota | NE01502 | Scrapped/Junked | 58342 |  | 2000 | AOSM | COBL - Coil Type Boiler | HWSD - Hot Water Dom/Potable | 6/30/2009
Palm at Regency Square | 3501 Dakota Ave | South Sioux City | NE | 68776-3641 | Dakota | NE02134 | Inactive |  | 9154 | 1973 | KEWANEE | FTFB - Firetube-Firebox Boiler | HWHT - Hot Water Heat | 6/30/2001
Palm at Regency Square | 3501 Dakota Ave | South Sioux City | NE | 68776-3641 | Dakota | NE02168 | Scrapped/Junked |  |  | 1987 | BURNHAM COMM/INDUST |  | HWHT - Hot Water Heat | 6/30/2007
Palm at Regency Square | 3501 Dakota Ave | South Sioux City | NE | 68776-3641 | Dakota | NE02169 | Scrapped/Junked |  |  | 1987 | BURNHAM COMM/INDUST |  | HWHT - Hot Water Heat | 6/30/2007
Palm at Regency Square | 3501 Dakota Ave | South Sioux City | NE | 68776-3641 | Dakota | NE12235 | Scrapped/Junked | N/A | M745-07-2497 | 2007 | Patterson Kelley | CALU - Cast Aluminum | HWHT - Hot Water Heat | 2/28/2016
Palm at Regency Square | 3501 Dakota Ave | South Sioux City | NE | 68776-3641 | Dakota | NE12236 | Inactive | N/A | M749-07-2553 | 2007 | Patterson Kelley | CALU - Cast Aluminum | HWHT - Hot Water Heat | 2/28/2015
Palm at Regency Square | 3501 Dakota Ave | South Sioux City | NE | 68776-3641 | Dakota | NE15790 | Active | 59477 | 59477 | 2009 | Parker Boiler Company | WT - Water Tube Boiler | HWHT - Hot Water Heat | 2/28/2026
Palm at Regency Square | 3501 Dakota Ave | South Sioux City | NE | 68776-3641 | Dakota | NE15791 | Active | 59470 | 59470 | 2009 | Parker Boiler Company | WT - Water Tube Boiler | HWHT - Hot Water Heat | 2/28/2026
Palm at Regency Square | 3501 Dakota Ave | South Sioux City | NE | 68776-3641 | Dakota | NE17376 | Active | n/a | M460990 | 1971 | Kewanee | FTFB - Firetube-Firebox Boiler | HWHT - Hot Water Heat | 2/28/2026
Palm at Regency Square | 3501 Dakota Ave | South Sioux City | NE | 68776-3641 | Dakota | NE18525 | Scrapped/Junked |  | MJ95046021 | 1995 | AO SMITH | AHWH - ANSI/Fired Water Htr | HWSD - Hot Water Dom/Potable | 6/30/2000
Palm at Regency Square | 3501 Dakota Ave | South Sioux City | NE | 68776-3641 | Dakota | NE21560 | Scrapped/Junked | 33397 |  | 1996 | AOSM | WT - Water Tube Boiler | HWSD - Hot Water Dom/Potable | 6/30/2009
Palm at Regency Square | 3501 Dakota Ave | South Sioux City | NE | 68776-3641 | Dakota | NE21561 | Scrapped/Junked | 29492 |  | 1995 | AO SMITH | COBL - Coil Type Boiler | HWSD - Hot Water Dom/Potable | 6/30/2001
Palm at Regency Square | 3501 Dakota Ave | South Sioux City | NE | 68776-3641 | Dakota | NE26258 | Active | N/A | 10001-1238-03-16-00001 | 2015 | De-Dietrich | CI - Cast Iron | HWHT - Hot Water Heat | 2/28/2026
ConAgra Brands | 3501 Doolittle Plz | Omaha | NE | 68110-2662 | Douglas | NE12031 | Scrapped/Junked | 136626 | H03H05841 | 2003 | WTRP | COBL - Coil Type Boiler | HWHT - Hot Water Heat | 1/31/2010
ConAgra Brands | 3501 Doolittle Plz | Omaha | NE | 68110-2662 | Douglas | NE12032 | Scrapped/Junked | 136628 | H03H05843 | 2003 | WTRP | COBL - Coil Type Boiler | HWHT - Hot Water Heat | 1/31/2010
ConAgra Brands | 3501 Doolittle Plz | Omaha | NE | 68110-2662 | Douglas | NE12033 | Scrapped/Junked | 132651 | H03C01866 | 2003 | WTRP | COBL - Coil Type Boiler | HWHT - Hot Water Heat | 1/31/2010
ConAgra Brands | 3501 Doolittle Plz | Omaha | NE | 68110-2662 | Douglas | NE12034 | Scrapped/Junked | 136627 | H03H05842 | 2003 | WTRP | COBL - Coil Type Boiler | HWHT - Hot Water Heat | 1/31/2010
ConAgra Brands | 3501 Doolittle Plz | Omaha | NE | 68110-2662 | Douglas | NE12035 | Scrapped/Junked | 132067 | H03B01282 | 2002 | WTRP | COBL - Coil Type Boiler | HWHT - Hot Water Heat | 1/31/2010
ConAgra Brands | 3501 Doolittle Plz | Omaha | NE | 68110-2662 | Douglas | NE12036 | Scrapped/Junked | 136611 | H03H05826 | 2003 | WTRP | COBL - Coil Type Boiler | HWHT - Hot Water Heat | 1/31/2010
ConAgra Brands | 3501 Doolittle Plz | Omaha | NE | 68110-2662 | Douglas | NE12037 | Scrapped/Junked | 134311 | H03E03526 | 2003 | WTRP | COBL - Coil Type Boiler | HWHT - Hot Water Heat | 1/31/2010
ConAgra Brands | 3501 Doolittle Plz | Omaha | NE | 68110-2662 | Douglas | NE14859 | Scrapped/Junked | 105194 | F09H10105194 | 2009 | GIANNONI | WT - Water Tube Boiler | GLYC - Glycol Bldg Heat Sys | 2/28/2025
ConAgra Brands | 3501 Doolittle Plz | Omaha | NE | 68110-2662 | Douglas | NE14860 | Scrapped/Junked | 105221 | F09H1015221 | 2009 | GIANNONI | WT - Water Tube Boiler | GLYC - Glycol Bldg Heat Sys | 2/28/2025
ConAgra Brands | 3501 Doolittle Plz | Omaha | NE | 68110-2662 | Douglas | NE14861 | Scrapped/Junked | 107085 | C09H10107085 | 2009 | GIANNONI | WT - Water Tube Boiler | GLYC - Glycol Bldg Heat Sys | 2/28/2026
ConAgra Brands | 3501 Doolittle Plz | Omaha | NE | 68110-2662 | Douglas | NE14862 | Scrapped/Junked | 107207 | D0oH10107207 | 2009 | GIANNONI | WT - Water Tube Boiler | GLYC - Glycol Bldg Heat Sys | 2/28/2026
ConAgra Brands | 3501 Doolittle Plz | Omaha | NE | 68110-2662 | Douglas | NE43571 | Active | 563574 | N1.22.26.00059 | 2022 | Lochinvar | WTSS - Watertube SS Steel | GLYC - Glycol Bldg Heat Sys | 2/28/2026
ConAgra Brands | 3501 Doolittle Plz | Omaha | NE | 68110-2662 | Douglas | NE43572 | Active | 627324 | N1.24.45.00043 | 2024 | Lochinvar | WTSS - Watertube SS Steel | GLYC - Glycol Bldg Heat Sys | 2/28/2026
ConAgra Brands | 3501 Doolittle Plz | Omaha | NE | 68110-2662 | Douglas | NE43792 | Active | 604718 | N1.24.05.00001 | 2024 | Sermeta | WTSS - Watertube SS Steel | HWHT - Hot Water Heat | 2/28/2026
ConAgra Brands | 3501 Doolittle Plz | Omaha | NE | 68110-2662 | Douglas | NE43793 | Active | 569943 | N1.22.38.00166 | 2022 | Sermeta | WTSS - Watertube SS Steel | HWHT - Hot Water Heat | 2/28/2026
WOWT-TV | 3501 Farnam St | Omaha | NE | 68131-3301 | Douglas | NE11603 | Inactive | 33750 | R2182 | 1980 | Kewanee | FTFB - Firetube-Firebox Boiler | HWHT - Hot Water Heat | 5/31/2022
WOWT-TV | 3501 Farnam St | Omaha | NE | 68131-3301 | Douglas | NE11604 | Inactive | 33545 | R2037 | 1980 | Kewanee | FTFB - Firetube-Firebox Boiler | HWHT - Hot Water Heat | 5/31/2022
vacant bldg | 3501 S 84th St | Omaha | NE | 68124-4056 | Douglas | NE35224 | Out of Service | 39328 | R-7881 | 1981 | Kewanee | FTFB - Firetube-Firebox Boiler | HWHT - Hot Water Heat | 10/31/2016
WALMART # 3395 | 3501 S Locust St | Grand Island | NE | 68801-8853 | HALL | NE06224 | Exempt | 57701 | 57701 | 2004 | STANDARD REFRIGERATION | HTNK - Horizontal UFPV | REFR - Refrigerant Storage/Supp | 9/30/2005
WALMART # 3395 | 3501 S Locust St | Grand Island | NE | 68801-8853 | HALL | NE06225 | Exempt | 57699 | 57699 | 2004 | STANDARD REFRIGERATION | HTNK - Horizontal UFPV | REFR - Refrigerant Storage/Supp | 9/30/2005
WALMART # 3395 | 3501 S Locust St | Grand Island | NE | 68801-8853 | HALL | NE06276 | Exempt | 57621 | 57621 | 2004 | STANDARD REFRIGERATION | HTNK - Horizontal UFPV | REFR - Refrigerant Storage/Supp | 9/30/2005
WALMART # 3395 | 3501 S Locust St | Grand Island | NE | 68801-8853 | HALL | NE06277 | Exempt | 57627 | 57627 | 2004 | STANDARD REFRIGERATION | HTNK - Horizontal UFPV | REFR - Refrigerant Storage/Supp | 9/30/2005
BEACON HILL APTS | 3502 N 93RD | OMAHA | NE | 68134-4740 | Douglas | NE21614 | Exempt 1999 LB-66 |  | 00886401312 | 1988 | RHEEM MANUFACTURING CO | AHWH - ANSI/Fired Water Htr | HWSD - Hot Water Dom/Potable | 5/31/1999
Green Lodge Apartments | 3503-3507 Jones St | Omaha | NE | 68105 | Douglas | NE04831 | Active | 20142 | N/A | 1950 | Kewanee | FTFB - Firetube-Firebox Boiler | STHT - Steam-Heat | 12/31/2025
GREEN LODGE APARTMENTS | 3503-3507 JONES ST | OMAHA | NE | 68131 | Douglas | NE20355 | Exempt 1999 LB-66 |  | A852408127 | 1985 | AMERICAN APPLIANCE | AHWH - ANSI/Fired Water Htr | HWSD - Hot Water Dom/Potable | 9/30/1999
RAINBOW DENTAL CLINIC | 3504 Leavenworth St | Omaha | NE | 68105-1919 | Douglas | NE12804 | Inactive |  | G405 | 1969 | AMERICAN STANDARD |  | STHT - Steam-Heat | 4/30/1996
BEACON HILL APTS | 3504 N 93RD | OMAHA | NE | 68134-4740 | Douglas | NE21615 | Exempt 1999 LB-66 |  | 1168-77094 | 1994 | RUUD | AHWH - ANSI/Fired Water Htr | HWSD - Hot Water Dom/Potable | 5/31/1999
NEW TOWNE WEST APT | 3505 N 103 PL | OMAHA | NE | 68134-3542 | Douglas | NE21741 | Exempt 1999 LB-66 |  | AL-860132288 | 1986 | AO SMITH | AHWH - ANSI/Fired Water Htr | HWSD - Hot Water Dom/Potable | 2/29/2000
LAKE FOREST APARTMENTS | 3505 N 113th Plz | Omaha | NE | 68164-2772 | Douglas | NE21715 | Exempt 1999 LB-66 |  | 0384402254 | 1984 | RUUD | AHWH - ANSI/Fired Water Htr | HWSD - Hot Water Dom/Potable | 11/30/1999
BEACON HILL APTS | 3505 N 93rd Ave | Omaha | NE | 68134-4665 | Douglas | NE21620 | Exempt 1999 LB-66 |  | 16975036 | 1969 | RUUD | AHWH - ANSI/Fired Water Htr | HWSD - Hot Water Dom/Potable | 5/31/1999
Franklin Elementary | 3506 Franklin St | Omaha | NE | 68111-4151 | Douglas | NE05088 | Scrapped/Junked |  | LE93-002648880 | 1993 | AO SMITH | CHWH - ASME/Fired Water Heater | HWSD - Hot Water Dom/Potable | 12/31/2007
Franklin Elementary | 3506 Franklin St | Omaha | NE | 68111-4151 | Douglas | NE26687 | Active | 297567 | 1639103488607 | 2016 | Lochinvar | COND - Condenser | HWHT - Hot Water Heat | 12/31/2026
Franklin Elementary | 3506 Franklin St | Omaha | NE | 68111-4151 | Douglas | NE26688 | Active | 297568 | 1639103488613 | 2016 | Lochinvar | COND - Condenser | HWHT - Hot Water Heat | 12/31/2026
Franklin Elementary | 3506 Franklin St | Omaha | NE | 68111-4151 | Douglas | NE34381 | Scrapped/Junked | 34076 | n/a | 1980 | Kewanee | FTFB - Firetube-Firebox Boiler | HWHT - Hot Water Heat | 12/31/2016
Franklin Elementary | 3506 Franklin St | Omaha | NE | 68111-4151 | Douglas | NE34382 | Scrapped/Junked | 34079 | n/a | 1980 | KEWA | FTFB - Firetube-Firebox Boiler | HWHT - Hot Water Heat | 12/31/2016
Franklin Elementary | 3506 Franklin St | Omaha | NE | 68111-4151 | Douglas | NE34383 | Scrapped/Junked | 34070 | n/a | 1980 | KEWA | FTFB - Firetube-Firebox Boiler | HWHT - Hot Water Heat | 12/31/2016
NEW TOWNE WEST APT | 3506 N 102 PL | OMAHA | NE | 68134-3502 | Douglas | NE21743 | Exempt 1999 LB-66 |  | F-71-1735 | 1971 | CRANE | AHWH - ANSI/Fired Water Htr | HWSD - Hot Water Dom/Potable | 2/29/2000
LAKE FOREST APARTMENTS | 3506 N 113th Plz | Omaha | NE | 68164-2773 | Douglas | NE21714 | Exempt 1999 LB-66 |  | 0785402551 | 1985 | RUUD | AHWH - ANSI/Fired Water Htr | HWSD - Hot Water Dom/Potable | 11/30/1999
Tide Dry Cleaners | 3506 N 147th St | Omaha | NE | 68116-8141 | Douglas | NE23753 | Active | 115046 | PU72LL | 2013 | Fulton | VTNT - Vertical Tubeless | PROC - Process Steam | 6/30/2026
NEW TOWNE WEST APT | 3507 N 103 PL | OMAHA | NE | 68134-3541 | Douglas | NE21740 | Exempt 1999 LB-66 |  | 84-4600216A | 1984 | PRESTIGE | AHWH - ANSI/Fired Water Htr | HWSD - Hot Water Dom/Potable | 2/29/2000
BEACON HILL APTS | 3507 N 93rd Ave | Omaha | NE | 68134-4664 | Douglas | NE21621 | Exempt 1999 LB-66 |  | 16975039 | 1969 | RUUD | AHWH - ANSI/Fired Water Htr | HWSD - Hot Water Dom/Potable | 5/31/1999
BEACON HILL APTS | 3509 N 93rd Ave | Omaha | NE | 68134-4675 | Douglas | NE21616 | Exempt 1999 LB-66 |  | 46973005 | 1969 | RUUD | AHWH - ANSI/Fired Water Htr | HWSD - Hot Water Dom/Potable | 5/31/1999
Denny's Resturant | 3509 S 84th St | Omaha | NE | 68124-4012 | Douglas | NE43026 | Active | 576020 | D1.22.48.00066 | 2022 | Lochinvar | WTHW - Watertube Wtr Heater | HWSD - Hot Water Dom/Potable | 1/31/2025
Gertrude Street Apartments | 3510 Gertrude St | Bellevue | NE | 68147-1264 | Sarpy | NE06730 | Scrapped/Junked | N/A | 549110 | 1989 | Slant Fin | CPFT - Horiz Cpr Fin Boiler | HWHT - Hot Water Heat | 12/31/2015
Gertrude Street Apartments | 3510 Gertrude St | Bellevue | NE | 68147-1264 | Sarpy | NE10233 | Inactive | 17572 | 110644442 | 2006 | Rbi | CPFH - Copper Fin Water Heater | HWHT - Hot Water Heat | 12/31/2023
ONE JAKE'S PLACE | 3510 Gertrude St | Bellevue | NE | 68147-1264 | SARPY | NE06731 | Scrapped/Junked |  | 1893671 | 1989 | LOCHINVAR | CPFT - Horiz Cpr Fin Boiler | HWHT - Hot Water Heat | 12/31/2006
BEACON HILL APTS | 3511 N 93rd Ave | Omaha | NE | 68134-4674 | Douglas | NE21617 | Exempt 1999 LB-66 |  | L95216137 | 1995 | STATE INDUSTRIES | AHWH - ANSI/Fired Water Htr | HWSD - Hot Water Dom/Potable | 5/31/1999
Field Club Elementary | 3512 Walnut St | Omaha | NE | 68105-2454 | Douglas | NE34747 | Active | 38711 | n/a | 1985 | Kewanee | FTFB - Firetube-Firebox Boiler | HWHT - Hot Water Heat | 12/31/2025
Field Club Elementary | 3512 Walnut St | Omaha | NE | 68105-2454 | Douglas | NE34748 | Active | 38712 | n/a | 1985 | KEWA | FTFB - Firetube-Firebox Boiler | HWHT - Hot Water Heat | 12/31/2025
Field Club Elementary | 3512 Walnut St | Omaha | NE | 68105-2454 | Douglas | NE34749 | Active | 38713 | n/a | 1985 | KEWA | FTFB - Firetube-Firebox Boiler | HWHT - Hot Water Heat | 12/31/2025
Field Club Elementary | 3512 Walnut St | Omaha | NE | 68105-2454 | Douglas | NE37715 | Scrapped/Junked | 42123 |  | 1985 | RHEEM MANUFACTURING CO | CHWH - ASME/Fired Water Heater | HWSD - Hot Water Dom/Potable | 12/31/2004
BEACON HILL APTS | 3513 N 93rd Ave | Omaha | NE | 68134-4673 | Douglas | NE21618 | Exempt 1999 LB-66 |  | GJ-9016741 | 1990 | BRADFORD-WHITE | AHWH - ANSI/Fired Water Htr | HWSD - Hot Water Dom/Potable | 5/31/1999
Hood Packaging Co | 3514 S 25th St | Omaha | NE | 68105-4065 | Douglas | NE35539 | Scrapped/Junked | 28075 | P 5833 | 1976 | Kewannee | FT - Firetube Boiler | STHT - Steam-Heat | 3/31/2019
Hood Packaging Co | 3514 S 25th St | Omaha | NE | 68105-4065 | Douglas | NE35540 | Scrapped/Junked | 28092 | P 5836 | 1976 | Kewannee | FT - Firetube Boiler | STHT - Steam-Heat | 3/31/2019
Hood Packaging Co | 3514 S 25th St | Omaha | NE | 68105-4065 | Douglas | NE35594 | Scrapped/Junked | 28104 | P5595 | 1976 | Kewannee | FT - Firetube Boiler | STHT - Steam-Heat | 3/31/2019
Heartland Surgery Center | 3515 30th Ave | Kearney | NE | 68845-2298 | Buffalo | NE08329 | Active | 11156 | 00E-8966 | 2000 | ALES | FTVT - Firetube Vertical TB | HWHT - Hot Water Heat | 11/30/2026
Heartland Surgery Center | 3515 30th Ave | Kearney | NE | 68845-2298 | Buffalo | NE08330 | Active | 11157 | 00E-8967 | 2000 | ALES | FTVT - Firetube Vertical TB | HWHT - Hot Water Heat | 11/30/2026
Heartland Surgery Center | 3515 30th Ave | Kearney | NE | 68845-2298 | Buffalo | NE08331 | Scrapped/Junked | 16720 | 24916 | 2001 | Chromalox | ELBL - Electric Boiler | HUMI - Humidifier/Humidity Contr | 11/30/2014
Heartland Surgery Center | 3515 30th Ave | Kearney | NE | 68845-2298 | Buffalo | NE27388 | Scrapped/Junked | 15305 | 23925 | 1999 | Steris Corp | ELBL - Electric Boiler | PROC - Process Steam | 11/30/2024
Heartland Surgery Center | 3515 30th Ave | Kearney | NE | 68845-2298 | Buffalo | NE27389 | Scrapped/Junked | 18945 | 27137 | 1999 | Steris Corp | ELBL - Electric Boiler | PROC - Process Steam | 11/30/2024
Heartland Surgery Center | 3515 30th Ave | Kearney | NE | 68845-2298 | Buffalo | NE27390 | Active | 4897 | 44897 | 2013 | Steris Corp | ELBL - Electric Boiler | PROC - Process Steam | 11/30/2026
Heartland Surgery Center | 3515 30th Ave | Kearney | NE | 68845-2298 | Buffalo | NE27391 | Active | 4898 | 44898 | 2013 | Steris Corp | ELBL - Electric Boiler | PROC - Process Steam | 11/30/2026
Heartland Surgery Center | 3515 30th Ave | Kearney | NE | 68845-2298 | Buffalo | NE42410 | Active | 31951 | 0123012 | 2023 | Steris Corp | STER - Sterilizer | STER - Sterilizer | 11/30/2026
Heartland Surgery Center | 3515 30th Ave | Kearney | NE | 68845-2298 | Buffalo | NE42411 | Active | 31927 | 1222294 | 2022 | Steris Corp | STER - Sterilizer | STER - Sterilizer | 11/30/2026
ST TERESA'S CONVENT | 3515 Laura Ave | Lincoln | NE | 68510-3337 | LANCASTER | NE39124 | Scrapped/Junked |  | K-21A313628 | 1956 | BRYANT |  | HWHT - Hot Water Heat | 8/31/2005
LAKE FOREST APARTMENTS | 3515 N 113th Plz | Omaha | NE | 68164-2774 | Douglas | NE21716 | Exempt 1999 LB-66 |  | 0384402259 | 1984 | RUUD | AHWH - ANSI/Fired Water Htr | HWSD - Hot Water Dom/Potable | 11/30/1999
BEACON HILL APTS | 3515 N 93rd Ave | Omaha | NE | 68134-4672 | Douglas | NE21619 | Exempt 1999 LB-66 |  | 469-73008 | 1969 | RUUD | AHWH - ANSI/Fired Water Htr | HWSD - Hot Water Dom/Potable | 5/31/1999
St Thomas More School | 3515 S 48th Ave | Omaha | NE | 68106-4532 | Douglas | NE16123 | Scrapped/Junked | n/a | W236 | 1960 | MKTF | FT - Firetube Boiler | 0021 - Steam Supp Cooker/Kettle | 1/31/2017
St Thomas More School | 3515 S 48th Ave | Omaha | NE | 68106-4532 | Douglas | NE32670 | Out of Service | 13066 | L-20690 | 1959 | Cleaver Brooks | FTSM - FTS Marine Dry Back | HWHT - Hot Water Heat | 1/31/2018
St Thomas More School | 3515 S 48th Ave | Omaha | NE | 68106-4532 | Douglas | NE32671 | Scrapped/Junked | 13065 | L-20689 | 1959 | Cleaver Brooks | FTSM - FTS Marine Dry Back | HWHT - Hot Water Heat | 1/31/2018
NEW TOWNE WEST APT | 3516 N 102 PL | OMAHA | NE | 68134-3503 | Douglas | NE21742 | Exempt 1999 LB-66 |  | F-71-1807 | 1971 | CRANE | AHWH - ANSI/Fired Water Htr | HWSD - Hot Water Dom/Potable | 2/29/2000
LAKE FOREST APARTMENTS | 3516 N 112th Plz # M | Omaha | NE | 68164-2833 | Douglas | NE21720 | Exempt 1999 LB-66 |  | MB96-0497104960 | 1996 | AO SMITH | AHWH - ANSI/Fired Water Htr | HWSD - Hot Water Dom/Potable | 11/30/1999
LAKE FOREST APARTMENTS | 3516 N 113th Plz | Omaha | NE | 68164-2775 | Douglas | NE21713 | Exempt 1999 LB-66 |  | 0284402423 | 1984 | RUUD | AHWH - ANSI/Fired Water Htr | HWSD - Hot Water Dom/Potable | 11/30/1999
Kidney Dialysis Center | 3516 Richmond Cir | Grand Island | NE | 68803-4965 | Hall | NE01620 | Scrapped/Junked | 97422 | 1003G00820/97422 | 2003 | RHEEM | CHWH - ASME/Fired Water Heater | HWSD - Hot Water Dom/Potable | 5/31/2011
Kidney Dialysis Center | 3516 Richmond Cir | Grand Island | NE | 68803-4965 | Hall | NE19863 | Scrapped/Junked | 155900 | 1109M000778 | 2011 | AO SMITH | CHWH - ASME/Fired Water Heater | HWSD - Hot Water Dom/Potable | 6/30/2017
Kidney Dialysis Center | 3516 Richmond Cir | Grand Island | NE | 68803-4965 | Hall | NE26887 | Scrapped/Junked | 130096 | 130096 | 2008 | AO SMITH | CHWH - ASME/Fired Water Heater | HWSD - Hot Water Dom/Potable | 4/30/2023
Kidney Dialysis Center | 3516 Richmond Cir | Grand Island | NE | 68803-4965 | Hall | NE41687 | Active | 301094 | 301094 | 2023 | AO SMITH | CHWH - ASME/Fired Water Heater | HWSD - Hot Water Dom/Potable | 4/30/2024
APARTMENT BUILDING | 3518 LINCOLN | EMMET | NE | 68734 | HOLT | NE18404 | Exempt |  |  | 1940 | PACIFIC | FT - Firetube Boiler | HWHT - Hot Water Heat | 6/30/1997
Campbell Apartments | 3519 Cuming St | Omaha | NE | 68131-1968 | Douglas | NE35329 | Scrapped/Junked |  |  | 1985 | Peerless Heater Company | CI - Cast Iron | STHT - Steam-Heat | 3/31/2002
Apartment Bldg | 3519 Cuming St | Omaha | NE | 68131-1968 | Douglas | NE09594 | Scrapped/Junked | n/a | 363369-200106 | 2001 | Peerless | CI - Cast Iron | STHT - Steam-Heat | 2/28/2011
Dodge Elementary School | 3520 Maplewood Blvd | Omaha | NE | 68134-4562 | Douglas | NE05341 | Exempt 1999 LB-66 |  | 0008762841 | 1987 | BRADFORD-WHITE | AHWH - ANSI/Fired Water Htr | HWSD - Hot Water Dom/Potable | 6/30/2000
Dodge Elementary School | 3520 Maplewood Blvd | Omaha | NE | 68134-4562 | Douglas | NE05342 | Exempt 1999 LB-66 |  | 0000196577 | 1991 | AO SMITH | AHWH - ANSI/Fired Water Htr | HWSD - Hot Water Dom/Potable | 6/30/2000
Dodge Elementary School | 3520 Maplewood Blvd | Omaha | NE | 68134-4562 | Douglas | NE28050 | Active | 4840 | 17-HEO34752118 | 2018 | Riello | WT - Water Tube Boiler | HWHT - Hot Water Heat | 12/31/2025
Dodge Elementary School | 3520 Maplewood Blvd | Omaha | NE | 68134-4562 | Douglas | NE28051 | Active | 4839 | 18-HEO3472118 | 2018 | Riello | WT - Water Tube Boiler | HWHT - Hot Water Heat | 12/31/2025
Dodge Elementary School | 3520 Maplewood Blvd | Omaha | NE | 68134-4562 | Douglas | NE28052 | Active | 4842 | 18-HE034772118 | 2018 | Riello | WT - Water Tube Boiler | HWHT - Hot Water Heat | 12/31/2025
Dodge Elementary School | 3520 Maplewood Blvd | Omaha | NE | 68134-4562 | Douglas | NE28053 | Active | 4829 | HE934642118 | 2018 | Riello | WT - Water Tube Boiler | HWHT - Hot Water Heat | 12/31/2025
Dodge Elementary School | 3520 Maplewood Blvd | Omaha | NE | 68134-4562 | Douglas | NE28054 | Active | 4830 | HE034652118 | 2018 | Riello | WT - Water Tube Boiler | HWHT - Hot Water Heat | 12/31/2025
Dodge Elementary School | 3520 Maplewood Blvd | Omaha | NE | 68134-4562 | Douglas | NE28055 | Active | 4831 | HE034662118 | 2018 | Riello | WT - Water Tube Boiler | HWHT - Hot Water Heat | 12/31/2025
Dodge Elementary School | 3520 Maplewood Blvd | Omaha | NE | 68134-4562 | Douglas | NE31772 | Scrapped/Junked | n/a | M6772 | 1964 | Kewanee | FTFB - Firetube-Firebox Boiler | STHT - Steam-Heat | 12/31/2018
Dodge Elementary School | 3520 Maplewood Blvd | Omaha | NE | 68134-4562 | Douglas | NE31773 | Scrapped/Junked | n/a | M6779 | 1964 | Kewanee | FTFB - Firetube-Firebox Boiler | STHT - Steam-Heat | 12/31/2019
BMO | 3520 N 90th St | Omaha | NE | 68134-4125 | Douglas | NE05099 | Scrapped/Junked | 9078 | N9078 | 1985 | HYDROTHERM/ADV THER HYD |  | HWHT - Hot Water Heat | 4/30/2005
South Sioux City Family Healthcare | 3520 Plaza Dr | South Sioux City | NE | 68776 | Dakota | NE19093 | Active | 160490 | I10H10160490 | 2010 | Lochinvar | WTSS - Watertube SS Steel | GLYC - Glycol Bldg Heat Sys | 3/31/2026
FOX RUN APARTMENTS | 3521 S 70th St | Omaha | NE | 68106-4131 | Douglas | NE23921 | Exempt 1999 LB-66 |  | 9433 | 1993 | AO SMITH | AHWH - ANSI/Fired Water Htr | HWSD - Hot Water Dom/Potable | 8/31/1999
Apartment Building | 3525 Cuming St | Omaha | NE | 68131-1967 | Douglas | NE21749 | Active | n/a | 61-812961195 | 1995 | Peerless | CI - Cast Iron | HWHT - Hot Water Heat | 12/31/2025
Maple Ridge Adult Living | 3525 N 167th Cir | Omaha | NE | 68116-2376 | Douglas | NE07320 | Scrapped/Junked | 117477 | 117477 | 2005 | Pvi | CHWH - ASME/Fired Water Heater | HWDP - Hotwater Heat & Dom Supply | 12/31/2023
Maple Ridge Adult Living | 3525 N 167th Cir | Omaha | NE | 68116-2376 | Douglas | NE07321 | Scrapped/Junked | 117478 | 117478 | 2005 | Pvi | CHWH - ASME/Fired Water Heater | HWSP - Hot Water Non Potable Supply | 12/31/2023
Maple Ridge Adult Living | 3525 N 167th Cir | Omaha | NE | 68116-2376 | Douglas | NE07322 | Active | 117476 | 117476 | 2005 | Pvi | CHWH - ASME/Fired Water Heater | HWDP - Hotwater Heat & Dom Supply | 12/31/2026
Maple Ridge Adult Living | 3525 N 167th Cir | Omaha | NE | 68116-2376 | Douglas | NE07323 | Active | 117479 | 117479 | 2005 | Pvi | CHWH - ASME/Fired Water Heater | HWDP - Hotwater Heat & Dom Supply | 12/31/2026
FOX RUN APARTMENTS | 3525 S 70th St | Omaha | NE | 68106-4113 | Douglas | NE23922 | Exempt 1999 LB-66 |  | 5160 | 1993 | AO SMITH | AHWH - ANSI/Fired Water Htr | HWSD - Hot Water Dom/Potable | 8/31/1999
LAKE FOREST APARTMENTS | 3526 N 113th Plz | Omaha | NE | 68164-2703 | Douglas | NE21719 | Exempt 1999 LB-66 |  | 1089401663 | 1989 | RHEEM MANUFACTURING CO | AHWH - ANSI/Fired Water Htr | HWSD - Hot Water Dom/Potable | 11/30/1999
FOX RUN APARTMENTS | 3526 S 69th Plz | Omaha | NE | 68106-4157 | Douglas | NE24081 | Exempt 1999 LB-66 |  | 11968 | 1997 | BRADFORD-WHITE | AHWH - ANSI/Fired Water Htr | HWSD - Hot Water Dom/Potable | 8/31/1999
Creighton University/Psychiatry Clinic | 3528 Dodge St | Omaha | NE | 68131-3202 | Douglas | NE03465 | Scrapped/Junked | n/a | B1J5-3 | 1967 | Weil-Mcclain | CI - Cast Iron | HWHT - Hot Water Heat | 4/30/2013
St Mary's Parish | 3529 Q St | Omaha | NE | 68107-2522 | Douglas | NE20362 | Active | n/a | 211A-10374-1294 | 1995 | Peerless | CI - Cast Iron | STHT - Steam-Heat | 2/28/2027
St Mary's Parish | 3529 Q St | Omaha | NE | 68107-2522 | Douglas | NE20363 | Active | 58081 | J959613 | 1995 | Lochinvar | CPFT - Horiz Cpr Fin Boiler | HWHT - Hot Water Heat | 2/28/2027
St Mary's Parish | 3529 Q St | Omaha | NE | 68107-2522 | Douglas | NE24431 | Scrapped/Junked | 58082 | J959614 | 1995 | Lochinvar | CPFT - Horiz Cpr Fin Boiler | HWHT - Hot Water Heat | 2/28/2022
WALMART # 1326 | 3530 W 13th St | Grand Island | NE | 68803-3301 | HALL | NE06278 | Exempt | 58431 | 58431 | 2005 | STANDARD REFRIGERATION | HTNK - Horizontal UFPV | REFR - Refrigerant Storage/Supp | 9/30/2005
WALMART # 1326 | 3530 W 13th St | Grand Island | NE | 68803-3301 | HALL | NE06279 | Exempt | 57916 | 57916 | 2004 | STANDARD REFRIGERATION | HTNK - Horizontal UFPV | REFR - Refrigerant Storage/Supp | 9/30/2005
WALMART # 1326 | 3530 W 13th St | Grand Island | NE | 68803-3301 | HALL | NE06280 | Exempt | 58461 | 58461 | 2005 | STANDARD REFRIGERATION | HTNK - Horizontal UFPV | REFR - Refrigerant Storage/Supp | 9/30/2005
WALMART # 1326 | 3530 W 13th St | Grand Island | NE | 68803-3301 | HALL | NE06281 | Exempt | 58473 | 58473 | 2005 | STANDARD REFRIGERATION | HTNK - Horizontal UFPV | REFR - Refrigerant Storage/Supp | 9/30/2005
VALENTINO'S | 3531 Progressive Rd | Seward | NE | 68434-7653 | SEWARD | NE40895 | Scrapped/Junked | 78145 | URNG0398G05088 | 1998 | RHEEM MANUFACTURING CO | CHWH - ASME/Fired Water Heater | HWSD - Hot Water Dom/Potable | 9/30/2007
FOX RUN APARTMENTS | 3531 S 70th St | Omaha | NE | 68106-4128 | Douglas | NE23920 | Exempt 1999 LB-66 |  | 3313 | 1995 | AO SMITH | AHWH - ANSI/Fired Water Htr | HWSD - Hot Water Dom/Potable | 8/31/1999
FAMILY RESOURCES CENTER | 3532 W Capital Ave | Grand Island | NE | 68803-1205 | HALL | NE40135 | Inactive | 31657 | R0055 | 1978 | KEWANEE | FTFB - Firetube-Firebox Boiler | STHT - Steam-Heat | 10/31/2006
Grand Island Regional Medical Center | 3533 Prairieview St | Grand Island | NE | 68803-4409 | Hall | NE28222 | Active | 1098 | N-18-0817 | 2018 | Aerco | VTWT - Vert Watertube | HWHP - Hot Water Heat & Nonpotable | 10/31/2026
Grand Island Regional Medical Center | 3533 Prairieview St | Grand Island | NE | 68803-4409 | Hall | NE28223 | Active | 1096 | N-18-0185 | 2018 | Aerco | VTWT - Vert Watertube | HWHP - Hot Water Heat & Nonpotable | 10/31/2026
Grand Island Regional Medical Center | 3533 Prairieview St | Grand Island | NE | 68803-4409 | Hall | NE28247 | Active | 86141 | 17WHTX.1130.729 | 2018 | PVI Industries | FTSS - Firetube Stainless Steel | HWSD - Hot Water Dom/Potable | 10/31/2026
Grand Island Regional Medical Center | 3533 Prairieview St | Grand Island | NE | 68803-4409 | Hall | NE28248 | Active | 75170 | 17WHTX.1130.100 | 2018 | PVI Industries | FTSS - Firetube Stainless Steel | HWSD - Hot Water Dom/Potable | 10/31/2026
Grand Island Regional Medical Center | 3533 Prairieview St | Grand Island | NE | 68803-4409 | Hall | NE28249 | Active | 84288 | 17WHTX..1130.660 | 2018 | PVI Industries | FTSS - Firetube Stainless Steel | HWSD - Hot Water Dom/Potable | 10/31/2026
Grand Island Regional Medical Center | 3533 Prairieview St | Grand Island | NE | 68803-4409 | Hall | NE28266 | Active | 10639 | 50639 | 2019 | Steris Corp | ELBL - Electric Boiler | STER - Sterilizer | 10/31/2026
Grand Island Regional Medical Center | 3533 Prairieview St | Grand Island | NE | 68803-4409 | Hall | NE28267 | Active | 10638 | 50638 | 2019 | Steris Corp | ELBL - Electric Boiler | STER - Sterilizer | 10/31/2026
Grand Island Regional Medical Center | 3533 Prairieview St | Grand Island | NE | 68803-4409 | Hall | NE28270 | Active | 23232 | FB1325-100W-1 | 2018 | Hurst | FT - Firetube Boiler | HWHT - Hot Water Heat | 10/31/2026
Community Education Ctr | 3534 S 108th St | Omaha | NE | 68144-4910 | Douglas | NE24739 | Active | 1007 | 601007 | 1998 | WEBEN JARCO | COBL - Coil Type Boiler | HWSD - Hot Water Dom/Potable | 1/31/2026
Community Education Ctr | 3534 S 108th St | Omaha | NE | 68144-4910 | Douglas | NE33388 | Active | n/a | M-5139 | 1963 | Kewanee | FTSM - FTS Marine Dry Back | STHT - Steam-Heat | 1/31/2026
Community Education Ctr | 3534 S 108th St | Omaha | NE | 68144-4910 | Douglas | NE33389 | Active | n/a | M6992 | 1962 | Kewanee | FTSM - FTS Marine Dry Back | STHT - Steam-Heat | 1/31/2026
Paddock Road Elementary | 3535 Paddock Rd | Omaha | NE | 68124-3827 | Douglas | NE25604 | Scrapped/Junked | 63082 | 63082 | 1999 | Weben-Jarco | COBL - Coil Type Boiler | HWSD - Hot Water Dom/Potable | 7/31/2016
Paddock Road Elementary | 3535 Paddock Rd | Omaha | NE | 68124-3827 | Douglas | NE27679 | Active | 74700 | G-16-1238 | 2016 | Aerco | WT - Water Tube Boiler | HWHT - Hot Water Heat | 7/31/2026
Paddock Road Elementary | 3535 Paddock Rd | Omaha | NE | 68124-3827 | Douglas | NE27680 | Active | 74701 | G-16-1239 | 2016 | Aerco | WT - Water Tube Boiler | HWHT - Hot Water Heat | 7/31/2026
Paddock Road Elementary | 3535 Paddock Rd | Omaha | NE | 68124-3827 | Douglas | NE33360 | Scrapped/Junked | 2510H-BA | A39832 | 1960 | TITUSVILLE | FTSM - FTS Marine Dry Back | STHT - Steam-Heat | 7/31/2016
Paddock Road Elementary | 3535 Paddock Rd | Omaha | NE | 68124-3827 | Douglas | NE34097 | Scrapped/Junked | 4323 |  | 1984 | AMERICAN APPLIANCE | CHWH - ASME/Fired Water Heater | HWSD - Hot Water Dom/Potable | 7/31/1999
Paddock Road Elementary | 3535 Paddock Rd | Omaha | NE | 68124-3827 | Douglas | NE34098 | Scrapped/Junked | 4269 |  | 1984 | AMERICAN APPLIANCE | CHWH - ASME/Fired Water Heater | HWSD - Hot Water Dom/Potable | 7/31/1999
Mary Our Queen School | 3535 S 119th St | Omaha | NE | 68144-4631 | Douglas | NE06478 | Active | 52331 | 92922 | 2005 | Bryan | WT - Water Tube Boiler | HWHT - Hot Water Heat | 1/31/2026
Mary Our Queen School | 3535 S 119th St | Omaha | NE | 68144-4631 | Douglas | NE08561 | Inactive | 19192 | 59533 | 1984 | BRYANT | WT - Water Tube Boiler | HWHT - Hot Water Heat | 7/31/2005
Mary Our Queen School | 3535 S 119th St | Omaha | NE | 68144-4631 | Douglas | NE09588 | Active | 11628 | 01E-9516 | 2001 | ALES | FTFB - Firetube-Firebox Boiler | STHT - Steam-Heat | 1/31/2026
Mary Our Queen School | 3535 S 119th St | Omaha | NE | 68144-4631 | Douglas | NE09589 | Active | 11626 | 01E-9509 | 2001 | ALES | FTFB - Firetube-Firebox Boiler | STHT - Steam-Heat | 1/31/2026
Mary Our Queen School | 3535 S 119th St | Omaha | NE | 68144-4631 | Douglas | NE09590 | Active | 11627 | 01E-9514 | 2001 | ALES | FTFB - Firetube-Firebox Boiler | STHT - Steam-Heat | 1/31/2026
Mary Our Queen School | 3535 S 119th St | Omaha | NE | 68144-4631 | Douglas | NE12014 | Scrapped/Junked | 200227 | D02CC0110 | 2002 | WTRP | WT - Water Tube Boiler | HWHT - Hot Water Heat | 1/31/2017
Mary Our Queen School | 3535 S 119th St | Omaha | NE | 68144-4631 | Douglas | NE12015 | Active | 199965 | D02CC0027 | 2002 | WTRP | WT - Water Tube Boiler | HWHT - Hot Water Heat | 1/31/2026
Mary Our Queen School | 3535 S 119th St | Omaha | NE | 68144-4631 | Douglas | NE18347 | Scrapped/Junked |  |  | 1977 | AO SMITH | AHWH - ANSI/Fired Water Htr | HWSD - Hot Water Dom/Potable | 7/31/2002
Mary Our Queen School | 3535 S 119th St | Omaha | NE | 68144-4631 | Douglas | NE23160 | Scrapped/Junked | 84557 | 84557 | 1997 | CLEV | FT - Firetube Boiler | 0021 - Steam Supp Cooker/Kettle | 7/31/2011
Mary Our Queen School | 3535 S 119th St | Omaha | NE | 68144-4631 | Douglas | NE23775 | Active | 115420 | 115420 | 2010 | Cleveland | FT - Firetube Boiler | STMK - Cooking Steam Kettle | 1/31/2026
Mary Our Queen School | 3535 S 119th St | Omaha | NE | 68144-4631 | Douglas | NE26340 | Scrapped/Junked | 261605 | C152605 | 2015 | Laars | WT - Water Tube Boiler | HWSP - Hot Water Non Potable Supply | 1/31/2024
Mary Our Queen School | 3535 S 119th St | Omaha | NE | 68144-4631 | Douglas | NE34328 | Scrapped/Junked |  | E0833 | 1977 | AO SMITH | AHWH - ANSI/Fired Water Htr | HWSD - Hot Water Dom/Potable | 7/31/2002
Mary Our Queen School | 3535 S 119th St | Omaha | NE | 68144-4631 | Douglas | NE34330 | Inactive |  | C0643 | 1977 | A. O. Smith | COBL - Coil Type Boiler | HWSD - Hot Water Dom/Potable | 7/31/2003
Mary Our Queen School | 3535 S 119th St | Omaha | NE | 68144-4631 | Douglas | NE34494 | Scrapped/Junked |  | 9054 | 1964 | KEWANEE | FTFB - Firetube-Firebox Boiler | STHT - Steam-Heat | 7/31/2001
Mary Our Queen School | 3535 S 119th St | Omaha | NE | 68144-4631 | Douglas | NE34495 | Scrapped/Junked |  | N4058 | 1966 | KEWANEE | FTFB - Firetube-Firebox Boiler | STHT - Steam-Heat | 7/31/2001
Mary Our Queen School | 3535 S 119th St | Omaha | NE | 68144-4631 | Douglas | NE42679 | Active | 3221558 | C23321558 | 2023 | Laars | CPFT - Horiz Cpr Fin Boiler | HWSD - Hot Water Dom/Potable | 1/31/2026
FOX RUN APARTMENTS | 3535 S 70th St | Omaha | NE | 68106-4126 | Douglas | NE23919 | Exempt 1999 LB-66 |  | 5180 | 1996 | AO SMITH | AHWH - ANSI/Fired Water Htr | HWSD - Hot Water Dom/Potable | 8/31/1999
Comfort Inn | 3535 State St | Grand Island | NE | 68803-2343 | Hall | NE06622 | Scrapped/Junked | n/a | H003181 | 2000 | Slant Fin | CI - Cast Iron | IPHT - Indoor Pool Heater | 10/31/2023
Comfort Inn | 3535 State St | Grand Island | NE | 68803-2343 | Hall | NE09178 | Scrapped/Junked | 115544 | 115544 | 2007 | A O Smith | CHWH - ASME/Fired Water Heater | HWSD - Hot Water Dom/Potable | 10/31/2015
Comfort Inn | 3535 State St | Grand Island | NE | 68803-2343 | Hall | NE09852 | Scrapped/Junked | 48204 | 48204 | 1999 | A O Smith | CHWH - ASME/Fired Water Heater | HWSD - Hot Water Dom/Potable | 10/31/2012
Comfort Inn | 3535 State St | Grand Island | NE | 68803-2343 | Hall | NE09853 | Scrapped/Junked |  | C0005936 | 2000 | SLANT FIN |  | IPHT - Indoor Pool Heater | 10/31/2005
Comfort Inn | 3535 State St | Grand Island | NE | 68803-2343 | Hall | NE15769 | Scrapped/Junked | 140120 | 0936M000909 | 2009 | A O Smith | CHWH - ASME/Fired Water Heater | HWSD - Hot Water Dom/Potable | 10/31/2018
Comfort Inn | 3535 State St | Grand Island | NE | 68803-2343 | Hall | NE23477 | Scrapped/Junked | 167405 | 1214M001786 | 2012 | AO SMITH | CHWH - ASME/Fired Water Heater | HWSD - Hot Water Dom/Potable | 10/31/2019
Comfort Inn | 3535 State St | Grand Island | NE | 68803-2343 | Hall | NE25841 | Scrapped/Junked | 203777 | 1516M001569 | 2012 | AO SMITH | CHWH - ASME/Fired Water Heater | HWSD - Hot Water Dom/Potable | 10/31/2023
Comfort Inn | 3535 State St | Grand Island | NE | 68803-2343 | Hall | NE40526 | Scrapped/Junked |  | RN0393DO7482 | 1993 | RHEEM MANUFACTURING CO | FT - Firetube Boiler | HWSP - Hot Water Non Potable Supply | 5/31/2002
Comfort Inn | 3535 State St | Grand Island | NE | 68803-2343 | Hall | NE40527 | Scrapped/Junked |  | RN0393DO7482 | 1993 | RHEEM MANUFACTURING CO | AHWH - ANSI/Fired Water Htr | HWSD - Hot Water Dom/Potable | 5/31/2000
Comfort Inn | 3535 State St | Grand Island | NE | 68803-2343 | Hall | NE40528 | Scrapped/Junked |  | ML98-0789842920 | 1998 | AO SMITH | AHWH - ANSI/Fired Water Htr | HWSD - Hot Water Dom/Potable | 5/31/2000
Comfort Inn | 3535 State St | Grand Island | NE | 68803-2343 | Hall | NE40529 | Scrapped/Junked |  | CE02004811 | 1991 | Unknown | FT - Firetube Boiler | IPHT - Indoor Pool Heater | 5/31/2002
Comfort Inn | 3535 State St | Grand Island | NE | 68803-2343 | Hall | NE40742 | Scrapped/Junked | 50426 | LF990849513 | 1999 | AO SMITH | CHWH - ASME/Fired Water Heater | HWSD - Hot Water Dom/Potable | 10/31/2007
Comfort Inn | 3535 State St | Grand Island | NE | 68803-2343 | Hall | NE40743 | Scrapped/Junked | 48197 | 48197 | 1999 | AOSM | CHWH - ASME/Fired Water Heater | HWSD - Hot Water Dom/Potable | 10/31/2009
Comfort Inn | 3535 State St | Grand Island | NE | 68803-2343 | Hall | NE42965 | Active | 7608660 | ANS Z21.13-2017/CSA 4.9 | 2017 | Weil-McLain | CPPH - Ansi Cpr Fin Pool Heater | IPHT - Indoor Pool Heater | 11/30/2025
FOX RUN APARTMENTS | 3537 S 70th St | Omaha | NE | 68106-4125 | Douglas | NE23918 | Exempt 1999 LB-66 |  | 5168 | 1996 | AO SMITH | AHWH - ANSI/Fired Water Htr | HWSD - Hot Water Dom/Potable | 8/31/1999
Rocket Car Wash | 3540 N 167th Cir | Omaha | NE | 68116 | Douglas | NE41252 | Active | 120311 | 19.PG60.94.1869 | 2019 | Lochinvar | FT - Firetube Boiler | HWFS - HW Heat - Floor & Sidewalk | 12/31/2025
Vacant Building | 3544 S 48th St | Lincoln | NE | 68506-6428 | Lancaster | NE40211 | Exempt 1999 LB-66 |  | MC97-0633070964 | 1997 | AO SMITH | AHWH - ANSI/Fired Water Htr | HWSD - Hot Water Dom/Potable | 11/30/1999
Vacant Building | 3544 S 48th St | Lincoln | NE | 68506-6428 | Lancaster | NE40212 | Scrapped/Junked | 790 | C8004290 | 1980 | Teledyne | CPFT - Horiz Cpr Fin Boiler | HWHF - Hot Water Heat-Floor | 4/30/2012
NE CHILDREN HOME SOCIETY | 3549 Fontenelle Blvd | Omaha | NE | 68104-3601 | Douglas | NE11520 | Inactive |  | 2115857 | 1968 | PEERLESS HEATER COMPANY |  | STHT - Steam-Heat | 7/31/1998
Boys Town | 355 McBreen Cir | Boys Town | NE | 68010-7549 | Douglas | NE03246 | Scrapped/Junked | 21761 | N/A | 1964 | B&W | WT - Water Tube Boiler | PROC - Process Steam | 12/31/2019
Boys Town | 355 McBreen Cir | Boys Town | NE | 68010-7549 | Douglas | NE03350 | Out of Service | 28360 | 9999 | 1972 | CLEA | WT - Water Tube Boiler | PROC - Process Steam | 10/31/2010
Boys Town | 355 McBreen Cir | Boys Town | NE | 68010-7549 | Douglas | NE05161 | Scrapped/Junked | 24858 | 9999 | 1987 | B&W | WT - Water Tube Boiler | PROC - Process Steam | 12/31/2019
Boys Town | 355 McBreen Cir | Boys Town | NE | 68010-7549 | Douglas | NE19086 | Inactive | 16455 | S3000-200-7 | 2010 | Hurst | FTSM - FTS Marine Dry Back | STHT - Steam-Heat | 12/31/2024
Boys Town | 355 McBreen Cir | Boys Town | NE | 68010-7549 | Douglas | NE19087 | Out of Service | 7154 | 20107017 | 2010 | Fintube | ECON - Boiler Economizer | ECON - Boiler Economizer | 12/31/2024
Boys Town | 355 McBreen Cir | Boys Town | NE | 68010-7549 | Douglas | NE28503 | Active | 32501 | 79283-2 | 2019 | Burnham | FTHT - Firetube Horizontal | STHT - Steam-Heat | 12/31/2026
Boys Town | 355 McBreen Cir | Boys Town | NE | 68010-7549 | Douglas | NE28504 | Active | 2705 | 5738-2221-1 | 2019 | QCCM Inc. | ECON - Boiler Economizer | ECON - Boiler Economizer | 12/31/2026
Boys Town | 355 McBreen Cir | Boys Town | NE | 68010-7549 | Douglas | NE28505 | Active | 32500 | 79283-1 | 2019 | Burnham | FTHT - Firetube Horizontal | STHT - Steam-Heat | 12/31/2026
Boys Town | 355 McBreen Cir | Boys Town | NE | 68010-7549 | Douglas | NE28506 | Active | 2706 | 5738-2221-2 | 2019 | QCCM Inc. | ECON - Boiler Economizer | ECON - Boiler Economizer | 12/31/2026
Boys Town | 355 McBreen Cir | Boys Town | NE | 68010-7549 | Douglas | NE28574 | Out of Service | 11723 | S4500-1506 | 2004 | Hurst | FTSM - FTS Marine Dry Back | STMG - Steam Generator | 12/31/2024
Boys Town | 355 McBreen Cir | Boys Town | NE | 68010-7549 | Douglas | NE43405 | Active | 27009 | S3000-200-15 | 2025 | Hurst | FTSM - FTS Marine Dry Back | STHT - Steam-Heat | 12/31/2026
Boys Town | 355 McBreen Cir | Boys Town | NE | 68010-7549 | Douglas | NE43406 | Active | 4617 | 9100 | 2024 | Cain Industries | ECON - Boiler Economizer | ECON - Boiler Economizer | 12/31/2026
International Media & Cultures | 355 W 2nd St | Superior | NE | 68978-1608 | Nuckolls | NE06187 | Inactive | 67592 | 4G018206 | 1989 | Cleaver Brooks | WT - Water Tube Boiler | PROC - Process Steam | 3/31/2020
International Media & Cultures | 355 W 2nd St | Superior | NE | 68978-1608 | Nuckolls | NE40443 | Inactive | 17654 |  | 1971 | Parker Boiler Co. | WT - Water Tube Boiler | PROC - Process Steam | 3/31/2002
MID AMERICA DAIRYMEN | 355 W 2nd St | Superior | NE | 68978-1608 | JEFFERSON | NE11794 | Inactive | 1103 |  | 1959 | NEBRASKA BOILER | WT - Water Tube Boiler | PROC - Process Steam | 10/31/1995
MID AMERICA DAIRYMEN | 355 W 2nd St | Superior | NE | 68978-1608 | JEFFERSON | NE11816 | Inactive |  | 1317 | 1964 | NEBRASKA BOILER | WT - Water Tube Boiler | PROC - Process Steam | 10/31/1995
Ehrhart Griffin & Associates | 3552 Farnam St | Omaha | NE | 68131-3304 | Douglas | NE07038 | Active | 65929 | 65929 | 2005 | Ajax | WT - Water Tube Boiler | HWHT - Hot Water Heat | 8/31/2026
SESQUITENNIAL PLACE LLC | 3552 Farnam St | Omaha | NE | 68131-3304 | Douglas | NE20061 | Inactive |  | 1778-C8 | 1960 | RITE ENGINEERING | WT - Water Tube Boiler | HWHT - Hot Water Heat | 10/31/1998
SESQUITENNIAL PLACE LLC | 3552 Farnam St | Omaha | NE | 68131-3304 | Douglas | NE20062 | Scrapped/Junked |  | 1777-C8 | 1960 | RITE ENGINEERING | WT - Water Tube Boiler | HWHT - Hot Water Heat | 10/31/2005
SESQUITENNIAL PLACE LLC | 3552 Farnam St | Omaha | NE | 68131-3304 | Douglas | NE20063 | Exempt 1999 LB-66 |  | 0351161 | 1993 | AO SMITH | AHWH - ANSI/Fired Water Htr | HWSD - Hot Water Dom/Potable | 10/31/1999
Blackstone Plaza | 3555 Farnam St | Omaha | NE | 68131-3311 | Douglas | NE02912 | Scrapped/Junked | 7735 |  | 1959 | TITUSVILLE | FT - Firetube Boiler | HWHT - Hot Water Heat | 6/30/2002
Blackstone Plaza | 3555 Farnam St | Omaha | NE | 68131-3311 | Douglas | NE02913 | Scrapped/Junked | 7736 |  | 1959 | TITUSVILLE | FT - Firetube Boiler | HWHT - Hot Water Heat | 6/30/2002
Blackstone Plaza | 3555 Farnam St | Omaha | NE | 68131-3311 | Douglas | NE05050 | Scrapped/Junked | 38647 |  | 1986 | PM LATTNER MFR COMPANY | AHWH - ANSI/Fired Water Htr | HWSD - Hot Water Dom/Potable | 6/30/2000
Blackstone Plaza | 3555 Farnam St | Omaha | NE | 68131-3311 | Douglas | NE06781 | Scrapped/Junked | 14291 | 05F-2198 | 2005 | Aldrich | CHWH - ASME/Fired Water Heater | HWSD - Hot Water Dom/Potable | 5/31/2019
Blackstone Plaza | 3555 Farnam St | Omaha | NE | 68131-3311 | Douglas | NE09916 | Scrapped/Junked | 12010 | 02E-9925 | 2002 | Aldrich | FTVT - Firetube Vertical TB | HWHT - Hot Water Heat | 5/31/2019
Blackstone Plaza | 3555 Farnam St | Omaha | NE | 68131-3311 | Douglas | NE09917 | Scrapped/Junked | 12013 | 02E-9928 | 2002 | Aldrich | FTVT - Firetube Vertical TB | HWHT - Hot Water Heat | 5/31/2019
Blackstone Plaza | 3555 Farnam St | Omaha | NE | 68131-3311 | Douglas | NE09918 | Scrapped/Junked | 12015 | 02E-9930 | 2002 | Aldrich | FTVT - Firetube Vertical TB | HWHT - Hot Water Heat | 5/31/2019
Blackstone Plaza | 3555 Farnam St | Omaha | NE | 68131-3311 | Douglas | NE09919 | Scrapped/Junked | 12017 | 02E-9932 | 2002 | Aldrich | FTVT - Firetube Vertical TB | HWHT - Hot Water Heat | 5/31/2019
Blackstone Plaza | 3555 Farnam St | Omaha | NE | 68131-3311 | Douglas | NE09920 | Scrapped/Junked | 12018 | 02E-9933 | 2002 | Aldrich | FTVT - Firetube Vertical TB | HWHT - Hot Water Heat | 5/31/2019
Blackstone Plaza | 3555 Farnam St | Omaha | NE | 68131-3311 | Douglas | NE09921 | Scrapped/Junked | 93438 | Y93438 | 2001 | AO SMITH | CHWH - ASME/Fired Water Heater | HWSD - Hot Water Dom/Potable | 6/30/2005
Blackstone Plaza | 3555 Farnam St | Omaha | NE | 68131-3311 | Douglas | NE27753 | Active | 20064 | 18F-7972 | 2018 | Aldrich | FTVT - Firetube Vertical TB | HWHT - Hot Water Heat | 5/31/2026
Blackstone Plaza | 3555 Farnam St | Omaha | NE | 68131-3311 | Douglas | NE27754 | Active | 20141 | 18F-8049 | 2018 | Aldrich | FTVT - Firetube Vertical TB | HWHT - Hot Water Heat | 5/31/2026
Blackstone Plaza | 3555 Farnam St | Omaha | NE | 68131-3311 | Douglas | NE27755 | Out of Service | 20065 | 18F-7973 | 2018 | Aldrich | FTVT - Firetube Vertical TB | HWHT - Hot Water Heat | 5/31/2024
Blackstone Plaza | 3555 Farnam St | Omaha | NE | 68131-3311 | Douglas | NE27756 | Active | 20139 | 18F-8047 | 2018 | Aldrich | FTVT - Firetube Vertical TB | HWHT - Hot Water Heat | 5/31/2026
Blackstone Plaza | 3555 Farnam St | Omaha | NE | 68131-3311 | Douglas | NE27757 | Active | 20140 | 18F-8048 | 2018 | Aldrich | FTVT - Firetube Vertical TB | HWHT - Hot Water Heat | 5/31/2026
Blackstone Plaza | 3555 Farnam St | Omaha | NE | 68131-3311 | Douglas | NE27758 | Active | 20070 | 18F-7978 | 2018 | Aldrich | FTVT - Firetube Vertical TB | HWSP - Hot Water Non Potable Supply | 5/31/2026
PETER KIEWIT & SONS INC | 3555 Farnam St Ste 1000 | Omaha | NE | 68131-3302 | Douglas | NE05051 | Scrapped/Junked | 12815 | 1079104588 | 1990 | RAYPAK INC, CALIFORNIA | WT - Water Tube Boiler | HWSD - Hot Water Dom/Potable | 6/30/2002
PETER KIEWIT & SONS INC | 3555 Farnam St Ste 1000 | Omaha | NE | 68131-3302 | Douglas | NE14416 | Scrapped/Junked | 41787 |  | 1992 | MARKET FORGE INDUSTRIES | ELBL - Electric Boiler | 0021 - Steam Supp Cooker/Kettle | 6/30/2005
Evo Apartments | 3555 N 185th Ct | Elkhorn | NE | 68022-7972 | Douglas | NE43576 | Active | 00045728 | 24601199 | 2024 | PENTAIR | WTSS - Watertube SS Steel | OPHT - Outdoor Pool Heater | 7/31/2025
Oberman Apartments | 356 N 40th St | Omaha | NE | 68131-2342 | Douglas | NE35331 | Exempt |  | 2-8 | 1950 | CRAN | CI - Cast Iron | HWHT - Hot Water Heat | 4/30/2010
Prairie Commons Medical | 3563 Prairieview St | Grand Island | NE | 68803-4409 | Hall | NE29127 | Active | 258607 | 2034120589876 | 2019 | Lochinvar | FTSS - Firetube Stainless Steel | HWHT - Hot Water Heat | 1/31/2026
Prairie Commons Medical | 3563 Prairieview St | Grand Island | NE | 68803-4409 | Hall | NE29128 | Active | 358608 | 2034120588974 | 2019 | Lochinvar | FTSS - Firetube Stainless Steel | HWHT - Hot Water Heat | 1/31/2026
Prairie Commons Medical | 3563 Prairieview St | Grand Island | NE | 68803-4409 | Hall | NE29132 | Active | 151556 | F015495 | 2020 | PVI Industries | FT - Firetube Boiler | HWSD - Hot Water Dom/Potable | 1/31/2026
Total Clean | 357 N Industrial Park Dr | Blair | NE | 68008 | Washington | NE06728 | Active | 1372 | 2004230508 | 2004 | GIANNONI | COMD - Coil Boiler/Modular Ins | HWHT - Hot Water Heat | 1/31/2026
Total Clean | 357 N Industrial Park Dr | Blair | NE | 68008 | Washington | NE15179 | Active | 1569 | S625-150-14 | 1992 | Hurst | FTSM - FTS Marine Dry Back | PROC - Process Steam | 1/31/2026
Total Clean | 357 N Industrial Park Dr | Blair | NE | 68008 | Washington | NE28728 | Scrapped/Junked | 126895 | 19.VC60.182.3735 | 2019 | Lochinvar | FTVT - Firetube Vertical TB | HWFS - HW Heat - Floor & Sidewalk | 1/31/2025
Total Clean | 357 N Industrial Park Dr | Blair | NE | 68008 | Washington | NE28729 | Scrapped/Junked | 1380 | 2004530216 | 2004 | GIANNONI | COMD - Coil Boiler/Modular Ins | HWHT - Hot Water Heat | 1/31/2024
FOX RUN APARTMENTS | 3576 S 70TH ST | OMAHA | NE | 68106 | Douglas | NE23923 | Exempt 1999 LB-66 |  | 823831 | 1997 | BRADFORD-WHITE | AHWH - ANSI/Fired Water Htr | HWSD - Hot Water Dom/Potable | 8/31/1999
School - Johnson County Central HS | 358 N 6th St | Tecumseh | NE | 68450-2297 | Johnson | NE16373 | Scrapped/Junked |  | A864402311 | 1990 | DAYTON | CHWH - ASME/Fired Water Heater | HWSD - Hot Water Dom/Potable | 7/31/2008
School - Johnson County Central HS | 358 N 6th St | Tecumseh | NE | 68450-2297 | Johnson | NE19309 | Scrapped/Junked | 30760 | LH95-0452720 | 1995 | AO SMITH | CHWH - ASME/Fired Water Heater | HWSD - Hot Water Dom/Potable | 7/31/2008
School - Johnson County Central HS | 358 N 6th St | Tecumseh | NE | 68450-2297 | Johnson | NE28490 | Active | 20300 | 19F 8208 | 2019 | Aldrich | FTHT - Firetube Horizontal | STHT - Steam-Heat | 11/30/2025
School - Johnson County Central HS | 358 N 6th St | Tecumseh | NE | 68450-2297 | Johnson | NE28491 | Active | 20298 | 19F 8206 | 2019 | Aldrich | FTHT - Firetube Horizontal | STHT - Steam-Heat | 11/30/2026
School - Johnson County Central HS | 358 N 6th St | Tecumseh | NE | 68450-2297 | Johnson | NE33328 | Scrapped/Junked | 32560 | R1004 | 1979 | Kewanee | FTFB - Firetube-Firebox Boiler | STHT - Steam-Heat | 7/31/2019
School - Johnson County Central HS | 358 N 6th St | Tecumseh | NE | 68450-2297 | Johnson | NE33329 | Scrapped/Junked | 32929 | R1112 | 1979 | Kewanee | FTFB - Firetube-Firebox Boiler | STHT - Steam-Heat | 7/31/2019
Skagway Discount Store | 358 N Pine St | Grand Island | NE | 68801-4639 | Hall | NE35459 | Inactive |  | 210-9690 | 1970 | Peerless | CI - Cast Iron | STHT - Steam-Heat | 9/30/2008
Kaapa Ethanol Ravenna LLC | 35955 Navaho Rd | Ravenna | NE | 68869-3240 | Buffalo | NE07953 | Active | 60 | 443-B | 2006 | Victory | WT - Water Tube Boiler | PROC - Process Steam | 1/31/2027
Kaapa Ethanol Ravenna LLC | 35955 Navaho Rd | Ravenna | NE | 68869-3240 | Buffalo | NE07954 | Active | 61 | 443-A | 2006 | Victory | WT - Water Tube Boiler | PROC - Process Steam | 1/31/2027
Kaapa Ethanol Ravenna LLC | 35955 Navaho Rd | Ravenna | NE | 68869-3240 | Buffalo | NE12691 | Active | 616 | 65478 | 2006 | Econo Masters | ECON - Boiler Economizer | ECON - Boiler Economizer | 1/31/2027
Kaapa Ethanol Ravenna LLC | 35955 Navaho Rd | Ravenna | NE | 68869-3240 | Buffalo | NE12692 | Active | 615 | 6547-A | 2006 | Econo Masters | ECON - Boiler Economizer | ECON - Boiler Economizer | 1/31/2027
NORDIC BIOFUELS RAVENNA | 35955 Navaho Rd | Ravenna | NE | 68869-3240 | BUFFALO | NE01650 | Inactive | 26318 | P-2279 | 1974 | KEWANEE | FTSM - FTS Marine Dry Back | PROC - Process Steam | 4/30/2005
Main Stay Suites | 360 S 108th Ave | Omaha | NE | 68154-2602 | Douglas | NE06135 | Scrapped/Junked | 87551 | 87551/ME040016309 | 2004 | AO SMITH | CHWH - ASME/Fired Water Heater | HWSD - Hot Water Dom/Potable | 10/31/2021
Main Stay Suites | 360 S 108th Ave | Omaha | NE | 68154-2602 | Douglas | NE06136 | Scrapped/Junked | 87223 | 87223/ME040005489 | 2004 | AOSM | CHWH - ASME/Fired Water Heater | HWSD - Hot Water Dom/Potable | 10/31/2021
Main Stay Suites | 360 S 108th Ave | Omaha | NE | 68154-2602 | Douglas | NE21752 | Scrapped/Junked | 35519 | LH960565508 | 1996 | AO SMITH | WT - Water Tube Boiler | HWSD - Hot Water Dom/Potable | 4/30/2004
Main Stay Suites | 360 S 108th Ave | Omaha | NE | 68154-2602 | Douglas | NE21753 | Scrapped/Junked | 35516 | LH96-0565505 | 1996 | AO SMITH | WT - Water Tube Boiler | HWSD - Hot Water Dom/Potable | 4/30/2004
Main Stay Suites | 360 S 108th Ave | Omaha | NE | 68154-2602 | Douglas | NE41238 | Active | 156229 | A491810153 | 2018 | RHEEM | WT - Water Tube Boiler | HWSD - Hot Water Dom/Potable | 12/31/2027
Main Stay Suites | 360 S 108th Ave | Omaha | NE | 68154-2602 | Douglas | NE41239 | Active | 155843 | A491810153 | 2018 | RHEEM | WT - Water Tube Boiler | HWSD - Hot Water Dom/Potable | 12/31/2027
OHA/Evans Tower Apts | 3600 N 24th St | Omaha | NE | 68110-1872 | Douglas | NE17340 | Active | n/a | 7907 | 1992 | Peerless | CI - Cast Iron | HWHT - Hot Water Heat | 3/31/2025
OHA/Evans Tower Apts | 3600 N 24th St | Omaha | NE | 68110-1872 | Douglas | NE17341 | Active | n/a | 7906 | 1992 | Peerless | CI - Cast Iron | HWHT - Hot Water Heat | 3/31/2025
OHA/Evans Tower Apts | 3600 N 24th St | Omaha | NE | 68110-1872 | Douglas | NE17342 | Scrapped/Junked | 25855 | HK9837021 | 1992 | LOCHINVAR | CHWH - ASME/Fired Water Heater | HWSD - Hot Water Dom/Potable | 3/31/2007
OHA/Evans Tower Apts | 3600 N 24th St | Omaha | NE | 68110-1872 | Douglas | NE17343 | Scrapped/Junked | 25854 | HK9837018 | 1992 | LOCHINVAR | CHWH - ASME/Fired Water Heater | HWSD - Hot Water Dom/Potable | 3/31/2007
OHA/Evans Tower Apts | 3600 N 24th St | Omaha | NE | 68110-1872 | Douglas | NE17344 | Scrapped/Junked | 25860 | HK987320 | 1991 | LOCHINVAR | CHWH - ASME/Fired Water Heater | HWSD - Hot Water Dom/Potable | 3/31/2007
Law Enforcement Center | 3600 N Academy Rd | Grand Island | NE | 68801-9200 | Hall | NE01503 | Scrapped/Junked | 57211 | LJ000974529966 | 2000 | AO SMITH | CHWH - ASME/Fired Water Heater | HWSD - Hot Water Dom/Potable | 8/31/2012
Law Enforcement Center | 3600 N Academy Rd | Grand Island | NE | 68801-9200 | Hall | NE01504 | Scrapped/Junked | 57282 | LJ000974549966 | 2000 | AOSM | CHWH - ASME/Fired Water Heater | HWSD - Hot Water Dom/Potable | 8/31/2010
Law Enforcement Center | 3600 N Academy Rd | Grand Island | NE | 68801-9200 | Hall | NE01505 | Inactive | 57285 | LJ000974554966 | 2000 | AOSM | CHWH - ASME/Fired Water Heater | HWSD - Hot Water Dom/Potable | 8/31/2009
Law Enforcement Center | 3600 N Academy Rd | Grand Island | NE | 68801-9200 | Hall | NE17963 | Scrapped/Junked | 149171 | 149171 | 2010 | AO SMITH | CHWH - ASME/Fired Water Heater | HWSD - Hot Water Dom/Potable | 8/31/2015
Law Enforcement Center | 3600 N Academy Rd | Grand Island | NE | 68801-9200 | Hall | NE17964 | Scrapped/Junked | 134002 | 134002 | 2009 | AO SMITH | CHWH - ASME/Fired Water Heater | HWSD - Hot Water Dom/Potable | 8/31/2016
Law Enforcement Center | 3600 N Academy Rd | Grand Island | NE | 68801-9200 | Hall | NE23496 | Scrapped/Junked | 170023 | 1223M002123 | 2012 | AO SMITH | CHWH - ASME/Fired Water Heater | HWSD - Hot Water Dom/Potable | 8/31/2019
Law Enforcement Center | 3600 N Academy Rd | Grand Island | NE | 68801-9200 | Hall | NE30439 | Active | 32837 | R1309 | 1979 | Kewanee | FTFB - Firetube-Firebox Boiler | HWHT - Hot Water Heat | 8/31/2026
Law Enforcement Center | 3600 N Academy Rd | Grand Island | NE | 68801-9200 | Hall | NE30440 | Active | 32886 | R1336 | 1979 | Kewanee | FTFB - Firetube-Firebox Boiler | HWHT - Hot Water Heat | 8/31/2026
Law Enforcement Center | 3600 N Academy Rd | Grand Island | NE | 68801-9200 | Hall | NE30441 | Scrapped/Junked | 32922 | R1100 | 1979 | Kewanee | FTFB - Firetube-Firebox Boiler | HWHT - Hot Water Heat | 8/31/2021
Tallgrass GP Holding, LLC | 3600 N Washboard Rd | North Platte | NE | 69101-7385 | Lincoln | NE23705 | Scrapped/Junked | n/a | 211A49381089 | 1987 | Peerless | CI - Cast Iron | HWHT - Hot Water Heat | 10/31/2021
Tallgrass GP Holding, LLC | 3600 N Washboard Rd | North Platte | NE | 69101-7385 | Lincoln | NE41185 | Active | 151963 | 20PGT7001410076 | 2020 | AIC | FT - Firetube Boiler | HWHT - Hot Water Heat | 12/31/2026
Lineage Logistics | 3600 NW 12th St | Lincoln | NE | 68521-3619 | Lancaster | NE12063 | Scrapped/Junked | 8036 | 950459 | 1995 | Fes Inc | UFPV - Unfired Pressure Vessel | 0035 - Ammonia Separator | 12/31/2020
Lineage Logistics | 3600 NW 12th St | Lincoln | NE | 68521-3619 | Lancaster | NE23666 | Exempt | 3256 | 09A072 | 2009 | M & M Refrig | UFPV - Unfired Pressure Vessel | SEPR - Separator | 12/31/2022
Lineage Logistics | 3600 NW 12th St | Lincoln | NE | 68521-3619 | Lancaster | NE41027 | Exempt | 5577 | 20A107 | 2020 | M & M Refrig | UFPV - Unfired Pressure Vessel | 0035 - Ammonia Separator | 12/31/2022
Blue Sage Elementary | 3600 S 215th St | Elkhorn | NE | 68022-3252 | Douglas | NE27676 | Active | 71851 | F004345 | 2016 | PVI Industries | WT - Water Tube Boiler | HWSD - Hot Water Dom/Potable | 7/31/2026
Blue Sage Elementary | 3600 S 215th St | Elkhorn | NE | 68022-3252 | Douglas | NE27677 | Active | 71848 | F0043428 | 2016 | PVI Industries | WT - Water Tube Boiler | HWSD - Hot Water Dom/Potable | 7/31/2026
Farmhouse Fraternity | 3601 Apple St | Lincoln | NE | 68503-2098 | Lancaster | NE23664 | Scrapped/Junked | C35385 | 1228M002070 | 2012 | AO SMITH | COBL - Coil Type Boiler | HWSD - Hot Water Dom/Potable | 9/30/2017
Farmhouse Fraternity | 3601 Apple St | Lincoln | NE | 68503-2098 | Lancaster | NE40391 | Scrapped/Junked | N/A | MB88-0117915830 | 1988 | AOSM | AHWH - ANSI/Fired Water Htr | HWSD - Hot Water Dom/Potable | 9/30/2015
Farmhouse Fraternity | 3601 Apple St | Lincoln | NE | 68503-2098 | Lancaster | NE40392 | Scrapped/Junked | N/A | 1BN-J1 | 1970 | AMST | CI - Cast Iron | HWHT - Hot Water Heat | 9/30/2017
Farmhouse Fraternity | 3601 Apple St | Lincoln | NE | 68503-2098 | Lancaster | NE40393 | Scrapped/Junked | 135706 | 9611135706 | 1996 | Raypak | CPFT - Horiz Cpr Fin Boiler | HWSD - Hot Water Dom/Potable | 9/30/2012
Farmhouse Fraternity | 3601 Apple St | Lincoln | NE | 68503-2098 | Lancaster | NE40394 | Scrapped/Junked | N/A | 10BJ10 | 1966 | AMST | CI - Cast Iron | HWHT - Hot Water Heat | 9/30/2016
Duchesne Academy | 3601 Burt St | Omaha | NE | 68131-1945 | Douglas | NE09305 | Out of Service | 104185 | PV392 PF | 2007 | Fulton | VTNT - Vertical Tubeless | HWHT - Hot Water Heat | 5/31/2019
Duchesne Academy | 3601 Burt St | Omaha | NE | 68131-1945 | Douglas | NE09306 | Out of Service | 104182 | PV393 PF | 2007 | Fulton | VTNT - Vertical Tubeless | HWHT - Hot Water Heat | 5/31/2023
Duchesne Academy | 3601 Burt St | Omaha | NE | 68131-1945 | Douglas | NE20042 | Exempt 1999 LB-66 |  | AE-81-59689820 | 1981 | AO SMITH | AHWH - ANSI/Fired Water Htr | HWSD - Hot Water Dom/Potable | 8/31/1999
Duchesne Academy | 3601 Burt St | Omaha | NE | 68131-1945 | Douglas | NE26352 | Active | 170238 | D1.10.38.00211 | 2011 | Lochinvar | WT - Water Tube Boiler | HWHT - Hot Water Heat | 5/31/2026
Duchesne Academy | 3601 Burt St | Omaha | NE | 68131-1945 | Douglas | NE27161 | Active | 245143 | 1712105443616 | 2017 | Lochinvar AIC Tuchom | WT - Water Tube Boiler | HWHT - Hot Water Heat | 5/31/2026
Duchesne Academy | 3601 Burt St | Omaha | NE | 68131-1945 | Douglas | NE27162 | Active | 234218 | 1712105443617 | 2017 | Lochinvar AIC Tuchom | WT - Water Tube Boiler | HWHT - Hot Water Heat | 5/31/2026
Duchesne Academy | 3601 Burt St | Omaha | NE | 68131-1945 | Douglas | NE34824 | Inactive |  | 7FDA2401 | 1981 | PEERLESS HEATER COMPANY |  | HWHT - Hot Water Heat | 8/31/2003
Duchesne Academy | 3601 Burt St | Omaha | NE | 68131-1945 | Douglas | NE34834 | Inactive | 35338 | 629571 | 1981 | Kewanee | FTFB - Firetube-Firebox Boiler | STHT - Steam-Heat | 5/31/2017
Duchesne Academy | 3601 Burt St | Omaha | NE | 68131-1945 | Douglas | NE34835 | Inactive | 35342 | 629571 | 1981 | Kewanee | FTFB - Firetube-Firebox Boiler | STHT - Steam-Heat | 5/31/2017
The Conrad | 3601 Jones St | Omaha | NE | 68105-1215 | Douglas | NE27108 | Active | 429853 | 1609429853 | 2016 | Raypak | CPFH - Copper Fin Water Heater | OPHT - Outdoor Pool Heater | 7/31/2026
J F O'NEILL PACKING CO | 3601 L ST | OMAHA | NE | 68107 | Douglas | NE03715 | Inactive | 42277 |  | 1980 | ECLIPSE | FT - Firetube Boiler | PROC - Process Steam | 7/31/1987
Douglas County Sheriff | 3601 N 156th St | Omaha | NE | 68116-2025 | Douglas | NE24795 | Scrapped/Junked | 69031 | C96H05776 | 1996 | Teledyne & Laars | CPFT - Horiz Cpr Fin Boiler | HWHT - Hot Water Heat | 6/30/2023
Douglas County Sheriff | 3601 N 156th St | Omaha | NE | 68116-2025 | Douglas | NE24796 | Scrapped/Junked | 69032 | C98H05777 | 1996 | Teledyne & Laars | CPFT - Horiz Cpr Fin Boiler | HWHT - Hot Water Heat | 6/30/2023
Douglas County Sheriff | 3601 N 156th St | Omaha | NE | 68116-2025 | Douglas | NE24797 | Scrapped/Junked | 135795 | 9611135795 | 1996 | Raypak | CPFT - Horiz Cpr Fin Boiler | HWSD - Hot Water Dom/Potable | 6/30/2023
Douglas County Sheriff | 3601 N 156th St | Omaha | NE | 68116-2025 | Douglas | NE42783 | Active | 393905 | 22393905 | 2022 | Lochinvar | FTVT - Firetube Vertical TB | HWHT - Hot Water Heat | 6/30/2026
Douglas County Sheriff | 3601 N 156th St | Omaha | NE | 68116-2025 | Douglas | NE42784 | Active | 393906 | 22393906 | 2022 | Lochinvar | FTVT - Firetube Vertical TB | HWHT - Hot Water Heat | 6/30/2026
St Bernard Church | 3601 N 65th St | Omaha | NE | 68104-3217 | Douglas | NE09320 | Active | N/A | 19A-9-070131 | 2007 | SMITH | CI - Cast Iron | STHT - Steam-Heat | 1/31/2027
St Bernard Church | 3601 N 65th St | Omaha | NE | 68104-3217 | Douglas | NE09321 | Active | N/A | 19A-9-07135 | 2007 | SMITH | CI - Cast Iron | STHT - Steam-Heat | 1/31/2027
St Bernard Church | 3601 N 65th St | Omaha | NE | 68104-3217 | Douglas | NE37600 | Scrapped/Junked |  | G-1416 | 1985 | PEERLESS HEATER COMPANY |  | STHT - Steam-Heat | 6/30/2002
BUILDING #1028 | 3601 W Mathis St | Lincoln | NE | 68524-2078 | LANCASTER | NE37376 | Inactive |  | 211A-3269-1087 | 1987 | PEERLESS HEATER COMPANY |  | STHT - Steam-Heat | 2/28/2003
Ready Mixed Concrete | 3602 L St | Omaha | NE | 68107-1352 | Douglas | NE04509 | Scrapped/Junked | 21422 |  | 1958 | Orr-Sembower | FTSM - FTS Marine Dry Back | PROC - Process Steam | 8/31/2001
Ready Mixed Concrete | 3602 L St | Omaha | NE | 68107-1352 | Douglas | NE05164 | Active | 2839 | 4438 | 1968 | Superior Boiler Works | FTSM - FTS Marine Dry Back | PROC - Process Steam | 9/30/2025
Ash Grove Cement Company | 3602 L St | Omaha | NE | 68107-1352 | Douglas | NE95164 | Scrapped/Junked | 2839 |  | 1968 | Superior Boiler Works | FT - Firetube Boiler |  | 9/1/2003
SOUTH PARK APARTMENTS | 3602 S 50th St | Omaha | NE | 68106-4543 | Douglas | NE22990 | Exempt 1999 LB-66 |  | MG92-0238778880 | 1992 | AO SMITH | AHWH - ANSI/Fired Water Htr | HWSD - Hot Water Dom/Potable | 4/30/2000
SOUTH PARK APARTMENTS | 3602 S 50th St | Omaha | NE | 68106-4543 | Douglas | NE22991 | Exempt 1999 LB-66 |  | MG92-0229664880 | 1992 | AO SMITH | AHWH - ANSI/Fired Water Htr | HWSD - Hot Water Dom/Potable | 4/30/2000
SOUTH PARK APARTMENTS | 3602 S 50th St | Omaha | NE | 68106-4543 | Douglas | NE22992 | Exempt 1999 LB-66 |  | MG92-0229666880 | 1992 | AO SMITH | AHWH - ANSI/Fired Water Htr | HWSD - Hot Water Dom/Potable | 4/30/2000
ST BERNARD SCHOOL | 3604 N 65th St | Omaha | NE | 68104-3218 | Douglas | NE32040 | Scrapped/Junked |  | 1-B8100 | 1994 | KEWANEE | FTFB - Firetube-Firebox Boiler | STHT - Steam-Heat | 8/31/2007
ST BERNARD SCHOOL | 3604 N 65th St | Omaha | NE | 68104-3218 | Douglas | NE32041 | Inactive |  | 4305 | 1953 | KEWANEE | FTFB - Firetube-Firebox Boiler | STHT - Steam-Heat | 6/30/1991
Springhill Suites | 3604 Prairieview St | Grand Island | NE | 68803-4445 | Hall | NE43158 | Active | 308321 | 308321 | 2023 | A O Smith | AHWH - ANSI/Fired Water Htr | HWSD - Hot Water Dom/Potable | 2/28/2025
Springhill Suites | 3604 Prairieview St | Grand Island | NE | 68803-4445 | Hall | NE43159 | Active | 322216 | 322216 | 2023 | A O Smith | AHWH - ANSI/Fired Water Htr | HWSD - Hot Water Dom/Potable | 2/28/2025
Springhill Suites | 3604 Prairieview St | Grand Island | NE | 68803-4445 | Hall | NE43160 | Active | 309610 | 309610 | 2023 | A O Smith | AHWH - ANSI/Fired Water Htr | HWSD - Hot Water Dom/Potable | 2/28/2025
Springhill Suites | 3604 Prairieview St | Grand Island | NE | 68803-4445 | Hall | NE43161 | Active | 322240 | 322240 | 2023 | A O Smith | AHWH - ANSI/Fired Water Htr | HWSD - Hot Water Dom/Potable | 2/28/2025
Holiday Inn Express | 3605 Cimarron Plz | Hastings | NE | 68901-2881 | Adams | NE09201 | Scrapped/Junked | 111961 | 111961 | 2007 | A O Smith | CHWH - ASME/Fired Water Heater | HWSD - Hot Water Dom/Potable | 4/30/2018
Holiday Inn Express | 3605 Cimarron Plz | Hastings | NE | 68901-2881 | Adams | NE27323 | Active | 228625 | 1718106055219 | 2017 | A O Smith | CHWH - ASME/Fired Water Heater | HWSD - Hot Water Dom/Potable | 1/31/2026
LAKE FOREST APARTMENTS | 3605 N 113th Ct | Omaha | NE | 68164-2770 | Douglas | NE21721 | Exempt 1999 LB-66 |  | MA97-0614769964 | 1997 | AO SMITH | AHWH - ANSI/Fired Water Htr | HWSD - Hot Water Dom/Potable | 11/30/1999
JIM RYAN | 3605 S 149th St | Omaha | NE | 68144-5554 | Douglas | NE00553 | Inactive | 164352 | 991164352 | 2000 | RAYPAK INC, CALIFORNIA | WT - Water Tube Boiler | HWHT - Hot Water Heat | 10/31/2007
LAKE FOREST APARTMENTS | 3606 Lake Forest Dr | Omaha | NE | 68164-2789 | Douglas | NE21726 | Exempt 1999 LB-66 |  | 0390D05224 | 1990 | RUUD | AHWH - ANSI/Fired Water Htr | HWSD - Hot Water Dom/Potable | 11/30/1999
Union Pacific Railroad | 3609 Doolittle Plz | Omaha | NE | 68110-2639 | Douglas | NE17790 | Scrapped/Junked | n/a | 0255 | 2008 | Aerco | CALU - Cast Aluminum | GLYC - Glycol Bldg Heat Sys | 11/30/2023
Union Pacific Railroad | 3609 Doolittle Plz | Omaha | NE | 68110-2639 | Douglas | NE42884 | Active | 579331 | N1.22.51.00113 | 2022 | Thermal Solutions | WT - Water Tube Boiler | HWHT - Hot Water Heat | 11/30/2026
First Baptist Church-BMIC#385875 | 3610 6th Ave | Kearney | NE | 68845-2841 | Buffalo | NE10437 | Out of Service | 62467 | 62467 | 2002 | Market Forge | FT - Firetube Boiler | 0021 - Steam Supp Cooker/Kettle | 12/31/2016
First Baptist Church-BMIC#385875 | 3610 6th Ave | Kearney | NE | 68845-2841 | Buffalo | NE14310 | Inactive | 26742 |  | 1987 | MARKET FORGE INDUSTRIES | FT - Firetube Boiler | 0021 - Steam Supp Cooker/Kettle | 7/31/1992
First Baptist Church-BMIC#385875 | 3610 6th Ave | Kearney | NE | 68845-2841 | Buffalo | NE15630 | Scrapped/Junked | 44504 |  | 1994 | MARKET FORGE INDUSTRIES | ELBL - Electric Boiler | 0021 - Steam Supp Cooker/Kettle | 6/30/2003
First Baptist Church-BMIC#385875 | 3610 6th Ave | Kearney | NE | 68845-2841 | Buffalo | NE19792 | Exempt 1999 LB-66 | 64744 |  | 1986 | AO SMITH | AHWH - ANSI/Fired Water Htr | HWSD - Hot Water Dom/Potable | 6/30/1999
First Baptist Church-BMIC#385875 | 3610 6th Ave | Kearney | NE | 68845-2841 | Buffalo | NE27780 | Active | 317120 | 1815 109951106 | 2018 | Lochinvar | FT - Firetube Boiler | HWHT - Hot Water Heat | 11/30/2026
First Baptist Church-BMIC#385875 | 3610 6th Ave | Kearney | NE | 68845-2841 | Buffalo | NE27781 | Active | 317119 | 1815 109951107 | 2018 | Lochinvar | FT - Firetube Boiler | HWHT - Hot Water Heat | 11/30/2026
First Baptist Church-BMIC#385875 | 3610 6th Ave | Kearney | NE | 68845-2841 | Buffalo | NE32591 | Out of Service | 34503 | 34503/28868A | 1958 | Fitzgibbons | FTFB - Firetube-Firebox Boiler | STHT - Steam-Heat | 12/31/2016
First Baptist Church-BMIC#385875 | 3610 6th Ave | Kearney | NE | 68845-2841 | Buffalo | NE32592 | Out of Service | 34505 | 34505/28870A | 1958 | Fitzgibbons | FTFB - Firetube-Firebox Boiler | STHT - Steam-Heat | 12/31/2016
First Baptist Church-BMIC#385875 | 3610 6th Ave | Kearney | NE | 68845-2841 | Buffalo | NE32593 | Out of Service | 34511 | 28876A | 1958 | Fitzgibbons | FTFB - Firetube-Firebox Boiler | STHT - Steam-Heat | 12/31/2016
3610 DODGE BUILDING | 3610 Dodge St | Omaha | NE | 68131-3218 | Douglas | NE02271 | Scrapped/Junked |  | M80888 | 1964 | KEWANEE | FT - Firetube Boiler | STHT - Steam-Heat | 8/31/1999
3610 DODGE BUILDING | 3610 Dodge St | Omaha | NE | 68131-3218 | Douglas | NE02272 | Scrapped/Junked |  | BJ-1834 | 1987 | HYDROTHERM/ADV THER HYD |  | STHT - Steam-Heat | 8/31/1999
3610 DODGE BUILDING | 3610 Dodge St | Omaha | NE | 68131-3218 | Douglas | NE02273 | Scrapped/Junked |  | BJ1836 | 1987 | HYDROTHERM/ADV THER HYD |  | STHT - Steam-Heat | 1/1/1900
3610 DODGE BUILDING | 3610 Dodge St | Omaha | NE | 68131-3218 | Douglas | NE05663 | Scrapped/Junked |  | 61-85523-1296 | 1996 | PEERLESS HEATER COMPANY |  | STHT - Steam-Heat | 8/31/1999
GI SURGICAL CENTER | 3610 RICHMAN CIR | GRAND ISLAND | NE | 68803 | HALL | NE40752 | Exempt 1999 LB-66 |  | MH98-0763468-9 | 1998 | AO SMITH | AHWH - ANSI/Fired Water Htr | HWSD - Hot Water Dom/Potable | 8/31/2000
GI SURGICAL CENTER | 3610 RICHMAN CIR | GRAND ISLAND | NE | 68803 | HALL | NE40753 | Exempt 1999 LB-66 |  | MH98-0763470-972 | 1998 | AO SMITH | AHWH - ANSI/Fired Water Htr | HWSD - Hot Water Dom/Potable | 8/31/2000
G I Surgical Center | 3610 Richmond Cir | Grand Island | NE | 68803-3927 | Hall | NE28275 | Active | 23251 | 11005985 | 2019 | Steris Corp | ELBL - Electric Boiler | AUCL - Autoclave | 4/30/2026
G I Surgical Center | 3610 Richmond Cir | Grand Island | NE | 68803-3927 | Hall | NE28376 | Active | 14974 | 23790 | 2019 | Steris Corp | ELBL - Electric Boiler | AUCL - Autoclave | 4/30/2026
G I Surgical Center | 3610 Richmond Cir | Grand Island | NE | 68803-3927 | Hall | NE28377 | Scrapped/Junked | 14975 | 23700 | 2019 | Steris Corp | ELBL - Electric Boiler | AUCL - Autoclave | 4/30/2022
G I Surgical Center | 3610 Richmond Cir | Grand Island | NE | 68803-3927 | Hall | NE28378 | Active | 14825 | 23564 | 2019 | Steris Corp | ELBL - Electric Boiler | AUCL - Autoclave | 4/30/2026
G I Surgical Center | 3610 Richmond Cir | Grand Island | NE | 68803-3927 | Hall | NE40751 | Scrapped/Junked | 43229 | 83785 | 1999 | Bryan | WT - Water Tube Boiler | STHT - Steam-Heat | 4/30/2024
G I Surgical Center | 3610 Richmond Cir | Grand Island | NE | 68803-3927 | Hall | NE41141 | Active | 27776 | 0721149 | 2021 | Steris Corp | ELBL - Electric Boiler | AUCL - Autoclave | 4/30/2026
G I Surgical Center | 3610 Richmond Cir | Grand Island | NE | 68803-3927 | Hall | NE42571 | Active | 16196 | 21-HE148010521 | 2021 | Riello | WT - Water Tube Boiler | HWHT - Hot Water Heat | 4/30/2026
G I Surgical Center | 3610 Richmond Cir | Grand Island | NE | 68803-3927 | Hall | NE42572 | Active | 14336 | 20-HE129484720 | 2021 | Riello | WT - Water Tube Boiler | HWHT - Hot Water Heat | 4/30/2026
G I Surgical Center | 3610 Richmond Cir | Grand Island | NE | 68803-3927 | Hall | NE42573 | Active | 14352 | 21-HE129644720 | 2021 | Riello | WT - Water Tube Boiler | HWHT - Hot Water Heat | 4/30/2026
G I Surgical Center | 3610 Richmond Cir | Grand Island | NE | 68803-3927 | Hall | NE42574 | Active | 18067 | 21-HE165961821 | 2021 | Riello | WT - Water Tube Boiler | HWHT - Hot Water Heat | 4/30/2026
Heritage Place | 3612 Cuming St | Omaha | NE | 68131-1952 | Douglas | NE05025 | Scrapped/Junked | 45264 | n/a | 1993 | Kewanee | FTSM - FTS Marine Dry Back | STHT - Steam-Heat | 6/30/2017
Heritage Place | 3612 Cuming St | Omaha | NE | 68131-1952 | Douglas | NE05026 | Scrapped/Junked | 45258 | n/a | 1993 | Kewanee | FTSM - FTS Marine Dry Back | STHT - Steam-Heat | 6/30/2017
Heritage Place | 3612 Cuming St | Omaha | NE | 68131-1952 | Douglas | NE05027 | Out of Service | 45295 | n/a | 1993 | Kewanee | FTSM - FTS Marine Dry Back | STHT - Steam-Heat | 6/30/2016
Heritage Place | 3612 Cuming St | Omaha | NE | 68131-1952 | Douglas | NE14258 | Out of Service | n/a | 40153 | 1986 | Kewanee | FTSM - FTS Marine Dry Back | STHT - Steam-Heat | 6/30/2013
Heritage Place | 3612 Cuming St | Omaha | NE | 68131-1952 | Douglas | NE26654 | Scrapped/Junked | 373010 | 1618M001250 | 2016 | AO SMITH | CHWH - ASME/Fired Water Heater | HWSD - Hot Water Dom/Potable | 3/31/2025
Heritage Place | 3612 Cuming St | Omaha | NE | 68131-1952 | Douglas | NE43776 | Active | 622364 | N1.24.38.00075 | 2024 | Sermeta | WTSS - Watertube SS Steel | HWSD - Hot Water Dom/Potable | 10/31/2027
Lyle Apartments | 3612 Cuming St | Omaha | NE | 68131-1952 | Douglas | NE26678 | Active | n/a | 14H003662014 | 2014 | Aerco | CALU - Cast Aluminum | HWHT - Hot Water Heat | 5/31/2026
Lyle Apartments | 3612 Cuming St | Omaha | NE | 68131-1952 | Douglas | NE26679 | Active | n/a | 25H001842014 | 2014 | Aerco | CALU - Cast Aluminum | HWHT - Hot Water Heat | 5/31/2026
Lyle Apartments | 3612 Cuming St | Omaha | NE | 68131-1952 | Douglas | NE42123 | Active | 260973 | 260973 | 2019 | State Industries | CHWH - ASME/Fired Water Heater | HWSD - Hot Water Dom/Potable | 5/31/2026
LAKE FOREST TOWNHOMES | 3613 N 112th Ave | Omaha | NE | 68164-2803 | Douglas | NE21867 | Exempt 1999 LB-66 |  | MM97-067947970 | 1997 | AO SMITH | AHWH - ANSI/Fired Water Htr | HWSD - Hot Water Dom/Potable | 1/31/2000
LAKE FOREST TOWNHOMES | 3613 N 112th Ave | Omaha | NE | 68164-2803 | Douglas | NE21868 | Exempt 1999 LB-66 |  | MM97-067995970 | 1997 | AO SMITH | AHWH - ANSI/Fired Water Htr | HWSD - Hot Water Dom/Potable | 1/31/2000
LAKE FOREST APARTMENTS | 3615 N 113th Ct | Omaha | NE | 68164-2771 | Douglas | NE21722 | Exempt 1999 LB-66 |  | 0195600993 | 1995 | RUUD | AHWH - ANSI/Fired Water Htr | HWSD - Hot Water Dom/Potable | 11/30/1999
Mulhall's Nursery | 3615 N 120th St | Omaha | NE | 68164-2518 | Douglas | NE10668 | Active | 188692 | 0111188692 | 2001 | Raypak | WT - Water Tube Boiler | HWHT - Hot Water Heat | 3/31/2026
Mulhall's Nursery | 3615 N 120th St | Omaha | NE | 68164-2518 | Douglas | NE10669 | Active | 188693 | 0111188693 | 2001 | Raypak | WT - Water Tube Boiler | HWHT - Hot Water Heat | 3/31/2026
Mulhall's Nursery | 3615 N 120th St | Omaha | NE | 68164-2518 | Douglas | NE25548 | Active | 166867 | 1166867 | 1998 | Raypak | WT - Water Tube Boiler | HWHT - Hot Water Heat | 3/31/2026
PASTIMES RESTAURANT | 3615 N 129th St | Omaha | NE | 68164-5211 | Douglas | NE21702 | Exempt 1999 LB-66 |  | MO97-8645454964 | 1997 | AO SMITH | AHWH - ANSI/Fired Water Htr | HWSD - Hot Water Dom/Potable | 10/31/1999
Dinkel Implement | 3615 W Norfolk Ave | Norfolk | NE | 68701-4417 | Madison | NE05948 | Scrapped/Junked | 206449 | D02JJ0371 | 2002 | Mini Therm | CPFT - Horiz Cpr Fin Boiler | HWHT - Hot Water Heat | 9/30/2013
Field Club Of Omaha | 3615 Woolworth Ave | Omaha | NE | 68105-2458 | Douglas | NE21882 | Scrapped/Junked | 7858 | 94E-4096 | 1994 | ALES | FTVT - Firetube Vertical TB | HWHT - Hot Water Heat | 11/30/2024
Field Club Of Omaha | 3615 Woolworth Ave | Omaha | NE | 68105-2458 | Douglas | NE21883 | Scrapped/Junked | 7863 | 94E-4111 | 1994 | ALES | FTVT - Firetube Vertical TB | HWHT - Hot Water Heat | 11/30/2024
Field Club Of Omaha | 3615 Woolworth Ave | Omaha | NE | 68105-2458 | Douglas | NE21884 | Scrapped/Junked | 7864 | 94E-4112 | 1993 | ALES | FTVT - Firetube Vertical TB | HWHT - Hot Water Heat | 11/30/2024
Field Club Of Omaha | 3615 Woolworth Ave | Omaha | NE | 68105-2458 | Douglas | NE21885 | Scrapped/Junked | 7865 | 94E-4113 | 1994 | ALES | FTVT - Firetube Vertical TB | HWSD - Hot Water Dom/Potable | 11/30/2013
Field Club Of Omaha | 3615 Woolworth Ave | Omaha | NE | 68105-2458 | Douglas | NE26342 | Active | 274189 | C16274189 | 2016 | Laars | FTHT - Firetube Horizontal | OPHT - Outdoor Pool Heater | 11/30/2026
Field Club Of Omaha | 3615 Woolworth Ave | Omaha | NE | 68105-2458 | Douglas | NE42869 | Active | 373578 | 22.PGT550.432.01211 | 2022 | Lochinvar | FTVT - Firetube Vertical TB | HWHT - Hot Water Heat | 11/30/2026
Field Club Of Omaha | 3615 Woolworth Ave | Omaha | NE | 68105-2458 | Douglas | NE42870 | Active | 398110 | 22.PGT550.02092 | 2022 | Lochinvar | FTVT - Firetube Vertical TB | HWHT - Hot Water Heat | 11/30/2026
Field Club Of Omaha | 3615 Woolworth Ave | Omaha | NE | 68105-2458 | Douglas | NE42871 | Active | 371247 | 22.PGT550.432.01166 | 2022 | Lochinvar | FTVT - Firetube Vertical TB | HWHT - Hot Water Heat | 11/30/2026
LAKE FOREST APARTMENTS | 3616 Lake Forest Dr | Omaha | NE | 68164-2791 | Douglas | NE21725 | Exempt 1999 LB-66 |  | 1285401830 | 1985 | RUUD | AHWH - ANSI/Fired Water Htr | HWSD - Hot Water Dom/Potable | 11/30/1999
Blackstone Corner | 3618 Farnam St | Omaha | NE | 68131-3234 | Douglas | NE28549 | Active | 440256 | D1.18.28.00220 | 2018 | Peerless/Semeta | WT - Water Tube Boiler | HWFG - Hotwater Heat Floor-Glycl | 11/30/2026
First Northeast Bank of NE | 362 County Road 18 | Ceresco | NE | 68017-4071 | Saunders | NE05937 | Active | 11457 | G05K0735 | 2004 | HTPI | COBL - Coil Type Boiler | HWHF - Hot Water Heat-Floor | 4/30/2026
Apartment Bldg | 3620 Pacific St | Omaha | NE | 68105-1866 | Douglas | NE17433 | Active | N/A | 211A-7776-1191 | 1992 | Peerless | CI - Cast Iron | STHT - Steam-Heat | 2/28/2024
Apartment Bldg | 3620 Pacific St | Omaha | NE | 68105-1866 | Douglas | NE21919 | Exempt 1999 LB-66 |  | ML93-0300135880 | 1993 | AO SMITH | AHWH - ANSI/Fired Water Htr | HWSD - Hot Water Dom/Potable | 2/29/2000
Demolished Vacant Lot | 3621 N 30th St | Omaha | NE | 68111-3260 | Douglas | NE21645 | Scrapped/Junked | 1203 | K4-1203 | 1960 | WEBJ | COBL - Coil Type Boiler | HWSP - Hot Water Non Potable Supply | 6/30/2018
Demolished Vacant Lot | 3621 N 30th St | Omaha | NE | 68111-3260 | Douglas | NE21646 | Scrapped/Junked | 25557 | 0479403824 | 1979 | RUUD | CHWH - ASME/Fired Water Heater | HWSP - Hot Water Non Potable Supply | 6/30/2018
Slate Architecture Inc | 3624 Farnam St | Omaha | NE | 68131-3217 | Douglas | NE04351 | Active | n/a | 6W443 | 1958 | Bryant | CI - Cast Iron | HWHT - Hot Water Heat | 3/31/2026
Kousgaard Apartments | 3625 Dewey Ave | Omaha | NE | 68105-1596 | Douglas | NE12778 | Scrapped/Junked | NA | 211-8302 | 1984 | PEER | CI - Cast Iron | STHT - Steam-Heat | 11/30/2015
SSC Middle School | 3625 G St | South Sioux City | NE | 68776-3466 | Dakota | NE02135 | Scrapped/Junked |  | 490 | 1990 | HYDROTHERM/ADV THER HYD | FT - Firetube Boiler | HWHT - Hot Water Heat | 7/31/2008
SSC Middle School | 3625 G St | South Sioux City | NE | 68776-3466 | Dakota | NE02156 | Scrapped/Junked |  | 592 | 1990 | HYDROTHERM/ADV THER HYD | FT - Firetube Boiler | HWHT - Hot Water Heat | 7/31/2008
SSC Middle School | 3625 G St | South Sioux City | NE | 68776-3466 | Dakota | NE02157 | Scrapped/Junked |  | 20888 | 1990 | HYDROTHERM/ADV THER HYD | FT - Firetube Boiler | HWHT - Hot Water Heat | 7/31/2008
SSC Middle School | 3625 G St | South Sioux City | NE | 68776-3466 | Dakota | NE02158 | Scrapped/Junked |  | 520 | 1990 | HYDROTHERM/ADV THER HYD | FT - Firetube Boiler | HWHT - Hot Water Heat | 7/31/2008
SSC Middle School | 3625 G St | South Sioux City | NE | 68776-3466 | Dakota | NE02159 | Scrapped/Junked |  | 467 | 1990 | HYDROTHERM/ADV THER HYD |  | HWHT - Hot Water Heat | 7/31/2008
SSC Middle School | 3625 G St | South Sioux City | NE | 68776-3466 | Dakota | NE02161 | Scrapped/Junked |  | 609 | 1990 | HYDROTHERM/ADV THER HYD | FT - Firetube Boiler | HWHT - Hot Water Heat | 7/31/2008
SSC Middle School | 3625 G St | South Sioux City | NE | 68776-3466 | Dakota | NE02162 | Scrapped/Junked |  | 487 | 1990 | HYDROTHERM/ADV THER HYD | FT - Firetube Boiler | HWHT - Hot Water Heat | 7/31/2006
SSC Middle School | 3625 G St | South Sioux City | NE | 68776-3466 | Dakota | NE02163 | Scrapped/Junked |  | 470 | 1990 | HYDROTHERM/ADV THER HYD | FT - Firetube Boiler | HWHT - Hot Water Heat | 7/31/2008
SSC Middle School | 3625 G St | South Sioux City | NE | 68776-3466 | Dakota | NE02164 | Scrapped/Junked |  | 887 | 1990 | HYDROTHERM/ADV THER HYD | FT - Firetube Boiler | HWHT - Hot Water Heat | 7/31/2006
SSC Middle School | 3625 G St | South Sioux City | NE | 68776-3466 | Dakota | NE02165 | Scrapped/Junked |  | 593 | 1990 | HYDROTHERM/ADV THER HYD | FT - Firetube Boiler | HWHT - Hot Water Heat | 7/31/2008
SSC Middle School | 3625 G St | South Sioux City | NE | 68776-3466 | Dakota | NE07201 | Scrapped/Junked | 56277 | U0445636 | 2004 | Hydrotherm | FT - Firetube Boiler | HWHT - Hot Water Heat | 3/31/2016
SSC Middle School | 3625 G St | South Sioux City | NE | 68776-3466 | Dakota | NE07202 | Scrapped/Junked | 56268 | U0445627 | 2004 | Hydrotherm | FT - Firetube Boiler | HWHT - Hot Water Heat | 3/31/2016
SSC Middle School | 3625 G St | South Sioux City | NE | 68776-3466 | Dakota | NE15792 | Scrapped/Junked | N/A | CP565347 | 2007 | WEIL MCLAIN | CALU - Cast Aluminum | HWHT - Hot Water Heat | 3/31/2013
SSC Middle School | 3625 G St | South Sioux City | NE | 68776-3466 | Dakota | NE15793 | Scrapped/Junked | N/A | CP5513798 | 2007 | WEIL MCLAIN | CALU - Cast Aluminum | HWHT - Hot Water Heat | 3/31/2015
SSC Middle School | 3625 G St | South Sioux City | NE | 68776-3466 | Dakota | NE15794 | Scrapped/Junked | N/A | CP5513506 | 2007 | WEIL MCLAIN | CALU - Cast Aluminum | HWHT - Hot Water Heat | 3/31/2013
SSC Middle School | 3625 G St | South Sioux City | NE | 68776-3466 | Dakota | NE15795 | Scrapped/Junked | N/A | CP5655351 | 2007 | WEIL MCLAIN | CALU - Cast Aluminum | HWHT - Hot Water Heat | 3/31/2013
SSC Middle School | 3625 G St | South Sioux City | NE | 68776-3466 | Dakota | NE15796 | Scrapped/Junked | N/A | CP5655446 | 2007 | WEIL MCLAIN | CALU - Cast Aluminum | HWHT - Hot Water Heat | 3/31/2013
SSC Middle School | 3625 G St | South Sioux City | NE | 68776-3466 | Dakota | NE15797 | Scrapped/Junked | N/A | CP5655352 | 2007 | WEIL MCLAIN | CALU - Cast Aluminum | HWHT - Hot Water Heat | 3/31/2015
SSC Middle School | 3625 G St | South Sioux City | NE | 68776-3466 | Dakota | NE16759 | Scrapped/Junked | 16387 |  | 1992 | AO SMITH | FTVT - Firetube Vertical TB | HWSD - Hot Water Dom/Potable | 7/31/2002
SSC Middle School | 3625 G St | South Sioux City | NE | 68776-3466 | Dakota | NE24151 | Scrapped/Junked | 88256 | 5768 | 2013 | Trinity | FTSS - Firetube Stainless Steel | HWHT - Hot Water Heat | 3/31/2020
SSC Middle School | 3625 G St | South Sioux City | NE | 68776-3466 | Dakota | NE24152 | Scrapped/Junked | 81017 | 4250 | 2013 | Trinity | FTSS - Firetube Stainless Steel | HWHT - Hot Water Heat | 3/31/2020
SSC Middle School | 3625 G St | South Sioux City | NE | 68776-3466 | Dakota | NE24153 | Scrapped/Junked | 80988 | 4239 | 2013 | Trinity | FTSS - Firetube Stainless Steel | HWHT - Hot Water Heat | 3/31/2020
SSC Middle School | 3625 G St | South Sioux City | NE | 68776-3466 | Dakota | NE24154 | Scrapped/Junked | 88850 | 5762 | 2013 | Trinity | FTSS - Firetube Stainless Steel | HWHT - Hot Water Heat | 3/31/2020
SSC Middle School | 3625 G St | South Sioux City | NE | 68776-3466 | Dakota | NE25747 | Scrapped/Junked | 149304 | 11991 | 2014 | NTI | FTVT - Firetube Vertical TB | HWHT - Hot Water Heat | 3/31/2020
SSC Middle School | 3625 G St | South Sioux City | NE | 68776-3466 | Dakota | NE25748 | Scrapped/Junked | 149301 | 11990 | 2014 | NTI | FTVT - Firetube Vertical TB | HWHT - Hot Water Heat | 3/31/2020
SSC Middle School | 3625 G St | South Sioux City | NE | 68776-3466 | Dakota | NE25749 | Scrapped/Junked | 141058 | 11012 | 2014 | NTI | FTVT - Firetube Vertical TB | HWHT - Hot Water Heat | 3/31/2020
SSC Middle School | 3625 G St | South Sioux City | NE | 68776-3466 | Dakota | NE25750 | Scrapped/Junked | 116745 | 9592 | 2014 | NTI | FTVT - Firetube Vertical TB | HWHT - Hot Water Heat | 3/31/2020
SSC Middle School | 3625 G St | South Sioux City | NE | 68776-3466 | Dakota | NE28335 | Active | 256959 | 17.PG120.12.0207 | 2017 | Heat Transfer Products Inc. | FTVT - Firetube Vertical TB | GLYC - Glycol Bldg Heat Sys | 3/31/2026
SSC Middle School | 3625 G St | South Sioux City | NE | 68776-3466 | Dakota | NE28336 | Active | 256962 | 17.PGT120.12.0210 | 2018 | Heat Transfer Products Inc. | FTVT - Firetube Vertical TB | GLYC - Glycol Bldg Heat Sys | 3/31/2026
SSC Middle School | 3625 G St | South Sioux City | NE | 68776-3466 | Dakota | NE28337 | Active | 255820 | 17.PG120.12.0168 | 2018 | Heat Transfer Products Inc. | FTVT - Firetube Vertical TB | GLYC - Glycol Bldg Heat Sys | 3/31/2026
SSC Middle School | 3625 G St | South Sioux City | NE | 68776-3466 | Dakota | NE28338 | Active | 227729 | 17.PG120.12.0335 | 2018 | Heat Transfer Products Inc. | FTVT - Firetube Vertical TB | GLYC - Glycol Bldg Heat Sys | 3/31/2026
SSC Middle School | 3625 G St | South Sioux City | NE | 68776-3466 | Dakota | NE28339 | Active | 227726 | 16.PG120.12.0332 | 2018 | Heat Transfer Products Inc. | FTVT - Firetube Vertical TB | GLYC - Glycol Bldg Heat Sys | 3/31/2026
SSC Middle School | 3625 G St | South Sioux City | NE | 68776-3466 | Dakota | NE28340 | Active | 255817 | 17.PG120.0165 | 2018 | Heat Transfer Products Inc. | FTVT - Firetube Vertical TB | GLYC - Glycol Bldg Heat Sys | 3/31/2026
Hornady MFG G-Island Plant | 3625 W Old Potash Hwy | Grand Island | NE | 68803-4905 | Hall | NE00095 | Scrapped/Junked | N/A | 9999 | 1972 | Kewanee | FTFB - Firetube-Firebox Boiler | HWHT - Hot Water Heat | 1/31/2011
Hornady MFG G-Island Plant | 3625 W Old Potash Hwy | Grand Island | NE | 68803-4905 | Hall | NE00096 | Active | N/A | 211-12990-1097 | 1999 | Peerless | CI - Cast Iron | HWHT - Hot Water Heat | 1/31/2027
Hornady MFG G-Island Plant | 3625 W Old Potash Hwy | Grand Island | NE | 68803-4905 | Hall | NE25386 | Active | N/A | 19HE-7-114655 | 2011 | SMITH | CI - Cast Iron | 0031 - Hightemp Water Supply | 1/31/2027
Nagl Manufacturing | 3626 Martha St | Omaha | NE | 68105-3153 | Douglas | NE17003 | Active | 924 | 1089 | 1954 | Be&S Continental | FTSM - FTS Marine Dry Back | STHT - Steam-Heat | 10/31/2023
LAKE FOREST TOWNHOMES | 3626 N 112th Ave | Omaha | NE | 68164-2875 | Douglas | NE21796 | Exempt 1999 LB-66 |  | MB89-002602083 | 1989 | AO SMITH | AHWH - ANSI/Fired Water Htr | HWSD - Hot Water Dom/Potable | 1/31/2000
Girls Inc of Omaha | 3626 N 65th Ave | Omaha | NE | 68104-3219 | Douglas | NE18329 | Scrapped/Junked | n/a | 211A-8468-0992 | 1994 | Peerless | CI - Cast Iron | HWHT - Hot Water Heat | 1/31/2017
Girls Inc of Omaha | 3626 N 65th Ave | Omaha | NE | 68104-3219 | Douglas | NE18392 | Scrapped/Junked |  | 0211A-05-N | 1994 | PEERLESS HEATER COMPANY |  | HWHT - Hot Water Heat | 1/31/1998
Girls Inc of Omaha | 3626 N 65th Ave | Omaha | NE | 68104-3219 | Douglas | NE21905 | Exempt 1999 LB-66 |  | 0888400091 | 1991 | RHEEM MANUFACTURING CO | AHWH - ANSI/Fired Water Htr | HWSD - Hot Water Dom/Potable | 1/31/2000
BRUCE CORPORATION | 363 N 2ND ST | DAVID CITY | NE | 68632 | BUTLER | NE19700 | Inactive |  | 00000000D2053M | 1930 | US RADIATOR |  | HWHT - Hot Water Heat | 6/30/1998
Leonard Chubb (Shop) | 3632 Highway 20 | Crawford | NE | 69339-1715 | Dawes | NE30170 | Inactive | N/A | 33077 | 1915 | Case | HOBB - Hobby/Antique Boiler | 0024 - Antique Steam Tractor | 5/31/2017
City of Lincoln Anderson Library | 3635 Touzalin Ave | Lincoln | NE | 68507-1650 | Lancaster | NE00901 | Scrapped/Junked | 92392 | I987981 | 1999 | Lochinvar | WT - Water Tube Boiler | HWHT - Hot Water Heat | 9/30/2019
City of Lincoln Anderson Library | 3635 Touzalin Ave | Lincoln | NE | 68507-1650 | Lancaster | NE00902 | Scrapped/Junked | 92393 | I987980 | 1999 | Lochinvar | WT - Water Tube Boiler | HWHT - Hot Water Heat | 9/30/2019
City of Lincoln Anderson Library | 3635 Touzalin Ave | Lincoln | NE | 68507-1650 | Lancaster | NE28476 | Active | 258677 | 17.PGT550.112.0395 | 2017 | Lochinvar | FTVT - Firetube Vertical TB | HWHT - Hot Water Heat | 11/30/2026
City of Lincoln Anderson Library | 3635 Touzalin Ave | Lincoln | NE | 68507-1650 | Lancaster | NE28477 | Active | 246932 | 17.PGT550.112.0060 | 2017 | Lochinvar | FTVT - Firetube Vertical TB | HWHT - Hot Water Heat | 11/30/2026
Duchesne Academy | 3636 California St | Omaha | NE | 68131-1977 | Douglas | NE06496 | Active | 12942 | 57062 | 2003 | TRIA | FTVT - Firetube Vertical TB | HWSD - Hot Water Dom/Potable | 11/30/2026
Duchesne Academy | 3636 California St | Omaha | NE | 68131-1977 | Douglas | NE06497 | Active | 13023 | 57143 | 2004 | TRIA | FTVT - Firetube Vertical TB | HWHT - Hot Water Heat | 11/30/2026
Duchesne Academy | 3636 California St | Omaha | NE | 68131-1977 | Douglas | NE06498 | Active | 13026 | 57146 | 2004 | TRIA | FTVT - Firetube Vertical TB | HWHT - Hot Water Heat | 11/30/2026
FOX RUN APARTMENTS | 3636 S 69th Plz | Omaha | NE | 68106-4156 | Douglas | NE24083 | Exempt 1999 LB-66 |  | 23271 | 1997 | BRADFORD-WHITE | AHWH - ANSI/Fired Water Htr | HWSD - Hot Water Dom/Potable | 8/31/1999
Signature Flight Support, BBA Aviation | 3636 Wilbur Plz | Omaha | NE | 68110-2642 | Douglas | NE37303 | Active | 34054 | R2277 | 1981 | Kewanee | FTFB - Firetube-Firebox Boiler | HWHT - Hot Water Heat | 4/30/2026
Signature Flight Support, BBA Aviation | 3636 Wilbur Plz | Omaha | NE | 68110-2642 | Douglas | NE37304 | Active | 34055 | R2278 | 1981 | Kewanee | FTFB - Firetube-Firebox Boiler | HWHT - Hot Water Heat | 4/30/2026
Paul Davis Restoration | 3641 S 6th St | Lincoln | NE | 68502-4323 | Lancaster | NE18649 | Active | 59943 | 59943 | 2010 | Parker Boiler Company | WT - Water Tube Boiler | PROC - Process Steam | 9/30/2026
Continental Western Ins | 3641 Village Dr | Lincoln | NE | 68516-4721 | Lancaster | NE07259 | Scrapped/Junked | 7423 | 92-3469 | 1992 | Aldrich | FTVT - Firetube Vertical TB | HWHT - Hot Water Heat | 10/31/2014
Continental Western Ins | 3641 Village Dr | Lincoln | NE | 68516-4721 | Lancaster | NE24089 | Active | 276581 | J13H10276581 | 2013 | Lochinvar/Giannoni | WTSS - Watertube SS Steel | HWHT - Hot Water Heat | 12/31/2026
Union Bank and Trust | 3643 S 48th St | Lincoln | NE | 68506-4341 | Lancaster | NE03373 | Scrapped/Junked | n/a | 3685V01841 | 1983 | Dunkirk | CI - Cast Iron | HWHT - Hot Water Heat | 4/30/2012
Union Bank and Trust | 3643 S 48th St | Lincoln | NE | 68506-4341 | Lancaster | NE22837 | Active | N/A | 65294653 | 2011 | Burnham | CI - Cast Iron | HWHT - Hot Water Heat | 4/30/2026
Former Soo Paw Motel | 36447 US Hwy 34 | Trenton | NE | 69044-1764 | Hitchcock | NE00795 | Scrapped/Junked |  | MI-09 | 1999 | PEER | CI - Cast Iron | HWHT - Hot Water Heat | 2/28/2009
Former Soo Paw Motel | 36447 US Hwy 34 | Trenton | NE | 69044-1764 | Hitchcock | NE13413 | Scrapped/Junked | 206137 | 08206137 | 2008 | LAARS HEATING SYSTEMS CO | CPFT - Horiz Cpr Fin Boiler | HWDP - Hotwater Heat & Dom Supply | 2/28/2013
Former Soo Paw Motel | 36447 US Hwy 34 | Trenton | NE | 69044-1764 | Hitchcock | NE22882 | Scrapped/Junked | 238690 | V12 238690 | 2012 | Laars | CPFT - Horiz Cpr Fin Boiler | HWHT - Hot Water Heat | 3/31/2016
Former Soo Paw Motel | 36447 US Hwy 34 | Trenton | NE | 69044-1764 | Hitchcock | NE24300 | Inactive |  | 5-B-16 | 1955 | US RADIATOR |  | HWHT - Hot Water Heat | 3/9/2001
Former Soo Paw Motel | 36447 US Hwy 34 | Trenton | NE | 69044-1764 | Hitchcock | NE26167 | Exempt | 247327 | V13247327 | 2013 | Laars | CPFT - Horiz Cpr Fin Boiler | HWHT - Hot Water Heat | 2/28/2026
Augustana Lutheran Church-BMIC#421348 | 3647 Lafayette Ave | Omaha | NE | 68131-1363 | Douglas | NE04317 | Scrapped/Junked | 17656 | 17656 | 1987 | Burnham America | FTFB - Firetube-Firebox Boiler | STHT - Steam-Heat | 3/31/2014
Augustana Lutheran Church-BMIC#421348 | 3647 Lafayette Ave | Omaha | NE | 68131-1363 | Douglas | NE20354 | Exempt 1999 LB-66 |  | 770W-M80-98503 | 1980 | AO SMITH | AHWH - ANSI/Fired Water Htr | HWSD - Hot Water Dom/Potable | 9/30/1999
Cherry County Courthouse | 365 N Main St | Valentine | NE | 69201-1800 | Cherry | NE16421 | Scrapped/Junked | N/A | 17722 | 1935 | FARR | FTLO - Firetube Locomotive Type | STHT - Steam-Heat | 10/31/2022
Cherry County Courthouse | 365 N Main St | Valentine | NE | 69201-1800 | Cherry | NE16422 | Scrapped/Junked |  | 2 | 1965 | KEWA | FTFB - Firetube-Firebox Boiler | STHT - Steam-Heat | 8/31/2010
Cherry County Courthouse | 365 N Main St | Valentine | NE | 69201-1800 | Cherry | NE16423 | Inactive | N/A | A509 | 1965 | AMST | CI - Cast Iron | STHT - Steam-Heat | 10/31/2023
Cherry County Courthouse | 365 N Main St | Valentine | NE | 69201-1800 | Cherry | NE19231 | Active | 128688 | B10H10128688 | 2010 | Lochinvar | WTSS - Watertube SS Steel | GLYC - Glycol Bldg Heat Sys | 10/31/2026
Cherry County Courthouse | 365 N Main St | Valentine | NE | 69201-1800 | Cherry | NE19232 | Scrapped/Junked | 128695 | B10H10128695 | 2010 | Lochinvar | WTSS - Watertube SS Steel | GLYC - Glycol Bldg Heat Sys | 10/31/2025
Cherry County Courthouse | 365 N Main St | Valentine | NE | 69201-1800 | Cherry | NE24525 | Active | 153975 | 1050M000893 | 2010 | AO SMITH | CHWH - ASME/Fired Water Heater | HWSD - Hot Water Dom/Potable | 10/31/2026
Cherry County Courthouse | 365 N Main St | Valentine | NE | 69201-1800 | Cherry | NE24526 | Active | 153973 | 1050M000892 | 2010 | AO SMITH | CHWH - ASME/Fired Water Heater | HWSD - Hot Water Dom/Potable | 10/31/2026
Doubletree Omaha SW | 3650 S 72nd St | Omaha | NE | 68124-3572 | Douglas | NE00134 | Scrapped/Junked | 46203 | Z16-98-46203 | 1998 | AOSM | COBL - Coil Type Boiler | HWSD - Hot Water Dom/Potable | 1/31/2013
Doubletree Omaha SW | 3650 S 72nd St | Omaha | NE | 68124-3572 | Douglas | NE07890 | Scrapped/Junked | 59962 | 932-L-00-59962 | 2000 | AOSM | COBL - Coil Type Boiler | HWSD - Hot Water Dom/Potable | 1/31/2013
Doubletree Omaha SW | 3650 S 72nd St | Omaha | NE | 68124-3572 | Douglas | NE12149 | Scrapped/Junked | 71450 | A03-71450 | 2003 | AOSM | COBL - Coil Type Boiler | HWSD - Hot Water Dom/Potable | 3/31/2009
Doubletree Omaha SW | 3650 S 72nd St | Omaha | NE | 68124-3572 | Douglas | NE12648 | Scrapped/Junked | C22587 | 0838N991122 | 2008 | AO SMITH | CHWH - ASME/Fired Water Heater | HWDP - Hotwater Heat & Dom Supply | 1/31/2013
Doubletree Omaha SW | 3650 S 72nd St | Omaha | NE | 68124-3572 | Douglas | NE12873 | Scrapped/Junked | 17296 | F9217296 | 1992 | AO SMITH | FT - Firetube Boiler | HWSD - Hot Water Dom/Potable | 1/31/2003
Doubletree Omaha SW | 3650 S 72nd St | Omaha | NE | 68124-3572 | Douglas | NE12875 | Exempt |  | 465577 | 1970 | RAYPAK INC, CALIFORNIA | CPFT - Horiz Cpr Fin Boiler | IPHT - Indoor Pool Heater | 7/31/2000
Doubletree Omaha SW | 3650 S 72nd St | Omaha | NE | 68124-3572 | Douglas | NE12876 | Scrapped/Junked |  | 1131413 | 1970 | RAYPAK INC, CALIFORNIA | WT - Water Tube Boiler | IPHT - Indoor Pool Heater | 7/31/2001
Doubletree Omaha SW | 3650 S 72nd St | Omaha | NE | 68124-3572 | Douglas | NE12877 | Scrapped/Junked | 9164 |  | 1980 | COPPERGLASS | CHWH - ASME/Fired Water Heater | HWSD - Hot Water Dom/Potable | 7/31/2000
Doubletree Omaha SW | 3650 S 72nd St | Omaha | NE | 68124-3572 | Douglas | NE21657 | Scrapped/Junked | 31922 |  | 1996 | AO SMITH | CHWH - ASME/Fired Water Heater | HWSD - Hot Water Dom/Potable | 7/31/2001
Doubletree Omaha SW | 3650 S 72nd St | Omaha | NE | 68124-3572 | Douglas | NE22198 | Scrapped/Junked | 273025 | 0710273025 | 2007 | Raypak | CPPH - Ansi Cpr Fin Pool Heater | IPHT - Indoor Pool Heater | 3/31/2023
Doubletree Omaha SW | 3650 S 72nd St | Omaha | NE | 68124-3572 | Douglas | NE24900 | Active | 371490 | 1401371490 | 2014 | Raypak | CPPH - Ansi Cpr Fin Pool Heater | IPHT - Indoor Pool Heater | 3/31/2026
Nebraska Cellular Telephone (Vacant building) | 3650 W 13th St | Grand Island | NE | 68803-3303 | Hall | NE18818 | Inactive | 125960 | 9508125960 | 1995 | TELE | CPFT - Horiz Cpr Fin Boiler | HWHT - Hot Water Heat | 12/31/2021
Nebraska Cellular Telephone (Vacant building) | 3650 W 13th St | Grand Island | NE | 68803-3303 | Hall | NE18819 | Inactive | 125959 | 9508125959 | 1995 | TELE | CPFT - Horiz Cpr Fin Boiler | HWHT - Hot Water Heat | 12/31/2021
Fox Run Apartments | 3656 S 69Th St | Omaha | NE |  | Douglas | NE24082 | Exempt 1999 LB-66 |  | 7772 | 1997 | Bradford White | AHWH - ANSI/Fired Water Htr | HWSD - Hot Water Dom/Potable | 8/31/1999
Super Laundry | 3661 Q St | Omaha | NE | 68107-2523 | Douglas | NE02405 | Active | 171884 | 04171884 | 2004 | Hamilton Eng | CPFT - Horiz Cpr Fin Boiler | HWSD - Hot Water Dom/Potable | 1/31/2026
Trenton Agri Products | 36698 US Highway 34 | Trenton | NE | 69044-1767 | Hitchcock | NE01601 | Active | 64 | S-556-1 | 2003 | Siwel Industries, LLC | WT - Water Tube Boiler | PROC - Process Steam | 8/31/2026
Trenton Agri Products | 36698 US Highway 34 | Trenton | NE | 69044-1767 | Hitchcock | NE01602 | Scrapped/Junked | 142 | 03800-A | 2003 | Economasters LLC | ECON - Boiler Economizer | ECON - Boiler Economizer | 4/30/2012
Trenton Agri Products | 36698 US Highway 34 | Trenton | NE | 69044-1767 | Hitchcock | NE01609 | Active | 143 | 03800-B | 2003 | Economasters LLC | FPV - Fired Pressure Vessel | 0039 - Cook Water Unit | 4/30/2026
Trenton Agri Products | 36698 US Highway 34 | Trenton | NE | 69044-1767 | Hitchcock | NE01610 | Scrapped/Junked | 144 | 03800-C | 2003 | Economasters LLC | FPV - Fired Pressure Vessel | 0039 - Cook Water Unit | 4/30/2014
Trenton Agri Products | 36698 US Highway 34 | Trenton | NE | 69044-1767 | Hitchcock | NE22807 | Active | 64 | S-TMI 11-132 | 2012 | Topp's Mechanical | ECON - Boiler Economizer | HPEC - High Pressure Economizer | 4/30/2026
Trenton Agri Products | 36698 US Highway 34 | Trenton | NE | 69044-1767 | Hitchcock | NE24676 | Active | 322 | 11338 | 2011 | Economasters LLC | FPV - Fired Pressure Vessel | 0039 - Cook Water Unit | 4/30/2026
Trenton Agri Products | 36698 US Highway 34 | Trenton | NE | 69044-1767 | Hitchcock | NE24677 | Active | 17586 | 17586 | 2014 | Superior Boiler Works | FTHT - Firetube Horizontal | PROC - Process Steam | 8/31/2026
Trenton Agri Products | 36698 US Highway 34 | Trenton | NE | 69044-1767 | Hitchcock | NE24678 | Active | 2214 | 5370-12371-1 | 2014 | QCCM | ECON - Boiler Economizer | HPEC - High Pressure Economizer | 4/30/2026
SUMMER KITCHEN CAFE | 3685 N 129th St | Omaha | NE | 68164-5211 | Douglas | NE21862 | Exempt 1999 LB-66 |  | MG97-0664166964 | 1997 | AO SMITH | AHWH - ANSI/Fired Water Htr | HWSD - Hot Water Dom/Potable | 12/31/1999
SUMMER KITCHEN CAFE | 3685 N 129th St | Omaha | NE | 68164-5211 | Douglas | NE21863 | Exempt 1999 LB-66 |  | MH97-0673019970 | 1997 | AO SMITH | AHWH - ANSI/Fired Water Htr | HWSD - Hot Water Dom/Potable | 12/31/1999
Rinker Materials | 369 E Wiles Rd | Plattsmouth | NE | 68048-8559 | Cass | NE42697 | Active | 2190 | 03-2190 | 2002 | SIOUX | COBL - Coil Type Boiler | HWSP - Hot Water Non Potable Supply | 6/30/2026
UNL EAST CAMPUS | 36TH & HOLDREGE ST | LINCOLN | NE | 68504 | LANCASTER | NE00421 | Inactive |  |  | 1917 | HEINE | WT - Water Tube Boiler | BSUP - Bldg Heat & Process | 11/30/1986
UNL EAST CAMPUS | 36TH & HOLDREGE ST | LINCOLN | NE | 68504 | LANCASTER | NE00535 | Scrapped/Junked |  |  | 1917 | HEINE | WT - Water Tube Boiler | BSUP - Bldg Heat & Process | 11/30/1987
UNL EAST CAMPUS | 36TH & HOLDREGE ST | LINCOLN | NE | 68504 | LANCASTER | NE15483 | Inactive |  | 00000M3131 | 1968 | KEWANEE | FT - Firetube Boiler | STHT - Steam-Heat | 7/31/1997
3801 Harney LLC | 3700 NW 12th St | Lincoln | NE | 68521-3621 | Lancaster | NE05221 | Scrapped/Junked |  | 0892D0775 | 1990 | Rheem Manufacturing Co | CHWH - ASME/Fired Water Heater | HWSD - Hot Water Dom/Potable | 6/30/2004
3801 Harney LLC | 3700 NW 12th St | Lincoln | NE | 68521-3621 | Lancaster | NE05819 | Exempt 1999 LB-66 |  | G01926 | 1994 | RHEEM MANUFACTURING CO | AHWH - ANSI/Fired Water Htr | HWSD - Hot Water Dom/Potable | 6/30/2000
3801 Harney LLC | 3700 NW 12th St | Lincoln | NE | 68521-3621 | Lancaster | NE37217 | Out of Service | NA | G-38401 | 1984 | Kewanee | FT - Firetube Boiler | STHT - Steam-Heat | 10/31/2009
John The 23rd Center | 3700 Sheridan Blvd | Lincoln | NE | 68506-6100 | Lancaster | NE04265 | Active | n/a | N2262 | 1965 | Kewanee | FTFB - Firetube-Firebox Boiler | HWHT - Hot Water Heat | 3/31/2025
St Mary Plaza | 3701 Ave D | Scottsbluff | NE | 69361-4771 | Scotts Bluff | NE00806 | Scrapped/Junked | 438 | n/a | 2000 | Allied | COBL - Coil Type Boiler | HWHT - Hot Water Heat | 3/31/2018
St Mary Plaza | 3701 Ave D | Scottsbluff | NE | 69361-4771 | Scotts Bluff | NE27314 | Active | 351689 | D 11527 00113 | 2015 | Raypak | WT - Water Tube Boiler | HWHT - Hot Water Heat | 12/31/2025
St Mary Plaza | 3701 Ave D | Scottsbluff | NE | 69361-4771 | Scotts Bluff | NE27315 | Active | 292884 | D11701 00180 | 2017 | Raypak | WT - Water Tube Boiler | HWHT - Hot Water Heat | 12/31/2025
St Mary Plaza | 3701 Ave D | Scottsbluff | NE | 69361-4771 | Scotts Bluff | NE27316 | Active | 381772 | D 11626 00213 | 2016 | Raypak | WT - Water Tube Boiler | HWHT - Hot Water Heat | 12/31/2025
Henry Doorly Zoo | 3701 S 10th St | Omaha | NE | 68107-2299 | Douglas | NE02919 | Active | 1482 | 92463 | 1968 | CMP | FT - Firetube Boiler | LOCO - Locomotive/Train | 2/28/2026
Henry Doorly Zoo | 3701 S 10th St | Omaha | NE | 68107-2299 | Douglas | NE03707 | Active | N/A | 2360 | 1890 | KRAU | FT - Firetube Boiler | LOCO - Locomotive/Train | 2/28/2026
Henry Doorly Zoo | 3701 S 10th St | Omaha | NE | 68107-2299 | Douglas | NE04969 | Scrapped/Junked | 27761 | n/a | 1977 | Kewanee | FTFB - Firetube-Firebox Boiler | HWHT - Hot Water Heat | 4/30/2022
Henry Doorly Zoo | 3701 S 10th St | Omaha | NE | 68107-2299 | Douglas | NE04970 | Scrapped/Junked | 27705 | n/a | 1977 | Kewanee | FTFB - Firetube-Firebox Boiler | HWHT - Hot Water Heat | 4/30/2022
Henry Doorly Zoo | 3701 S 10th St | Omaha | NE | 68107-2299 | Douglas | NE04976 | Scrapped/Junked | 6343 | 89-1937 | 1989 | ALES | FTVT - Firetube Vertical TB | HWHT - Hot Water Heat | 4/30/2022
Henry Doorly Zoo | 3701 S 10th St | Omaha | NE | 68107-2299 | Douglas | NE04977 | Scrapped/Junked | 6347 | 89-1941 | 1989 | ALES | FTVT - Firetube Vertical TB | HWHT - Hot Water Heat | 4/30/2022
Henry Doorly Zoo | 3701 S 10th St | Omaha | NE | 68107-2299 | Douglas | NE04978 | Scrapped/Junked | 6342 | 89-1936 | 1989 | ALES | FTVT - Firetube Vertical TB | HWHT - Hot Water Heat | 4/30/2022
Henry Doorly Zoo | 3701 S 10th St | Omaha | NE | 68107-2299 | Douglas | NE04979 | Scrapped/Junked | 6346 | 89-1940 | 1989 | ALES | FTVT - Firetube Vertical TB | HWHT - Hot Water Heat | 4/30/2022
Henry Doorly Zoo | 3701 S 10th St | Omaha | NE | 68107-2299 | Douglas | NE04980 | Scrapped/Junked | 6345 | 89-1939 | 1989 | ALES | FTVT - Firetube Vertical TB | HWHT - Hot Water Heat | 4/30/2022
Henry Doorly Zoo | 3701 S 10th St | Omaha | NE | 68107-2299 | Douglas | NE04981 | Scrapped/Junked | 6348 | 89-1992 | 1989 | ALES | FTVT - Firetube Vertical TB | HWHT - Hot Water Heat | 4/30/2022
Henry Doorly Zoo | 3701 S 10th St | Omaha | NE | 68107-2299 | Douglas | NE06251 | Scrapped/Junked | 65066 | 65066/1271005 | 2001 | AOSM | CHWH - ASME/Fired Water Heater | HWSD - Hot Water Dom/Potable | 4/30/2010
Henry Doorly Zoo | 3701 S 10th St | Omaha | NE | 68107-2299 | Douglas | NE07071 | Scrapped/Junked | 13882 | 05F-1792 | 2005 | ALES | FTVT - Firetube Vertical TB | HWHT - Hot Water Heat | 4/30/2023
Henry Doorly Zoo | 3701 S 10th St | Omaha | NE | 68107-2299 | Douglas | NE07072 | Scrapped/Junked | 13883 | 05F-1793 | 2005 | ALES | FTVT - Firetube Vertical TB | HWHT - Hot Water Heat | 4/30/2023
Henry Doorly Zoo | 3701 S 10th St | Omaha | NE | 68107-2299 | Douglas | NE07073 | Active | 14633 | 05F-2540 | 2005 | ALES | FTVT - Firetube Vertical TB | HWHT - Hot Water Heat | 4/30/2026
Henry Doorly Zoo | 3701 S 10th St | Omaha | NE | 68107-2299 | Douglas | NE07074 | Active | 14634 | 05F-2541 | 2005 | ALES | FTVT - Firetube Vertical TB | HWHT - Hot Water Heat | 4/30/2026
Henry Doorly Zoo | 3701 S 10th St | Omaha | NE | 68107-2299 | Douglas | NE07075 | Active | 14635 | 05F-2542 | 2005 | ALES | FTVT - Firetube Vertical TB | HWHT - Hot Water Heat | 4/30/2026
Henry Doorly Zoo | 3701 S 10th St | Omaha | NE | 68107-2299 | Douglas | NE07301 | Scrapped/Junked | 13771 | 04F-1682 | 2004 | ALES | FTVT - Firetube Vertical TB | HWHT - Hot Water Heat | 4/30/2016
Henry Doorly Zoo | 3701 S 10th St | Omaha | NE | 68107-2299 | Douglas | NE07302 | Scrapped/Junked | 13772 | 04F-1683 | 2004 | ALES | FTVT - Firetube Vertical TB | HWHT - Hot Water Heat | 4/30/2016
Henry Doorly Zoo | 3701 S 10th St | Omaha | NE | 68107-2299 | Douglas | NE09595 | Out of Service | 4154 | 442-PY | 2000 | Fulton | FTUT - Firetube U-Tube Vert | HWHT - Hot Water Heat | 4/30/2022
Henry Doorly Zoo | 3701 S 10th St | Omaha | NE | 68107-2299 | Douglas | NE09596 | Out of Service | 4153 | 441-PY | 2000 | Fulton | FTUT - Firetube U-Tube Vert | HWHT - Hot Water Heat | 4/30/2022
Henry Doorly Zoo | 3701 S 10th St | Omaha | NE | 68107-2299 | Douglas | NE09597 | Out of Service | 4172 | 448-PY | 2000 | Fulton | FTUT - Firetube U-Tube Vert | HWHT - Hot Water Heat | 4/30/2022
Henry Doorly Zoo | 3701 S 10th St | Omaha | NE | 68107-2299 | Douglas | NE09598 | Out of Service | 4155 | 443-PY | 2000 | Fulton | FTUT - Firetube U-Tube Vert | HWHT - Hot Water Heat | 4/30/2022
Henry Doorly Zoo | 3701 S 10th St | Omaha | NE | 68107-2299 | Douglas | NE09599 | Out of Service | 4163 | 447-PY | 2000 | Fulton | FTUT - Firetube U-Tube Vert | HWHT - Hot Water Heat | 4/30/2022
Henry Doorly Zoo | 3701 S 10th St | Omaha | NE | 68107-2299 | Douglas | NE09600 | Out of Service | 4157 | 455-PY | 2000 | Fulton | FTUT - Firetube U-Tube Vert | HWHT - Hot Water Heat | 4/30/2022
Henry Doorly Zoo | 3701 S 10th St | Omaha | NE | 68107-2299 | Douglas | NE09601 | Out of Service | 4161 | 444-PY | 2000 | fulton | FTUT - Firetube U-Tube Vert | HWHT - Hot Water Heat | 4/30/2022
Henry Doorly Zoo | 3701 S 10th St | Omaha | NE | 68107-2299 | Douglas | NE09602 | Out of Service | 4162 | 446-PY | 2000 | Fulton | FTUT - Firetube U-Tube Vert | HWHT - Hot Water Heat | 4/30/2022
Henry Doorly Zoo | 3701 S 10th St | Omaha | NE | 68107-2299 | Douglas | NE09603 | Out of Service | 4164 | 449-PY | 2000 | Fulton | FTUT - Firetube U-Tube Vert | HWHT - Hot Water Heat | 4/30/2022
Henry Doorly Zoo | 3701 S 10th St | Omaha | NE | 68107-2299 | Douglas | NE12571 | Active | 16630 | 07F-4537 | 2007 | ALES | FTVT - Firetube Vertical TB | HWHT - Hot Water Heat | 4/30/2026
Henry Doorly Zoo | 3701 S 10th St | Omaha | NE | 68107-2299 | Douglas | NE12572 | Active | 16632 | 07F-4539 | 2007 | ALES | FTVT - Firetube Vertical TB | HWHT - Hot Water Heat | 4/30/2026
Henry Doorly Zoo | 3701 S 10th St | Omaha | NE | 68107-2299 | Douglas | NE12573 | Active | 16631 | 07F-4538 | 2007 | ALES | FTVT - Firetube Vertical TB | HWHT - Hot Water Heat | 4/30/2026
Henry Doorly Zoo | 3701 S 10th St | Omaha | NE | 68107-2299 | Douglas | NE15072 | Active | 12921 | F0837 | 2003 | ALES | FTVT - Firetube Vertical TB | HWHT - Hot Water Heat | 4/30/2026
Henry Doorly Zoo | 3701 S 10th St | Omaha | NE | 68107-2299 | Douglas | NE15073 | Active | 12920 | F0836 | 2003 | ALES | FTVT - Firetube Vertical TB | HWHT - Hot Water Heat | 4/30/2026
Henry Doorly Zoo | 3701 S 10th St | Omaha | NE | 68107-2299 | Douglas | NE15074 | Active | 12923 | F0839 | 2003 | ALES | FTVT - Firetube Vertical TB | HWHT - Hot Water Heat | 4/30/2026
Henry Doorly Zoo | 3701 S 10th St | Omaha | NE | 68107-2299 | Douglas | NE15594 | Scrapped/Junked | 7616 | 85-7616 | 1985 | ALDRICH | FTVT - Firetube Vertical TB | HWHT - Hot Water Heat | 4/30/2003
Henry Doorly Zoo | 3701 S 10th St | Omaha | NE | 68107-2299 | Douglas | NE15595 | Scrapped/Junked | 7615 | 85-7615 | 1985 | ALDRICH | FTVT - Firetube Vertical TB | HWHT - Hot Water Heat | 4/30/2003
Henry Doorly Zoo | 3701 S 10th St | Omaha | NE | 68107-2299 | Douglas | NE15620 | Active | 79942 | 8691189 | 1986 | Teledyne Laars | CPFT - Horiz Cpr Fin Boiler | HWHT - Hot Water Heat | 4/30/2026
Henry Doorly Zoo | 3701 S 10th St | Omaha | NE | 68107-2299 | Douglas | NE15621 | Active | 79943 | 8691190 | 1986 | Teledyne Laars | CPFT - Horiz Cpr Fin Boiler | HWSD - Hot Water Dom/Potable | 4/30/2026
Henry Doorly Zoo | 3701 S 10th St | Omaha | NE | 68107-2299 | Douglas | NE15624 | Scrapped/Junked | 7614 | 85-7614 | 1985 | ALDRICH | FTVT - Firetube Vertical TB | HWHT - Hot Water Heat | 4/30/2003
Henry Doorly Zoo | 3701 S 10th St | Omaha | NE | 68107-2299 | Douglas | NE15625 | Scrapped/Junked | 7613 | 85-7613 | 1985 | ALDRICH | FTVT - Firetube Vertical TB | HWHT - Hot Water Heat | 4/30/2003
Henry Doorly Zoo | 3701 S 10th St | Omaha | NE | 68107-2299 | Douglas | NE15674 | Scrapped/Junked | 8335 | 95E-5052 | 1995 | ALES | FTVT - Firetube Vertical TB | HWHT - Hot Water Heat | 4/30/2022
Henry Doorly Zoo | 3701 S 10th St | Omaha | NE | 68107-2299 | Douglas | NE15675 | Scrapped/Junked | 7854 | 94E-4092 | 1994 | ALES | FTVT - Firetube Vertical TB | HWHT - Hot Water Heat | 4/30/2022
Henry Doorly Zoo | 3701 S 10th St | Omaha | NE | 68107-2299 | Douglas | NE15676 | Scrapped/Junked | 7853 | 94E-4091 | 1994 | Aldrich | FTVT - Firetube Vertical TB | HWHT - Hot Water Heat | 4/30/2022
Henry Doorly Zoo | 3701 S 10th St | Omaha | NE | 68107-2299 | Douglas | NE15677 | Scrapped/Junked | 7848 | 94E-4086 | 1994 | ALES | FTVT - Firetube Vertical TB | HWHT - Hot Water Heat | 4/30/2022
Henry Doorly Zoo | 3701 S 10th St | Omaha | NE | 68107-2299 | Douglas | NE15678 | Scrapped/Junked | 7849 | 94E-4087 | 1994 | ALES | FTVT - Firetube Vertical TB | HWHT - Hot Water Heat | 4/30/2022
Henry Doorly Zoo | 3701 S 10th St | Omaha | NE | 68107-2299 | Douglas | NE15679 | Scrapped/Junked | 7851 | 94E-4089 | 1994 | ALES | FTVT - Firetube Vertical TB | HWHT - Hot Water Heat | 4/30/2022
Henry Doorly Zoo | 3701 S 10th St | Omaha | NE | 68107-2299 | Douglas | NE15680 | Scrapped/Junked | 23287 | LK930023287 | 1993 | AOSM | CHWH - ASME/Fired Water Heater | HWSD - Hot Water Dom/Potable | 4/30/2013
Henry Doorly Zoo | 3701 S 10th St | Omaha | NE | 68107-2299 | Douglas | NE16071 | Active | 17159 | 08F-5066 | 2008 | Les Inc/Aldrich Co | FTVT - Firetube Vertical TB | HWHT - Hot Water Heat | 4/30/2026
Henry Doorly Zoo | 3701 S 10th St | Omaha | NE | 68107-2299 | Douglas | NE16072 | Active | 17158 | 08F-5065 | 2008 | Les Inc/Aldrich Co | FTVT - Firetube Vertical TB | HWHT - Hot Water Heat | 4/30/2026
Henry Doorly Zoo | 3701 S 10th St | Omaha | NE | 68107-2299 | Douglas | NE16073 | Active | 17157 | 08-5064 | 2008 | Les Inc/Aldrich Co | FTVT - Firetube Vertical TB | HWHT - Hot Water Heat | 4/30/2026
Henry Doorly Zoo | 3701 S 10th St | Omaha | NE | 68107-2299 | Douglas | NE20641 | Exempt 1999 LB-66 |  | 0441823 | 1997 | AO SMITH | AHWH - ANSI/Fired Water Htr | HWSD - Hot Water Dom/Potable | 4/30/2000
Henry Doorly Zoo | 3701 S 10th St | Omaha | NE | 68107-2299 | Douglas | NE20645 | Active | 8795 | 96E-5738 | 1996 | ALES | FTVT - Firetube Vertical TB | HWHT - Hot Water Heat | 4/30/2026
Henry Doorly Zoo | 3701 S 10th St | Omaha | NE | 68107-2299 | Douglas | NE20646 | Active | 8802 | 96E-5745 | 1996 | ALES | FTVT - Firetube Vertical TB | HWHT - Hot Water Heat | 4/30/2026
Henry Doorly Zoo | 3701 S 10th St | Omaha | NE | 68107-2299 | Douglas | NE20647 | Active | 8801 | 96E-5744 | 1996 | ALES | FTVT - Firetube Vertical TB | HWHT - Hot Water Heat | 4/30/2026
Henry Doorly Zoo | 3701 S 10th St | Omaha | NE | 68107-2299 | Douglas | NE20669 | Scrapped/Junked | 35514 | LG96-0560931 | 1997 | AO SMITH | CHWH - ASME/Fired Water Heater | HWSD - Hot Water Dom/Potable | 4/30/2002
Henry Doorly Zoo | 3701 S 10th St | Omaha | NE | 68107-2299 | Douglas | NE22176 | Active | 202715 | D1113100176 | 2011 | Giannoni | WT - Water Tube Boiler | HWDP - Hotwater Heat & Dom Supply | 4/30/2026
Henry Doorly Zoo | 3701 S 10th St | Omaha | NE | 68107-2299 | Douglas | NE22177 | Scrapped/Junked | 143845 | 143845 | 2010 | AO SMITH | CHWH - ASME/Fired Water Heater | HWDP - Hotwater Heat & Dom Supply | 4/30/2013
Henry Doorly Zoo | 3701 S 10th St | Omaha | NE | 68107-2299 | Douglas | NE23313 | Scrapped/Junked | 53730 |  | 1998 | MARKET FORGE INDUSTRIES | FT - Firetube Boiler | 0021 - Steam Supp Cooker/Kettle | 4/30/2001
Henry Doorly Zoo | 3701 S 10th St | Omaha | NE | 68107-2299 | Douglas | NE24860 | Scrapped/Junked | 161925 | 161925 | 2011 | AO SMITH | CHWH - ASME/Fired Water Heater | HWSD - Hot Water Dom/Potable | 4/30/2016
Henry Doorly Zoo | 3701 S 10th St | Omaha | NE | 68107-2299 | Douglas | NE24861 | Scrapped/Junked | 171567 | 171567 | 2012 | State Industries | CHWH - ASME/Fired Water Heater | HWSD - Hot Water Dom/Potable | 4/30/2021
Henry Doorly Zoo | 3701 S 10th St | Omaha | NE | 68107-2299 | Douglas | NE26356 | Active | 367796 | D1.15.47.00022 | 2015 | Lochinvar | COND - Condenser | HWFG - Hotwater Heat Floor-Glycl | 4/30/2026
Henry Doorly Zoo | 3701 S 10th St | Omaha | NE | 68107-2299 | Douglas | NE26357 | Active | 367795 | D1.15.17.00021 | 2015 | Lochinvar | COND - Condenser | HWFG - Hotwater Heat Floor-Glycl | 4/30/2026
Henry Doorly Zoo | 3701 S 10th St | Omaha | NE | 68107-2299 | Douglas | NE26692 | Active | 231087 | 1641103545440 | 2016 | Lochinvar | COND - Condenser | HWHT - Hot Water Heat | 4/30/2026
Henry Doorly Zoo | 3701 S 10th St | Omaha | NE | 68107-2299 | Douglas | NE26693 | Active | 231991 | 1641103545438 | 2016 | Lochinvar | COND - Condenser | HWHT - Hot Water Heat | 4/30/2026
Henry Doorly Zoo | 3701 S 10th St | Omaha | NE | 68107-2299 | Douglas | NE26694 | Active | 384904 | 1641103545481 | 2016 | Lochinvar | COND - Condenser | HWSD - Hot Water Dom/Potable | 4/30/2026
Henry Doorly Zoo | 3701 S 10th St | Omaha | NE | 68107-2299 | Douglas | NE26695 | Active | 384892 | 1641103545480 | 2016 | Lochinvar | COND - Condenser | HWSD - Hot Water Dom/Potable | 4/30/2026
Henry Doorly Zoo | 3701 S 10th St | Omaha | NE | 68107-2299 | Douglas | NE28870 | Active | 6388 | FC059006290 | 2018 | Riello | WT - Water Tube Boiler | HWHT - Hot Water Heat | 4/30/2026
Henry Doorly Zoo | 3701 S 10th St | Omaha | NE | 68107-2299 | Douglas | NE28871 | Active | 6492 | FC059006290 | 2018 | Riello | WT - Water Tube Boiler | HWHT - Hot Water Heat | 4/30/2026
Henry Doorly Zoo | 3701 S 10th St | Omaha | NE | 68107-2299 | Douglas | NE28872 | Active | 5915 | FC468005736 | 2018 | Riello | WT - Water Tube Boiler | HWHT - Hot Water Heat | 4/30/2026
Henry Doorly Zoo | 3701 S 10th St | Omaha | NE | 68107-2299 | Douglas | NE28873 | Active | 5918 | FC468005736 | 2018 | Riello | WT - Water Tube Boiler | HWHT - Hot Water Heat | 4/30/2026
Henry Doorly Zoo | 3701 S 10th St | Omaha | NE | 68107-2299 | Douglas | NE29255 | Active | 518067 | 2102518067 | 2021 | Raypak | CPFT - Horiz Cpr Fin Boiler | OPHT - Outdoor Pool Heater | 4/30/2026
Henry Doorly Zoo | 3701 S 10th St | Omaha | NE | 68107-2299 | Douglas | NE41751 | Active | 11959 | 20-HE105412620 | 2020 | Riello | SSCH - SS Coil Water Heater | HWHT - Hot Water Heat | 4/30/2026
Henry Doorly Zoo | 3701 S 10th St | Omaha | NE | 68107-2299 | Douglas | NE41752 | Active | 11960 | 20-HE105422620 | 2020 | Riello | SSCH - SS Coil Water Heater | HWHT - Hot Water Heat | 4/30/2026
Henry Doorly Zoo | 3701 S 10th St | Omaha | NE | 68107-2299 | Douglas | NE41753 | Active | 11970 | 20-HE105522620 | 2020 | Riello | SSCH - SS Coil Water Heater | HWHT - Hot Water Heat | 4/30/2026
Henry Doorly Zoo | 3701 S 10th St | Omaha | NE | 68107-2299 | Douglas | NE41754 | Active | 10983 | 20-HE095701320 | 2020 | Riello | SSCH - SS Coil Water Heater | HWHT - Hot Water Heat | 4/30/2026
Henry Doorly Zoo | 3701 S 10th St | Omaha | NE | 68107-2299 | Douglas | NE41755 | Active | 11958 | 20-HE105402620 | 2020 | Riello | SSCH - SS Coil Water Heater | HWHT - Hot Water Heat | 4/30/2026
Henry Doorly Zoo | 3701 S 10th St | Omaha | NE | 68107-2299 | Douglas | NE41756 | Active | 11312 | 20-HE098941820 | 2020 | Riello | SSCH - SS Coil Water Heater | HWHT - Hot Water Heat | 4/30/2026
Henry Doorly Zoo | 3701 S 10th St | Omaha | NE | 68107-2299 | Douglas | NE41757 | Active | 11957 | 20-HE105392620 | 2020 | Riello | SSCH - SS Coil Water Heater | HWHT - Hot Water Heat | 4/30/2026
Henry Doorly Zoo | 3701 S 10th St | Omaha | NE | 68107-2299 | Douglas | NE41758 | Active | 11441 | 20-HE100232020 | 2020 | Riello | SSCH - SS Coil Water Heater | HWHT - Hot Water Heat | 4/30/2026
Henry Doorly Zoo | 3701 S 10th St | Omaha | NE | 68107-2299 | Douglas | NE41759 | Active | 10919 | 20-HE095062620 | 2020 | Riello | SSCH - SS Coil Water Heater | HWHT - Hot Water Heat | 4/30/2026
Henry Doorly Zoo | 3701 S 10th St | Omaha | NE | 68107-2299 | Douglas | NE41760 | Active | 11681 | 20-HE102632220 | 2020 | Riello | SSCH - SS Coil Water Heater | HWHT - Hot Water Heat | 4/30/2026
Henry Doorly Zoo | 3701 S 10th St | Omaha | NE | 68107-2299 | Douglas | NE41761 | Active | 11707 | 20-HE102892220 | 2020 | Riello | SSCH - SS Coil Water Heater | HWHT - Hot Water Heat | 4/30/2026
Henry Doorly Zoo | 3701 S 10th St | Omaha | NE | 68107-2299 | Douglas | NE41762 | Active | 10947 | 20-HE095341220 | 2020 | Riello | SSCH - SS Coil Water Heater | HWHT - Hot Water Heat | 4/30/2026
Henry Doorly Zoo | 3701 S 10th St | Omaha | NE | 68107-2299 | Douglas | NE41763 | Active | 10945 | 20-HE095321220 | 2020 | Riello | SSCH - SS Coil Water Heater | HWHT - Hot Water Heat | 4/30/2026
Henry Doorly Zoo | 3701 S 10th St | Omaha | NE | 68107-2299 | Douglas | NE41764 | Active | 10948 | 20-HE095351220 | 2020 | Riello | SSCH - SS Coil Water Heater | HWHT - Hot Water Heat | 4/30/2026
Henry Doorly Zoo | 3701 S 10th St | Omaha | NE | 68107-2299 | Douglas | NE41765 | Active | 10946 | 20-HE095331220 | 2020 | Riello | SSCH - SS Coil Water Heater | HWHT - Hot Water Heat | 4/30/2026
Henry Doorly Zoo | 3701 S 10th St | Omaha | NE | 68107-2299 | Douglas | NE41766 | Active | 10949 | 20-HE095361220 | 2020 | Riello | SSCH - SS Coil Water Heater | HWHT - Hot Water Heat | 4/30/2026
Henry Doorly Zoo | 3701 S 10th St | Omaha | NE | 68107-2299 | Douglas | NE41767 | Active | 11362 | 20-HE099441920 | 2020 | Riello | SSCH - SS Coil Water Heater | HWHT - Hot Water Heat | 4/30/2026
Henry Doorly Zoo | 3701 S 10th St | Omaha | NE | 68107-2299 | Douglas | NE41768 | Active | 11381 | 20-HE099632020 | 2020 | Riello | SSCH - SS Coil Water Heater | HWHT - Hot Water Heat | 4/30/2026
Henry Doorly Zoo | 3701 S 10th St | Omaha | NE | 68107-2299 | Douglas | NE41769 | Active | 11383 | 20-HE099652020 | 2020 | Riello | SSCH - SS Coil Water Heater | HWHT - Hot Water Heat | 4/30/2026
Henry Doorly Zoo | 3701 S 10th St | Omaha | NE | 68107-2299 | Douglas | NE41770 | Active | 11380 | 20-HE099622020 | 2020 | Riello | SSCH - SS Coil Water Heater | HWHT - Hot Water Heat | 4/30/2026
Henry Doorly Zoo | 3701 S 10th St | Omaha | NE | 68107-2299 | Douglas | NE41771 | Active | 11382 | 20-HE099642020 | 2020 | Riello | SSCH - SS Coil Water Heater | HWHT - Hot Water Heat | 4/30/2026
Henry Doorly Zoo | 3701 S 10th St | Omaha | NE | 68107-2299 | Douglas | NE41772 | Active | 11379 | 20-HE09962020 | 2020 | Riello | SSCH - SS Coil Water Heater | HWHT - Hot Water Heat | 4/30/2026
Henry Doorly Zoo | 3701 S 10th St | Omaha | NE | 68107-2299 | Douglas | NE41773 | Active | 11914 | 20-HE104962620 | 2020 | Riello | SSCH - SS Coil Water Heater | HWHT - Hot Water Heat | 4/30/2026
Henry Doorly Zoo | 3701 S 10th St | Omaha | NE | 68107-2299 | Douglas | NE41774 | Active | 11955 | 20-HE10537260 | 2020 | Riello | SSCH - SS Coil Water Heater | HWHT - Hot Water Heat | 4/30/2026
Henry Doorly Zoo | 3701 S 10th St | Omaha | NE | 68107-2299 | Douglas | NE41775 | Active | 11945 | 20-HE105272620 | 2020 | Riello | SSCH - SS Coil Water Heater | HWHT - Hot Water Heat | 4/30/2026
Henry Doorly Zoo | 3701 S 10th St | Omaha | NE | 68107-2299 | Douglas | NE41776 | Active | 11956 | 20-HE105382620 | 2020 | Riello | SSCH - SS Coil Water Heater | HWHT - Hot Water Heat | 4/30/2026
Henry Doorly Zoo | 3701 S 10th St | Omaha | NE | 68107-2299 | Douglas | NE41777 | Active | 11944 | 20-HE105262620 | 2020 | Riello | SSCH - SS Coil Water Heater | HWHT - Hot Water Heat | 4/30/2026
Henry Doorly Zoo | 3701 S 10th St | Omaha | NE | 68107-2299 | Douglas | NE41778 | Active | 11949 | 20-HE105312620 | 2020 | Riello | SSCH - SS Coil Water Heater | HWHT - Hot Water Heat | 4/30/2026
Henry Doorly Zoo | 3701 S 10th St | Omaha | NE | 68107-2299 | Douglas | NE41902 | Active | 18452 | 21-HE169812121 | 2021 | Riello | WT - Water Tube Boiler | HWHT - Hot Water Heat | 4/30/2026
Henry Doorly Zoo | 3701 S 10th St | Omaha | NE | 68107-2299 | Douglas | NE41903 | Active | 18432 | 21-HE169612121 | 2021 | Riello | WT - Water Tube Boiler | HWHT - Hot Water Heat | 4/30/2026
Henry Doorly Zoo | 3701 S 10th St | Omaha | NE | 68107-2299 | Douglas | NE41904 | Active | 18427 | 21-HE169562121 | 2021 | Riello | WT - Water Tube Boiler | HWHT - Hot Water Heat | 4/30/2026
Henry Doorly Zoo | 3701 S 10th St | Omaha | NE | 68107-2299 | Douglas | NE41905 | Active | 18429 | 21-HE169582121 | 2021 | Riello | WT - Water Tube Boiler | HWHT - Hot Water Heat | 4/30/2026
Henry Doorly Zoo | 3701 S 10th St | Omaha | NE | 68107-2299 | Douglas | NE41906 | Active | 18428 | 21-HE169572121 | 2021 | Riello | WT - Water Tube Boiler | HWHT - Hot Water Heat | 4/30/2026
Henry Doorly Zoo | 3701 S 10th St | Omaha | NE | 68107-2299 | Douglas | NE41907 | Active | 18431 | 21-HE169602121 | 2021 | Riello | WT - Water Tube Boiler | HWHT - Hot Water Heat | 4/30/2026
Henry Doorly Zoo | 3701 S 10th St | Omaha | NE | 68107-2299 | Douglas | NE41908 | Active | 18570 | 21-HE171002121 | 2021 | Riello | WT - Water Tube Boiler | HWHT - Hot Water Heat | 4/30/2026
Henry Doorly Zoo | 3701 S 10th St | Omaha | NE | 68107-2299 | Douglas | NE41909 | Active | 18574 | 21-HE171002121 | 2021 | Riello | WT - Water Tube Boiler | HWHT - Hot Water Heat | 4/30/2026
Henry Doorly Zoo | 3701 S 10th St | Omaha | NE | 68107-2299 | Douglas | NE41910 | Active | 18569 | 21-HE171002121 | 2021 | Riello | WT - Water Tube Boiler | HWHT - Hot Water Heat | 4/30/2026
Henry Doorly Zoo | 3701 S 10th St | Omaha | NE | 68107-2299 | Douglas | NE41911 | Active | 18573 | 21-HE171002121 | 2021 | Riello | WT - Water Tube Boiler | HWHT - Hot Water Heat | 4/30/2026
Henry Doorly Zoo | 3701 S 10th St | Omaha | NE | 68107-2299 | Douglas | NE41912 | Active | 18568 | 21-HE171002121 | 2021 | Riello | WT - Water Tube Boiler | HWHT - Hot Water Heat | 4/30/2026
Henry Doorly Zoo | 3701 S 10th St | Omaha | NE | 68107-2299 | Douglas | NE41913 | Active | 18571 | 21-HE171002121 | 2021 | Riello | WT - Water Tube Boiler | HWHT - Hot Water Heat | 4/30/2026
Henry Doorly Zoo | 3701 S 10th St | Omaha | NE | 68107-2299 | Douglas | NE41914 | Active | 19033 | 21-HE175532521 | 2021 | Riello | WT - Water Tube Boiler | HWHT - Hot Water Heat | 4/30/2026
Henry Doorly Zoo | 3701 S 10th St | Omaha | NE | 68107-2299 | Douglas | NE41915 | Active | 19032 | 21-HE175532521 | 2021 | Riello | WT - Water Tube Boiler | HWHT - Hot Water Heat | 4/30/2026
Henry Doorly Zoo | 3701 S 10th St | Omaha | NE | 68107-2299 | Douglas | NE41916 | Active | 19030 | 21-HE175532521 | 2021 | Riello | WT - Water Tube Boiler | HWHT - Hot Water Heat | 4/30/2026
Henry Doorly Zoo | 3701 S 10th St | Omaha | NE | 68107-2299 | Douglas | NE41917 | Active | 19034 | 21-HE175532521 | 2021 | Riello | WT - Water Tube Boiler | HWHT - Hot Water Heat | 4/30/2026
Henry Doorly Zoo | 3701 S 10th St | Omaha | NE | 68107-2299 | Douglas | NE41918 | Active | 18892 | 21-HE175532521 | 2021 | Riello | WT - Water Tube Boiler | HWHT - Hot Water Heat | 4/30/2026
Henry Doorly Zoo | 3701 S 10th St | Omaha | NE | 68107-2299 | Douglas | NE41919 | Active | 19031 | 21-HE175532521 | 2021 | Riello | WT - Water Tube Boiler | HWHT - Hot Water Heat | 4/30/2026
Henry Doorly Zoo | 3701 S 10th St | Omaha | NE | 68107-2299 | Douglas | NE41920 | Active | 17891 | 21-HE164141721 | 2021 | Riello | WT - Water Tube Boiler | HWHT - Hot Water Heat | 4/30/2026
Henry Doorly Zoo | 3701 S 10th St | Omaha | NE | 68107-2299 | Douglas | NE41921 | Active | 17883 | 21-HE164141721 | 2021 | Riello | WT - Water Tube Boiler | HWHT - Hot Water Heat | 4/30/2026
Henry Doorly Zoo | 3701 S 10th St | Omaha | NE | 68107-2299 | Douglas | NE41922 | Active | 17890 | 21-HE164141721 | 2021 | Riello | WT - Water Tube Boiler | HWHT - Hot Water Heat | 4/30/2026
Henry Doorly Zoo | 3701 S 10th St | Omaha | NE | 68107-2299 | Douglas | NE41923 | Active | 17884 | 21-HE164141721 | 2021 | Riello | WT - Water Tube Boiler | HWHT - Hot Water Heat | 4/30/2026
Henry Doorly Zoo | 3701 S 10th St | Omaha | NE | 68107-2299 | Douglas | NE41924 | Active | 17889 | 21-HE164141721 | 2021 | Riello | WT - Water Tube Boiler | HWHT - Hot Water Heat | 4/30/2026
Henry Doorly Zoo | 3701 S 10th St | Omaha | NE | 68107-2299 | Douglas | NE41925 | Active | 17885 | 21-HE164141721 | 2021 | Riello | WT - Water Tube Boiler | HWHT - Hot Water Heat | 4/30/2026
Henry Doorly Zoo | 3701 S 10th St | Omaha | NE | 68107-2299 | Douglas | NE43781 | Active | 7938 | 24-HE079462024 | 2024 | Riello | WTSS - Watertube SS Steel | GLYC - Glycol Bldg Heat Sys | 4/30/2026
Henry Doorly Zoo | 3701 S 10th St | Omaha | NE | 68107-2299 | Douglas | NE43782 | Active | 7944 | 24-HE079522024 | 2024 | Riello | WTSS - Watertube SS Steel | GLYC - Glycol Bldg Heat Sys | 4/30/2026
Henry Doorly Zoo | 3701 S 10th St | Omaha | NE | 68107-2299 | Douglas | NE43783 | Active | 7945 | 24-HE079532024 | 2024 | Riello | WTSS - Watertube SS Steel | GLYC - Glycol Bldg Heat Sys | 4/30/2026
Henry Doorly Zoo | 3701 S 10th St | Omaha | NE | 68107-2299 | Douglas | NE43784 | Active | 7934 | 24-HE079422024 | 2024 | Riello | WTSS - Watertube SS Steel | GLYC - Glycol Bldg Heat Sys | 4/30/2026
Henry Doorly Zoo | 3701 S 10th St | Omaha | NE | 68107-2299 | Douglas | NE43785 | Active | 7933 | 240HE079412024 | 2024 | Riello | WTSS - Watertube SS Steel | GLYC - Glycol Bldg Heat Sys | 4/30/2026
Henry Doorly Zoo | 3701 S 10th St | Omaha | NE | 68107-2299 | Douglas | NE43786 | Active | 7937 | 24-HE079452024 | 2024 | Riello | WTSS - Watertube SS Steel | GLYC - Glycol Bldg Heat Sys | 4/30/2026
Henry Doorly Zoo | 3701 S 10th St | Omaha | NE | 68107-2299 | Douglas | NE43787 | Active | 7750 | 24-HE077581824 | 2024 | Riello | WTSS - Watertube SS Steel | GLYC - Glycol Bldg Heat Sys | 4/30/2026
Henry Doorly Zoo | 3701 S 10th St | Omaha | NE | 68107-2299 | Douglas | NE43788 | Active | 7926 | 24-HE079341924 | 2024 | Riello | WTSS - Watertube SS Steel | GLYC - Glycol Bldg Heat Sys | 4/30/2026
NE State Lab Facility | 3701 S 14th St | Lincoln | NE | 68502-5317 | Lancaster | NE01310 | Scrapped/Junked | 25089 | 25089 | 1972 | KEWA | FTWB - FTS Marine Wet Back | PROC - Process Steam | 6/30/2011
NE State Lab Facility | 3701 S 14th St | Lincoln | NE | 68502-5317 | Lancaster | NE01366 | Scrapped/Junked | 10376 | 48858 | 1978 | BRYA | WT - Water Tube Boiler | PROC - Process Steam | 11/30/2009
NE State Lab Facility | 3701 S 14th St | Lincoln | NE | 68502-5317 | Lancaster | NE07653 | Out of Service | 110945 | M06M002257 | 2006 | AOSM | CHWH - ASME/Fired Water Heater | HWSD - Hot Water Dom/Potable | 11/30/2018
NE State Lab Facility | 3701 S 14th St | Lincoln | NE | 68502-5317 | Lancaster | NE17508 | Active | 56987 | 97596 | 2009 | BRYAN STEAM | WT - Water Tube Boiler | HWHT - Hot Water Heat | 11/30/2026
NE State Lab Facility | 3701 S 14th St | Lincoln | NE | 68502-5317 | Lancaster | NE17509 | Active | 56988 | 97597 | 2009 | BRYAN STEAM | WT - Water Tube Boiler | HWHT - Hot Water Heat | 11/30/2026
NE State Lab Facility | 3701 S 14th St | Lincoln | NE | 68502-5317 | Lancaster | NE17510 | Active | 56974 | 97583 | 2009 | BRYAN STEAM | WT - Water Tube Boiler | PROC - Process Steam | 11/30/2026
NE State Lab Facility | 3701 S 14th St | Lincoln | NE | 68502-5317 | Lancaster | NE17511 | Active | 56975 | 97584 | 2009 | BRYAN STEAM | WT - Water Tube Boiler | PROC - Process Steam | 11/30/2026
NE State Lab Facility | 3701 S 14th St | Lincoln | NE | 68502-5317 | Lancaster | NE17512 | Active | 62062 | 62062 | 2009 | Armstrong | ELPV - Electric Press VSL | STMG - Steam Generator | 11/30/2026
NE State Lab Facility | 3701 S 14th St | Lincoln | NE | 68502-5317 | Lancaster | NE30154 | Scrapped/Junked | 116753 | P2102106 | 2001 | TELE | WT - Water Tube Boiler | HWSP - Hot Water Non Potable Supply | 11/30/2009
NE State Lab Facility | 3701 S 14th St | Lincoln | NE | 68502-5317 | Lancaster | NE30237 | Scrapped/Junked | 11059 | LL900011059850 | 1990 | AO SMITH | CHWH - ASME/Fired Water Heater | HWSD - Hot Water Dom/Potable | 12/31/2006
Rousseau Elementary | 3701 S 33rd St | Lincoln | NE | 68506-3804 | Lancaster | NE05465 | Exempt 1999 LB-66 |  | 000000000249933 | 1992 | AO SMITH | AHWH - ANSI/Fired Water Htr | HWSD - Hot Water Dom/Potable | 6/30/2000
Rousseau Elementary | 3701 S 33rd St | Lincoln | NE | 68506-3804 | Lancaster | NE05825 | Scrapped/Junked | 8759 | 96E5700 | 1996 | Les Inc/Aldrich Co | FTVT - Firetube Vertical TB | GLYC - Glycol Bldg Heat Sys | 2/28/2011
Rousseau Elementary | 3701 S 33rd St | Lincoln | NE | 68506-3804 | Lancaster | NE09392 | Scrapped/Junked | 301 | LG87-000001-860 | 1987 | AOSM | CHWH - ASME/Fired Water Heater | HWSD - Hot Water Dom/Potable | 2/28/2009
Rousseau Elementary | 3701 S 33rd St | Lincoln | NE | 68506-3804 | Lancaster | NE30279 | Scrapped/Junked | N/A | M6657 | 1964 | KEWA | FTFB - Firetube-Firebox Boiler | HWHT - Hot Water Heat | 2/28/2010
Rousseau Elementary | 3701 S 33rd St | Lincoln | NE | 68506-3804 | Lancaster | NE30280 | Scrapped/Junked | N/A | M6791 | 1964 | Kewanee | FT - Firetube Boiler | HWHT - Hot Water Heat | 2/28/2011
Thanksgiving Lutheran Church-BMIC#477216 | 3702 370 Plz | Bellevue | NE | 68123-1206 | Sarpy | NE08871 | Scrapped/Junked | 228473 | 701-0141 | 2001 | WTRP | CPFT - Horiz Cpr Fin Boiler | HWHT - Hot Water Heat | 12/31/2018
Thanksgiving Lutheran Church-BMIC#477216 | 3702 370 Plz | Bellevue | NE | 68123-1206 | Sarpy | NE08872 | Scrapped/Junked | 229294 | 701-0140 | 2001 | WTRP | CPFT - Horiz Cpr Fin Boiler | HWHT - Hot Water Heat | 12/31/2018
Thanksgiving Lutheran Church-BMIC#477216 | 3702 370 Plz | Bellevue | NE | 68123-1206 | Sarpy | NE08873 | Scrapped/Junked | 229297 | 701-0142 | 2001 | WTRP | CPFT - Horiz Cpr Fin Boiler | HWHT - Hot Water Heat | 12/31/2018
Thanksgiving Lutheran Church-BMIC#477216 | 3702 370 Plz | Bellevue | NE | 68123-1206 | Sarpy | NE27898 | Active | 208358 | PG80.109.0094 | 2016 | AIC Tuchom | FTVT - Firetube Vertical TB | HWHT - Hot Water Heat | 11/30/2026
Thanksgiving Lutheran Church-BMIC#477216 | 3702 370 Plz | Bellevue | NE | 68123-1206 | Sarpy | NE27899 | Active | 208337 | 16.PG80.109.0073 | 2016 | AIC Tuchom | FTVT - Firetube Vertical TB | HWHT - Hot Water Heat | 11/30/2026
Thanksgiving Lutheran Church-BMIC#477216 | 3702 370 Plz | Bellevue | NE | 68123-1206 | Sarpy | NE27900 | Active | 211738 | 16.PG80.109.0170 | 2016 | AIC Tuchom | FTVT - Firetube Vertical TB | HWHT - Hot Water Heat | 11/30/2026
Scottsbluff Waste Water | 3702 Rebecca Winter | Scottsbluff | NE | 69361 | Scotts Bluff | NE04910 | Inactive | 1772449 | 1772449 | 1990 | Weil-Mcclain | ELBL - Electric Boiler | HWHT - Hot Water Heat | 9/30/2014
Austin Apartments | 3703 Davenport St | Omaha | NE | 68131-2435 | Douglas | NE14641 | Out of Service | 294758 | 0903294758 | 2009 | RAYPAK INC, CALIFORNIA | WT - Water Tube Boiler | HWSD - Hot Water Dom/Potable | 10/31/2011
Gilder Elementary School | 3705 Chandler Rd W | Bellevue | NE | 68147-1123 | Sarpy | NE27263 | Active | 374090 | 1615102829944 | 2016 | Lochinvar | WTSS - Watertube SS Steel | HWHT - Hot Water Heat | 12/31/2025
Gilder Elementary School | 3705 Chandler Rd W | Bellevue | NE | 68147-1123 | Sarpy | NE27264 | Active | 384603 | 1704104673660 | 2016 | Lochinvar | WTSS - Watertube SS Steel | HWHT - Hot Water Heat | 12/31/2025
Gilder Elementary School | 3705 Chandler Rd W | Bellevue | NE | 68147-1123 | Sarpy | NE31164 | Scrapped/Junked | n/a | M5740-1 | 1963 | Kewanee | FTFB - Firetube-Firebox Boiler | STHT - Steam-Heat | 12/31/2018
Gilder Elementary School | 3705 Chandler Rd W | Bellevue | NE | 68147-1123 | Sarpy | NE31165 | Scrapped/Junked | n/a | M5738 | 1963 | Kewanee | FTFB - Firetube-Firebox Boiler | STHT - Steam-Heat | 12/31/2018
Austin Apartments | 3705 Davenport St | Omaha | NE | 68131-2436 | Douglas | NE09112 | Scrapped/Junked | 9561 | 9561 | 1985 | SUPR | FTFB - Firetube-Firebox Boiler | STHT - Steam-Heat | 4/30/2011
Austin Apartments | 3705 Davenport St | Omaha | NE | 68131-2436 | Douglas | NE09113 | Scrapped/Junked | 57961 |  | 1975 | RAYP | CPFT - Horiz Cpr Fin Boiler | HWSD - Hot Water Dom/Potable | 10/31/2009
Castle Court Apartments | 3706 Jones St | Omaha | NE | 68105-5102 | Douglas | NE17885 | Scrapped/Junked | n/a | 211A8346-0892 | 1992 | Peerless | CI - Cast Iron | STHT - Steam-Heat | 4/30/2023
King Elementary School | 3706 Maple St | Omaha | NE | 68111-3125 | Douglas | NE04932 | Scrapped/Junked | 7960 | 8909368 | 1990 | BURN | FTFB - Firetube-Firebox Boiler | STHT - Steam-Heat | 12/31/2019
King Elementary School | 3706 Maple St | Omaha | NE | 68111-3125 | Douglas | NE31217 | Scrapped/Junked | n/a | 0-7192 | 1972 | Kewanee | FTFB - Firetube-Firebox Boiler | STHT - Steam-Heat | 12/31/2019
King Elementary School | 3706 Maple St | Omaha | NE | 68111-3125 | Douglas | NE31218 | Scrapped/Junked | n/a | 0-7189 | 1972 | Kewanee | FTFB - Firetube-Firebox Boiler | STHT - Steam-Heat | 12/31/2019
King Elementary School | 3706 Maple St | Omaha | NE | 68111-3125 | Douglas | NE42118 | Active | 340665 | 09340665 | 2019 | Lochinvar | FTVT - Firetube Vertical TB | HWHT - Hot Water Heat | 12/31/2025
King Elementary School | 3706 Maple St | Omaha | NE | 68111-3125 | Douglas | NE42119 | Active | 341008 | 19341008 | 2019 | Lochinvar | FTVT - Firetube Vertical TB | HWHT - Hot Water Heat | 12/31/2025
King Elementary School | 3706 Maple St | Omaha | NE | 68111-3125 | Douglas | NE42120 | Active | 453301 | D1.18.49.00042 | 2018 | Lochinvar | COWH - Coil Type Water Heater | HWSD - Hot Water Dom/Potable | 12/31/2025
Family Life Center | 3707 Ave D | Scottsbluff | NE | 69361-4642 | Scotts Bluff | NE15184 | Out of Service | n/a | 319-1868 | 1993 | Valiant | CI - Cast Iron | HWHT - Hot Water Heat | 10/31/2018
OFFICE BUILDING | 3707 N 144th St | Omaha | NE | 68116-4201 | Douglas | NE24430 | Scrapped/Junked |  | 47243 | 1998 | AQUA-STAR | COBL - Coil Type Boiler | HWHT - Hot Water Heat | 12/31/2005
Chi Club Apartments | 3708 Dewey Ave | Omaha | NE | 68105-1126 | Douglas | NE12809 | Scrapped/Junked | 1299 | 211-6584 | 1981 | Peerless | CI - Cast Iron | STHT - Steam-Heat | 12/31/2014
Chi Club Apartments | 3708 Dewey Ave | Omaha | NE | 68105-1126 | Douglas | NE21879 | Exempt 1999 LB-66 |  | MF970658334964 | 1997 | AO SMITH | AHWH - ANSI/Fired Water Htr | HWSD - Hot Water Dom/Potable | 3/31/2000
Chi Club Apartments | 3708 Dewey Ave | Omaha | NE | 68105-1126 | Douglas | NE26021 | Active | N/A | 680029-201209 | 2012 | Peerless | CI - Cast Iron | STHT - Steam-Heat | 9/30/2026
Calvert Elementary School | 3709 S 46th St | Lincoln | NE | 68506-4218 | LANCASTER | NE14599 | Scrapped/Junked | 41044 | 807261 | 1988 | KEWANEE | FTFB - Firetube-Firebox Boiler | STHT - Steam-Heat | 2/28/2008
Calvert Elementary School | 3709 S 46th St | Lincoln | NE | 68506-4218 | LANCASTER | NE14600 | Scrapped/Junked | 41042 | 8072261 | 1988 | KEWANEE | FTFB - Firetube-Firebox Boiler | STHT - Steam-Heat | 2/28/2008
Calvert Elementary School | 3709 S 46th St | Lincoln | NE | 68506-4218 | LANCASTER | NE15201 | Scrapped/Junked | 3267 | LG88000326 | 1988 | AO SMITH | CHWH - ASME/Fired Water Heater | HWSD - Hot Water Dom/Potable | 2/28/2008
Calvert Elementary School | 3709 S 46th St | Lincoln | NE | 68506-4218 | LANCASTER | NE15202 | Scrapped/Junked | 865 | LJ0000865 | 1988 | AO SMITH | CHWH - ASME/Fired Water Heater | HWSD - Hot Water Dom/Potable | 2/28/2008
Calvert Elementary School | 3709 S 46th St | Lincoln | NE | 68506-4218 | LANCASTER | NE15359 | Active | 16778 | 07F4685 | 2007 | ALDRICH/LES | FTVT - Firetube Vertical TB | GLYC - Glycol Bldg Heat Sys | 11/30/2026
DAYS INN | 371 33rd Ave | Columbus | NE | 68601-6405 | PLATTE | NE15191 | Exempt 1999 LB-66 |  | 57392145 | 1985 | RUUD | AHWH - ANSI/Fired Water Htr | HWSD - Hot Water Dom/Potable | 7/31/2000
DAYS INN | 371 33rd Ave | Columbus | NE | 68601-6405 | PLATTE | NE15192 | Exempt 1999 LB-66 |  | 57392182 | 1985 | RUUD | AHWH - ANSI/Fired Water Htr | HWSD - Hot Water Dom/Potable | 7/31/2000
DAYS INN | 371 33rd Ave | Columbus | NE | 68601-6405 | PLATTE | NE15193 | Exempt 1999 LB-66 |  | 88-0128006 | 1988 | AO SMITH | AHWH - ANSI/Fired Water Htr | HWSD - Hot Water Dom/Potable | 7/31/2000
DAYS INN | 371 33rd Ave | Columbus | NE | 68601-6405 | PLATTE | NE15194 | Exempt 1999 LB-66 |  | 0494G01614 | 1994 | RHEEM MANUFACTURING CO | AHWH - ANSI/Fired Water Htr | HWSD - Hot Water Dom/Potable | 7/31/2000
DAYS INN | 371 33rd Ave | Columbus | NE | 68601-6405 | PLATTE | NE15195 | Exempt 1999 LB-66 |  | 0281405299 | 1985 | RUUD | AHWH - ANSI/Fired Water Htr | HWSD - Hot Water Dom/Potable | 7/31/2000
DAYS INN | 371 33rd Ave | Columbus | NE | 68601-6405 | PLATTE | NE15196 | Scrapped/Junked |  | 9005010R | 1995 | TELEDYNE LAARS | WT - Water Tube Boiler | OPHT - Outdoor Pool Heater | 7/31/2000
DAYS INN | 371 33rd Ave | Columbus | NE | 68601-6405 | PLATTE | NE15197 | Exempt 1999 LB-66 |  | 1290004341 | 1990 | RHEEM MANUFACTURING CO | AHWH - ANSI/Fired Water Htr | HWSD - Hot Water Dom/Potable | 7/31/2000
DAYS INN | 371 33rd Ave | Columbus | NE | 68601-6405 | PLATTE | NE15198 | Exempt 1999 LB-66 |  | 1290004390 | 1990 | RHEEM MANUFACTURING CO | AHWH - ANSI/Fired Water Htr | HWSD - Hot Water Dom/Potable | 7/31/2000
WNCC Sidney Campus | 371 College Dr | Sidney | NE | 69162-2574 | Cheyenne | NE43324 | Active | N/A | 481100276 | 2012 | Dunkirk | CI - Cast Iron | HWHT - Hot Water Heat | 5/31/2025
DAYS INN | 3710 S Lincoln Ave | York | NE | 68467-9409 | YORK | NE30894 | Exempt 1999 LB-66 |  | MC92-0225071880 | 1992 | AO SMITH | AHWH - ANSI/Fired Water Htr | HWSD - Hot Water Dom/Potable | 6/30/2000
DAYS INN | 3710 S Lincoln Ave | York | NE | 68467-9409 | YORK | NE30895 | Exempt 1999 LB-66 |  | MC92-0225069880 | 1992 | AO SMITH | AHWH - ANSI/Fired Water Htr | HWSD - Hot Water Dom/Potable | 6/30/2000
DAYS INN | 3710 S Lincoln Ave | York | NE | 68467-9409 | YORK | NE30896 | Exempt 1999 LB-66 |  | MC92-0225073880 | 1992 | A. O. Smith | AHWH - ANSI/Fired Water Htr | HWSD - Hot Water Dom/Potable | 6/30/2000
DAYS INN | 3710 S Lincoln Ave | York | NE | 68467-9409 | YORK | NE30898 | Exempt |  | 93JL13978 | 1993 | Comfort Zone | AHWH - ANSI/Fired Water Htr | HWSD - Hot Water Dom/Potable | 7/31/1997
Auto Bathouse | 3711 N 90th St | Omaha | NE | 68134-4128 | Douglas | NE04828 | Inactive | 66464 | L86-66464 | 1986 | AO SMITH | WT - Water Tube Boiler | HWSP - Hot Water Non Potable Supply | 2/28/2018
Black Bart's Shell | 3711 S Lincoln Ave | York | NE | 68467-9455 | York | NE06700 | Scrapped/Junked | 20820 | 20820/I13L0628 | 2005 | HTPI | COBL - Coil Type Boiler | HWHF - Hot Water Heat-Floor | 1/31/2016
Black Bart's Shell | 3711 S Lincoln Ave | York | NE | 68467-9455 | York | NE26255 | Inactive | N/A | 8714HO1447 | 2014 | Lennox | CALU - Cast Aluminum | HWHF - Hot Water Heat-Floor | 3/31/2021
C & S AUTOMOTIVE | 3712 Dahlman Ave | Omaha | NE | 68107-1557 | Douglas | NE12985 | Inactive |  | 60-2808 | 1960 | PEERLESS HEATER COMPANY |  | HWHT - Hot Water Heat | 4/30/2001
Montessori Parents Co-op | 3713 N 52nd St | Omaha | NE | 68104-2905 | Douglas | NE03428 | Scrapped/Junked |  | 211-04-S-1 | 1988 | PEERLESS HEATER COMPANY |  | HWHT - Hot Water Heat | 11/30/2006
Montessori Parents Co-op | 3713 N 52nd St | Omaha | NE | 68104-2905 | Douglas | NE07044 | Active | 43511 | G-05-1243 | 2005 | Aerco International | FT - Firetube Boiler | HWHT - Hot Water Heat | 9/30/2026
Apartment Building | 3716 Jones St | Omaha | NE | 68105-1170 | Douglas | NE15032 | Scrapped/Junked | n/a | S411474-2002-10 | 2002 | Peerless | CI - Cast Iron | STHT - Steam-Heat | 2/28/2015
Apartment Building | 3716 Jones St | Omaha | NE | 68105-1170 | Douglas | NE18398 | Scrapped/Junked |  | 00001-5-90 | 1950 | AMERICAN RADIATOR |  | STHT - Steam-Heat | 1/31/2000
Apartment Building | 3716 Jones St | Omaha | NE | 68105-1170 | Douglas | NE26022 | Active | N/A | 704677-201405 | 2014 | Peerless | CI - Cast Iron | STHT - Steam-Heat | 9/30/2026
Columbian Village | 3717 27th St | Columbus | NE | 68601-2230 | Platte | NE02541 | Active | n/a | 490394-200408 | 2004 | PEER | CI - Cast Iron | HWHT - Hot Water Heat | 10/31/2026
Columbian Village | 3717 27th St | Columbus | NE | 68601-2230 | Platte | NE17039 | Scrapped/Junked | 136402 | 0917M000499 | 2009 | A O Smith | CHWH - ASME/Fired Water Heater | HWSD - Hot Water Dom/Potable | 10/31/2015
Columbian Village | 3717 27th St | Columbus | NE | 68601-2230 | Platte | NE30735 | Scrapped/Junked |  | GW8-1BJ1 | 1960 | AMERICAN STANDARD |  | HWHT - Hot Water Heat | 10/31/2005
Columbian Village | 3717 27th St | Columbus | NE | 68601-2230 | Platte | NE30736 | Scrapped/Junked | n/a | J86677141 | 1986 | STAT | AHWH - ANSI/Fired Water Htr | HWSD - Hot Water Dom/Potable | 10/31/2010
Columbian Village | 3717 27th St | Columbus | NE | 68601-2230 | Platte | NE30737 | Scrapped/Junked |  | 0000000GW8-1BJ1 | 1960 | American Standard | CI - Cast Iron | HWHT - Hot Water Heat | 12/31/1999
Columbian Village | 3717 27th St | Columbus | NE | 68601-2230 | Platte | NE30738 | Scrapped/Junked |  | RN0390D03776 | 1990 | RHEE | AHWH - ANSI/Fired Water Htr | HWSD - Hot Water Dom/Potable | 10/31/2009
Columbian Village | 3717 27th St | Columbus | NE | 68601-2230 | Platte | NE30739 | Scrapped/Junked | n/a | C87654296 | 1987 | STAT | AHWH - ANSI/Fired Water Htr | HWSD - Hot Water Dom/Potable | 10/31/2011
Columbian Village | 3717 27th St | Columbus | NE | 68601-2230 | Platte | NE40226 | Active | n/a | 61-933231098 | 1998 | Peerless | CI - Cast Iron | HWHT - Hot Water Heat | 10/31/2026
Columbian Village | 3717 27th St | Columbus | NE | 68601-2230 | Platte | NE40920 | Active | 167541 | A99CF0121 | 1999 | TELE | CPFT - Horiz Cpr Fin Boiler | HWHT - Hot Water Heat | 10/31/2026
Law Offices | 3717 Harney St | Omaha | NE | 68131-3844 | Douglas | NE06483 | Scrapped/Junked | 507 | 2004.25.0507/10606 | 2004 | GIANNONI | COBL - Coil Type Boiler | HWHT - Hot Water Heat | 10/31/2022
Law Offices | 3717 Harney St | Omaha | NE | 68131-3844 | Douglas | NE06484 | Scrapped/Junked | 513 | 2004.25.0513/10609 | 2004 | GIANNONI | COBL - Coil Type Boiler | HWHT - Hot Water Heat | 10/31/2022
Law Offices | 3717 Harney St | Omaha | NE | 68131-3844 | Douglas | NE43552 | Active | 79386 | C41A21E420117001630021 | 2021 | Laars | WTSS - Watertube SS Steel | HWHT - Hot Water Heat | 7/31/2026
Law Offices | 3717 Harney St | Omaha | NE | 68131-3844 | Douglas | NE43553 | Active | 79411 | C41A21E420117001880021 | 2021 | Laars | WTSS - Watertube SS Steel | HWHT - Hot Water Heat | 7/31/2026
AMOURA MACK & ASSOCIATES | 3717 Harney St | Omaha | NE | 68131-3844 | Douglas | NE37671 | Scrapped/Junked |  | N4874 | 1966 | KEWANEE | FTFB - Firetube-Firebox Boiler | HWHT - Hot Water Heat | 12/31/2000
ST JOHN'S CHURCH | 372 N Main St | Valentine | NE | 69201-1842 | CHERRY | NE15110 | Inactive |  | 1145 | 1959 | KEWANEE | FT - Firetube Boiler | HWHT - Hot Water Heat | 6/30/1998
Butler County Hospital | 372 S 9th St | David City | NE | 68632-2116 | Butler | NE01666 | Out of Service | 13707 | 22523 | 1998 | EMER | ELBL - Electric Boiler | 0020 - Supp to Sterlizer/Autoclave | 7/31/2012
Butler County Hospital | 372 S 9th St | David City | NE | 68632-2116 | Butler | NE01667 | Scrapped/Junked |  |  | 1967 | AMSCO | ELBL - Electric Boiler | 0020 - Supp to Sterlizer/Autoclave | 7/31/2006
Butler County Hospital | 372 S 9th St | David City | NE | 68632-2116 | Butler | NE01675 | Out of Service | 1329 | 29806 | 2005 | OGDE | ELBL - Electric Boiler | 0020 - Supp to Sterlizer/Autoclave | 12/31/2013
Butler County Hospital | 372 S 9th St | David City | NE | 68632-2116 | Butler | NE15205 | Scrapped/Junked | 0 | 08260 | 1972 | KEWA | FT - Firetube Boiler | STHT - Steam-Heat | 12/31/2012
Butler County Hospital | 372 S 9th St | David City | NE | 68632-2116 | Butler | NE15206 | Out of Service | 0 | 08259 | 1972 | KEWA | FTSM - FTS Marine Dry Back | STHT - Steam-Heat | 2/28/2013
Butler County Hospital | 372 S 9th St | David City | NE | 68632-2116 | Butler | NE22838 | Active | 3060 | 43060 | 2012 | Chromalox, Inc. | ELBL - Electric Boiler | 0020 - Supp to Sterlizer/Autoclave | 12/31/2026
Butler County Hospital | 372 S 9th St | David City | NE | 68632-2116 | Butler | NE23668 | Active | 18775 | 12F-6683 | 2012 | Aldrich Co. | FTVT - Firetube Vertical TB | HWHT - Hot Water Heat | 12/31/2026
Butler County Hospital | 372 S 9th St | David City | NE | 68632-2116 | Butler | NE23669 | Active | 18773 | 12F-6681 | 2012 | Aldrich Co. | FTVT - Firetube Vertical TB | HWHT - Hot Water Heat | 12/31/2026
Butler County Hospital | 372 S 9th St | David City | NE | 68632-2116 | Butler | NE23670 | Active | 18774 | 12F-6682 | 2012 | Aldrich Co. | FTVT - Firetube Vertical TB | HWHT - Hot Water Heat | 12/31/2026
Butler County Hospital | 372 S 9th St | David City | NE | 68632-2116 | Butler | NE23671 | Active | 18772 | 12F-6680 | 2012 | Aldrich Co. | FTVT - Firetube Vertical TB | HWHT - Hot Water Heat | 12/31/2026
Butler County Hospital | 372 S 9th St | David City | NE | 68632-2116 | Butler | NE23672 | Active | 18768 | 12F-6676 | 2012 | Aldrich Co. | FTFB - Firetube-Firebox Boiler | STHT - Steam-Heat | 12/31/2026
Butler County Hospital | 372 S 9th St | David City | NE | 68632-2116 | Butler | NE23780 | Active | 18767 | 12F-6675 | 2012 | Aldrich Co. | FT - Firetube Boiler | STHT - Steam-Heat | 12/31/2026
Butler County Hospital | 372 S 9th St | David City | NE | 68632-2116 | Butler | NE24125 | Active | 4238 | 44238 | 2013 | Chromalox, Inc. | ELBL - Electric Boiler | 0020 - Supp to Sterlizer/Autoclave | 12/31/2026
King Science Center | 3720 Florence Blvd | Omaha | NE | 68110-1737 | Douglas | NE04852 | Scrapped/Junked | 52920 |  | 1990 | CLEVELAND RANGE | FT - Firetube Boiler | 0021 - Steam Supp Cooker/Kettle | 6/30/1993
King Science Center | 3720 Florence Blvd | Omaha | NE | 68110-1737 | Douglas | NE09980 | Scrapped/Junked | 37206 | G-02-0507 | 2002 | Aerco International | COWH - Coil Type Water Heater | HWSD - Hot Water Dom/Potable | 12/31/2010
King Science Center | 3720 Florence Blvd | Omaha | NE | 68110-1737 | Douglas | NE09981 | Scrapped/Junked | 37194 | G-02-0506 | 2002 | Aerco International | COWH - Coil Type Water Heater | HWSD - Hot Water Dom/Potable | 12/31/2010
King Science Center | 3720 Florence Blvd | Omaha | NE | 68110-1737 | Douglas | NE09982 | Active | 37035 | G-02-384 | 2002 | Aerco International | VTWT - Vert Watertube | HWHT - Hot Water Heat | 12/31/2025
King Science Center | 3720 Florence Blvd | Omaha | NE | 68110-1737 | Douglas | NE09983 | Active | 37034 | G-02-383 | 2002 | Aerco International | VTWT - Vert Watertube | HWHT - Hot Water Heat | 12/31/2023
King Science Center | 3720 Florence Blvd | Omaha | NE | 68110-1737 | Douglas | NE09984 | Scrapped/Junked | 37033 | G-02-382 | 2002 | Aerco International | VTWT - Vert Watertube | HWHT - Hot Water Heat | 12/31/2024
King Science Center | 3720 Florence Blvd | Omaha | NE | 68110-1737 | Douglas | NE31070 | Scrapped/Junked |  | 28867A | 1958 | FITZGIBBONS | FTFB - Firetube-Firebox Boiler | STHT - Steam-Heat | 6/30/2003
King Science Center | 3720 Florence Blvd | Omaha | NE | 68110-1737 | Douglas | NE31071 | Scrapped/Junked |  | 28872A | 1958 | FITZGIBBONS | FTFB - Firetube-Firebox Boiler | STHT - Steam-Heat | 6/30/2002
King Science Center | 3720 Florence Blvd | Omaha | NE | 68110-1737 | Douglas | NE31072 | Scrapped/Junked |  | 28829A | 1958 | FITZGIBBONS | FTFB - Firetube-Firebox Boiler | STHT - Steam-Heat | 6/30/2002
King Science Center | 3720 Florence Blvd | Omaha | NE | 68110-1737 | Douglas | NE43201 | Active | 97096 | G-23-2300 | 2023 | Aerco | FTVT - Firetube Vertical TB | GLYC - Glycol Bldg Heat Sys | 12/31/2025
Country House Resident | 3720 George B Lake Pkwy | Elkhorn | NE | 68022-3556 | Douglas | NE28899 | Active | 271297 | 271297 | 2020 | AO SMITH | CHWH - ASME/Fired Water Heater | HWSP - Hot Water Non Potable Supply | 10/31/2026
Country House Resident | 3720 George B Lake Pkwy | Elkhorn | NE | 68022-3556 | Douglas | NE28900 | Active | 271266 | 271266 | 2020 | AO SMITH | CHWH - ASME/Fired Water Heater | HWSP - Hot Water Non Potable Supply | 10/31/2026
City of Lincoln Air Park West Rec Center | 3720 NW 46th St | Lincoln | NE | 68524-1635 | Lancaster | NE04750 | Scrapped/Junked |  | 730P7408786 | 1974 | AO SMITH | AHWH - ANSI/Fired Water Htr | HWSD - Hot Water Dom/Potable | 9/30/2004
City of Lincoln Air Park West Rec Center | 3720 NW 46th St | Lincoln | NE | 68524-1635 | Lancaster | NE07771 | Inactive | 9800 | 98-E7225 | 1998 | ALDRICH | FT - Firetube Boiler | STHT - Steam-Heat | 11/30/2023
City of Lincoln Air Park West Rec Center | 3720 NW 46th St | Lincoln | NE | 68524-1635 | Lancaster | NE16217 | Scrapped/Junked | 43141 | 824101 | 1990 | Kewannee | FT - Firetube Boiler | STHT - Steam-Heat | 1/31/2011
SUPER 8 MOTEL | 3721 N 6th St | Beatrice | NE | 68310-1126 | GAGE | NE09782 | Scrapped/Junked |  | 12000008 | 2000 | PUREX TRITON | CPFT - Horiz Cpr Fin Boiler | SPAJ - Spa/Jacuzzi Heater | 4/30/2006
SUPER 8 MOTEL | 3721 N 6th St | Beatrice | NE | 68310-1126 | GAGE | NE09783 | Scrapped/Junked |  | 01020008 | 2001 | PUREX TRITON | CPFT - Horiz Cpr Fin Boiler | IPHT - Indoor Pool Heater | 4/30/2006
SUPER 8 MOTEL | 3721 N 6th St | Beatrice | NE | 68310-1126 | GAGE | NE20507 | Exempt 1999 LB-66 |  | 730-A-79-00258 | 1979 | AO SMITH | AHWH - ANSI/Fired Water Htr | HWSD - Hot Water Dom/Potable | 12/31/1999
Sterling Estates | 3721 W Capital Ave | Grand Island | NE | 68803-1207 | Hall | NE24935 | Inactive | 18847 | 14W0134 | 2014 | PENTAIR | CPFH - Copper Fin Water Heater | OPHT - Outdoor Pool Heater | 6/30/2024
108 Cleaners | 3722 S 132nd St | Omaha | NE | 68144-3608 | Douglas | NE01689 | Scrapped/Junked | 192 | V61-150-44M | 2002 | Hurst Boiler & Welding | FT - Firetube Boiler | PROC - Process Steam | 3/31/2008
108 Cleaners | 3722 S 132nd St | Omaha | NE | 68144-3608 | Douglas | NE13825 | Scrapped/Junked | 105817 | 105817 | 2008 | Fulton | FTVT - Firetube Vertical TB | STMG - Steam Generator | 1/31/2019
Sara Lee Fresh Bakery 011-157 | 3723 Dakota Ave | South Sioux City | NE | 68776-3645 | Dakota | NE15345 | Inactive | 8203 | 8744 | 1990 | Johnston Boiler Co. | FT - Firetube Boiler | PROC - Process Steam | 9/30/2019
Tr Distributing | 3724 Arch Ave | Grand Island | NE | 68803-5001 | Hall | NE23298 | Inactive |  | G-405 | 1980 | American Standard | CI - Cast Iron | HWHT - Hot Water Heat | 1/31/2008
Tr Distributing | 3724 Arch Ave | Grand Island | NE | 68803-5001 | Hall | NE23299 | Inactive |  | 60-2270 | 1969 | Peerless | CI - Cast Iron | HWHT - Hot Water Heat | 1/31/2008
Cromwell Apartments | 3724 Jackson St | Omaha | NE | 68105-5101 | Douglas | NE21757 | Scrapped/Junked | 66877 | 0894G00084 | 1994 | RUUD | CHWH - ASME/Fired Water Heater | HWSD - Hot Water Dom/Potable | 4/30/2013
Cromwell Apartments | 3724 Jackson St | Omaha | NE | 68105-5101 | Douglas | NE21758 | Scrapped/Junked | 68926 | 0395G02800 | 1995 | RUUD | CHWH - ASME/Fired Water Heater | HWSD - Hot Water Dom/Potable | 4/30/2013
QUALITY INN | 3724 S Lincoln Ave | York | NE | 68467-9409 | YORK | NE30899 | Exempt 1999 LB-66 |  | MC97-0630644964 | 1997 | A. O. Smith | AHWH - ANSI/Fired Water Htr | HWSD - Hot Water Dom/Potable | 6/30/2000
QUALITY INN | 3724 S Lincoln Ave | York | NE | 68467-9409 | YORK | NE40202 | Exempt 1999 LB-66 |  | URNG0698G03207 | 1998 | RHEEM MANUFACTURING CO | AHWH - ANSI/Fired Water Htr | HWSD - Hot Water Dom/Potable | 6/30/2000
Heritage at Fountain Point | 3725 Madison Ave | Norfolk | NE | 68701 | Madison | NE28908 | Active | 269398 | 269398 | 2020 | State Industries | CHWH - ASME/Fired Water Heater | HWSD - Hot Water Dom/Potable | 8/31/2026
Heritage at Fountain Point | 3725 Madison Ave | Norfolk | NE | 68701 | Madison | NE28909 | Active | 269415 | 269415 | 2020 | State Industries | CHWH - ASME/Fired Water Heater | HWSD - Hot Water Dom/Potable | 8/31/2026
Heritage at Fountain Point | 3725 Madison Ave | Norfolk | NE | 68701 | Madison | NE28910 | Active | 269412 | 269412 | 2020 | State Industries | CHWH - ASME/Fired Water Heater | HWSD - Hot Water Dom/Potable | 8/31/2026
Casey's General Store | 3725 N 147th St | Omaha | NE | 68116-1473 | Douglas | NE01447 | Active | 442 | 378184 | 1999 | axeman-anderson | COBL - Coil Type Boiler | GLYC - Glycol Bldg Heat Sys | 2/28/2026
Casey's General Store | 3725 N 147th St | Omaha | NE | 68116-1473 | Douglas | NE01448 | Active | 443 | 378185 | 1999 | axeman-anderson | COBL - Coil Type Boiler | GLYC - Glycol Bldg Heat Sys | 2/28/2026
Casey's General Store | 3725 N 147th St | Omaha | NE | 68116-1473 | Douglas | NE01449 | Active | 450 | 378192 | 1999 | axeman-anderson | COBL - Coil Type Boiler | GLYC - Glycol Bldg Heat Sys | 2/28/2026
Casey's General Store | 3725 N 147th St | Omaha | NE | 68116-1473 | Douglas | NE01450 | Active | 451 | 378193 | 1999 | axeman-anderson | COBL - Coil Type Boiler | GLYC - Glycol Bldg Heat Sys | 2/28/2026
Casey's General Store | 3725 N 147th St | Omaha | NE | 68116-1473 | Douglas | NE01451 | Active | 452 | 378194 | 1999 | axeman-anderson | COBL - Coil Type Boiler | GLYC - Glycol Bldg Heat Sys | 2/28/2026
Casey's General Store | 3725 N 147th St | Omaha | NE | 68116-1473 | Douglas | NE01452 | Active | 453 | 378195 | 1999 | axeman-anderson | COBL - Coil Type Boiler | GLYC - Glycol Bldg Heat Sys | 2/28/2026
Casey's General Store | 3725 N 147th St | Omaha | NE | 68116-1473 | Douglas | NE01453 | Out of Service | 454 | 378196 | 1999 | axeman-anderson | COBL - Coil Type Boiler | HWHT - Hot Water Heat | 2/28/2021
Casey's General Store | 3725 N 147th St | Omaha | NE | 68116-1473 | Douglas | NE01454 | Out of Service | 455 | 378197 | 1999 | axeman-anderson | COBL - Coil Type Boiler | HWHT - Hot Water Heat | 2/28/2021
Courtyard Marriott | 3730 Raynor Pkwy | Bellevue | NE | 68123-6168 | Sarpy | NE26713 | Scrapped/Junked | 253710 | N16HA0053 | 2016 | Jandy | CPPH - Ansi Cpr Fin Pool Heater | SPAJ - Spa/Jacuzzi Heater | 1/31/2019
Courtyard Marriott | 3730 Raynor Pkwy | Bellevue | NE | 68123-6168 | Sarpy | NE26714 | Scrapped/Junked | 253761 | N16HB0047 | 2016 | Jandy | CPPH - Ansi Cpr Fin Pool Heater | SPAJ - Spa/Jacuzzi Heater | 1/31/2024
Courtyard Marriott | 3730 Raynor Pkwy | Bellevue | NE | 68123-6168 | Sarpy | NE26715 | Active | 213786 | 213786 | 2016 | State Industries | CHWH - ASME/Fired Water Heater | HWSD - Hot Water Dom/Potable | 1/31/2028
Courtyard Marriott | 3730 Raynor Pkwy | Bellevue | NE | 68123-6168 | Sarpy | NE26716 | Active | 213741 | 213741 | 2016 | State Industries | CHWH - ASME/Fired Water Heater | HWSD - Hot Water Dom/Potable | 1/31/2028
Courtyard Marriott | 3730 Raynor Pkwy | Bellevue | NE | 68123-6168 | Sarpy | NE26717 | Active | 213773 | 213773 | 2016 | State Industries | CHWH - ASME/Fired Water Heater | HWSD - Hot Water Dom/Potable | 1/31/2028
Courtyard Marriott | 3730 Raynor Pkwy | Bellevue | NE | 68123-6168 | Sarpy | NE26718 | Active | 213760 | 213760 | 2016 | State Industries | CHWH - ASME/Fired Water Heater | HWSD - Hot Water Dom/Potable | 1/31/2028
Courtyard Marriott | 3730 Raynor Pkwy | Bellevue | NE | 68123-6168 | Sarpy | NE27987 | Scrapped/Junked | 255781 | 4BE0020201 | 2018 | Jandy | CPPH - Ansi Cpr Fin Pool Heater | SPAJ - Spa/Jacuzzi Heater | 1/31/2024
Vacant Building | 3737 Lake St | Omaha | NE | 68111-3550 | Douglas | NE09465 | Out of Service | 20841 | 20841 | 1961 | Kewannee | FTSM - FTS Marine Dry Back | STHT - Steam-Heat | 6/30/2014
Atlantic Aviation | 3737 Orville Plz | Omaha | NE | 68110-2601 | Douglas | NE18075 | Active | 19704 | 60067 | 1985 | Bryan Steam LLC | WT - Water Tube Boiler | HWHT - Hot Water Heat | 5/31/2026
Atlantic Aviation | 3737 Orville Plz | Omaha | NE | 68110-2601 | Douglas | NE23064 | Exempt 1999 LB-66 |  | AG84-00077830 | 1984 | A. O. Smith | AHWH - ANSI/Fired Water Htr | HWSD - Hot Water Dom/Potable | 9/30/1999
Atlantic Aviation | 3737 Orville Plz | Omaha | NE | 68110-2601 | Douglas | NE23065 | Exempt 1999 LB-66 |  | AB85-01657830 | 1985 | A. O. Smith | AHWH - ANSI/Fired Water Htr | HWSD - Hot Water Dom/Potable | 9/30/1999
Citadel Corps | 3738 Cuming St | Omaha | NE | 68131-1953 | Douglas | NE26676 | Active | 3631 | 14600978 | 2014 | Aerco | COND - Condenser | HWHT - Hot Water Heat | 5/31/2026
Citadel Corps | 3738 Cuming St | Omaha | NE | 68131-1953 | Douglas | NE26677 | Active | 3397 | 14600744 | 2014 | Aerco | COND - Condenser | HWHT - Hot Water Heat | 5/31/2026
Citadel Corps | 3738 Cuming St | Omaha | NE | 68131-1953 | Douglas | NE26696 | Active | 3630 | 14600977 | 2014 | Aerco | COND - Condenser | HWHT - Hot Water Heat | 5/31/2026
Citadel Corps | 3738 Cuming St | Omaha | NE | 68131-1953 | Douglas | NE26697 | Active | 3396 | 14600743 | 2014 | Aerco | COND - Condenser | HWHT - Hot Water Heat | 5/31/2026
Capital Carwash | 3744 Touzalin Ave | Lincoln | NE | 68507-1652 | Lancaster | NE08867 | Inactive | N/A | 03- | 1993 | PALO | COWH - Coil Type Water Heater | HWHF - Hot Water Heat-Floor | 4/30/2010
Capital Carwash | 3744 Touzalin Ave | Lincoln | NE | 68507-1652 | Lancaster | NE08868 | Inactive | N/A | 93-12-002092 | 1993 | PALO | COWH - Coil Type Water Heater | GLYC - Glycol Bldg Heat Sys | 11/30/2004
LAZYS WASHALL | 3746 Dakota Ave | South Sioux City | NE | 68776-3646 | DAKOTA | NE24315 | Scrapped/Junked |  | 12004690 | 1976 | BURNHAM COMM/INDUST |  | HWHT - Hot Water Heat | 12/28/2000
Stallard & Barrett | 375 County Road 2500 | Crete | NE | 68333-5022 | Saline | NE37525 | Inactive | 23208 |  | 1987 | Bryan Steam LLC | WT - Water Tube Boiler | PROC - Process Steam | 7/31/1993
Stallard & Barrett | 375 Cty Rd 2500 | Crete | NE | 68333-5022 | SALINE | NE09025 | Inactive | 20296 |  | 1959 | KEWA | FTSM - FTS Marine Dry Back | PROC - Process Steam | 2/28/2010
END ZONE RESTAURANT BAR | 375 Valley Rd | Boelus | NE | 68820-2501 | HOWARD | NE30932 | Exempt 1999 LB-66 |  | ML87-0109993860 | 1987 | AO SMITH | AHWH - ANSI/Fired Water Htr | HWSD - Hot Water Dom/Potable | 7/31/2000
Capital Carwash | 3750 Cornhusker Hwy | Lincoln | NE | 68504-1532 | Lancaster | NE12169 | Out of Service | 00155279 | F03H00155279 | 2003 | Loch | CPFH - Copper Fin Water Heater | HWSP - Hot Water Non Potable Supply | 4/30/2010
Capital Carwash | 3750 Cornhusker Hwy | Lincoln | NE | 68504-1532 | Lancaster | NE12170 | Out of Service | 00148575 | K02H00148575 | 2002 | Loch | CPFT - Horiz Cpr Fin Boiler | HWHF - Hot Water Heat-Floor | 4/30/2010
Donavan Apartments | 3751 Faulkner Dr | Lincoln | NE | 68516-4729 | Lancaster | NE22154 | Active | 326976 | 1107326976 | 2011 | Raypak, Inc. | CPFH - Copper Fin Water Heater | OPHT - Outdoor Pool Heater | 6/30/2026
Columbus Surgery Center | 3772 43rd Ave | Columbus | NE | 68601-1681 | Platte | NE07530 | Active | 183612 | BOGH00183612 | 2006 | Lochinvar | CPFT - Horiz Cpr Fin Boiler | HWHT - Hot Water Heat | 2/28/2026
Columbus Surgery Center | 3772 43rd Ave | Columbus | NE | 68601-1681 | Platte | NE07531 | Active | 183611 | BOGH00183611 | 2006 | Lochinvar | COWH - Coil Type Water Heater | HWHT - Hot Water Heat | 2/28/2026
Columbus Surgery Center | 3772 43rd Ave | Columbus | NE | 68601-1681 | Platte | NE41431 | Active | 28497 | 1021071 | 2021 | Steris Corp | ELBL - Electric Boiler | STER - Sterilizer | 2/28/2026
Belvedere Academy | 3775 Curtis Ave | Omaha | NE | 68111-1169 | Douglas | NE05439 | Scrapped/Junked |  | 000000000008195 | 1983 | STATE INDUSTRIES | AHWH - ANSI/Fired Water Htr | HWSD - Hot Water Dom/Potable | 6/30/1997
Belvedere Academy | 3775 Curtis Ave | Omaha | NE | 68111-1169 | Douglas | NE05440 | Exempt 1999 LB-66 |  | 000000000008194 | 1983 | STATE INDUSTRIES | AHWH - ANSI/Fired Water Htr | HWSD - Hot Water Dom/Potable | 6/30/2000
Belvedere Academy | 3775 Curtis Ave | Omaha | NE | 68111-1169 | Douglas | NE05441 | Exempt 1999 LB-66 |  | 000000000006172 | 1983 | STATE INDUSTRIES | AHWH - ANSI/Fired Water Htr | HWSD - Hot Water Dom/Potable | 6/30/2000
Belvedere Academy | 3775 Curtis Ave | Omaha | NE | 68111-1169 | Douglas | NE23764 | Scrapped/Junked | 199439 | T1.11.270002 | 2011 | Peerless | WT - Water Tube Boiler | HWHT - Hot Water Heat | 12/31/2023
Belvedere Academy | 3775 Curtis Ave | Omaha | NE | 68111-1169 | Douglas | NE30988 | Scrapped/Junked | 36081 |  | 1982 | KEWANEE | FT - Firetube Boiler | STHT - Steam-Heat | 6/30/2002
Belvedere Academy | 3775 Curtis Ave | Omaha | NE | 68111-1169 | Douglas | NE30989 | Scrapped/Junked | 36110 |  | 1982 | KEWANEE | FT - Firetube Boiler | STHT - Steam-Heat | 6/30/2001
Belvedere Academy | 3775 Curtis Ave | Omaha | NE | 68111-1169 | Douglas | NE30990 | Scrapped/Junked | 36111 | n/a | 1982 | Kewanee | FTFB - Firetube-Firebox Boiler | HWHT - Hot Water Heat | 12/31/2014
Belvedere Academy | 3775 Curtis Ave | Omaha | NE | 68111-1169 | Douglas | NE42618 | Active | N/A | 5239517 | 2023 | Advanced Thermal Hydronics | CI - Cast Iron | HWHT - Hot Water Heat | 3/31/2026
Belvedere Academy | 3775 Curtis Ave | Omaha | NE | 68111-1169 | Douglas | NE42619 | Active | N/A | 5239516 | 2023 | Advanced Thermal Hydronics | CI - Cast Iron | HWHT - Hot Water Heat | 3/31/2026
ST WENCESLAUS MISSION | 380 ELM ST | BEE | NE | 68314 | SEWARD | NE16120 | Scrapped/Junked |  | 68107 | 1970 | PEERLESS HEATER COMPANY |  | HWHT - Hot Water Heat | 11/30/2008
Supreme Laundry | 380 N Cedar St | Grand Island | NE | 68801-4548 | Hall | NE40737 | Scrapped/Junked | 60805 | 60805 | 1996 | Lochinvar | CPFT - Horiz Cpr Fin Boiler | HWSP - Hot Water Non Potable Supply | 12/31/2015
Jet Linx Office & Hanger | 3800 Amelia Earhart Plz | Omaha | NE | 68110-2643 | Douglas | NE43225 | Active | 93256 | G-22-1309 | 2022 | Aerco | FTVT - Firetube Vertical TB | HWFG - Hotwater Heat Floor-Glycl | 4/30/2026
Union Adventist University | 3800 S 48th St | Lincoln | NE | 68506-4345 | Lancaster | NE02739 | Out of Service | 1306 | 2D1306 | 1964 | NEBC | WT - Water Tube Boiler | BSUP - Bldg Heat & Process | 8/31/2007
Union Adventist University | 3800 S 48th St | Lincoln | NE | 68506-4345 | Lancaster | NE03387 | Inactive |  | 1A-60-4610 | 1965 | PEERLESS HEATER COMPANY |  | PROC - Process Steam | 8/31/1997
Union Adventist University | 3800 S 48th St | Lincoln | NE | 68506-4345 | Lancaster | NE10104 | Active | 12643 | S1500-50101 | 2006 | Hurst | FTSM - FTS Marine Dry Back | STHT - Steam-Heat | 7/31/2026
Union Adventist University | 3800 S 48th St | Lincoln | NE | 68506-4345 | Lancaster | NE10105 | Active | 12647 | S3500450-22 | 2006 | Hurst | FTSM - FTS Marine Dry Back | STHT - Steam-Heat | 10/31/2025
Union Adventist University | 3800 S 48th St | Lincoln | NE | 68506-4345 | Lancaster | NE11790 | Scrapped/Junked | 2349 | 5394 | 1957 | WICK | WT - Water Tube Boiler | PROC - Process Steam | 3/31/2007
Union Adventist University | 3800 S 48th St | Lincoln | NE | 68506-4345 | Lancaster | NE17638 | Inactive |  | G-407 | 1994 | AMERICAN STANDARD |  | PROC - Process Steam | 3/31/2003
Union Adventist University | 3800 S 48th St | Lincoln | NE | 68506-4345 | Lancaster | NE23254 | Scrapped/Junked | 70353 | 1968-70353 | 1968 | ACME | HEXC - Heat Exchanger | REFR - Refrigerant Storage/Supp | 3/31/2005
Union Adventist University | 3800 S 48th St | Lincoln | NE | 68506-4345 | Lancaster | NE23255 | Scrapped/Junked | 70356 |  | 1968 | ACME | HEXC - Heat Exchanger | REFR - Refrigerant Storage/Supp | 3/31/2005
JetSplash Car Wash | 3800 S 9th St | Lincoln | NE | 68521-2508 | Lancaster | NE10506 | Scrapped/Junked | 00147694 | J02H00147694 | 2002 | Lochinvar | CPFT - Horiz Cpr Fin Boiler | HWHF - Hot Water Heat-Floor | 2/28/2021
JetSplash Car Wash | 3800 S 9th St | Lincoln | NE | 68521-2508 | Lancaster | NE10507 | Scrapped/Junked | 192937 | 0203192937 | 2002 | Raypak | CPFT - Horiz Cpr Fin Boiler | HWSP - Hot Water Non Potable Supply | 2/28/2016
JetSplash Car Wash | 3800 S 9th St | Lincoln | NE | 68521-2508 | Lancaster | NE26235 | Active | 366892 | D1.15.45.00130 | 2015 | Lochinvar | WTSS - Watertube SS Steel | HWSP - Hot Water Non Potable Supply | 12/31/2026
JetSplash Car Wash | 3800 S 9th St | Lincoln | NE | 68521-2508 | Lancaster | NE29177 | Active | 457456 | D1.19.02.00104 | 2019 | Lochinvar | WTSS - Watertube SS Steel | GLFH - Glycol Floor Heat System | 12/31/2026
St James Church | 3801 A Ave | Kearney | NE | 68847-8166 | Buffalo | NE28442 | Active | 6471 | 19-HE050520419 | 2019 | Riello | COBL - Coil Type Boiler | HWHT - Hot Water Heat | 2/28/2027
St James Church | 3801 A Ave | Kearney | NE | 68847-8166 | Buffalo | NE28443 | Active | 6474 | 19-HE050550419 | 2019 | Riello | COBL - Coil Type Boiler | HWHT - Hot Water Heat | 2/28/2027
St James Church | 3801 A Ave | Kearney | NE | 68847-8166 | Buffalo | NE37580 | Scrapped/Junked | 32290 | R-0694 | 1979 | Kewanee | FTFB - Firetube-Firebox Boiler | HWHT - Hot Water Heat | 2/28/2020
Duncan Aviation | 3801 Aviation Rd | Lincoln | NE | 68524-2415 | Lancaster | NE01418 | Scrapped/Junked | 164880 | 9911164880 | 1999 | RAYP | CPFT - Horiz Cpr Fin Boiler | HWHT - Hot Water Heat | 12/31/2015
Duncan Aviation | 3801 Aviation Rd | Lincoln | NE | 68524-2415 | Lancaster | NE01419 | Scrapped/Junked | 164879 | 9911164879 | 1999 | RAYP | CPFT - Horiz Cpr Fin Boiler | HWSD - Hot Water Dom/Potable | 12/31/2016
Duncan Aviation | 3801 Aviation Rd | Lincoln | NE | 68524-2415 | Lancaster | NE01420 | Scrapped/Junked | 164881 | 9911164881 | 1999 | RAYP | CPFT - Horiz Cpr Fin Boiler | HWHT - Hot Water Heat | 12/31/2022
Duncan Aviation | 3801 Aviation Rd | Lincoln | NE | 68524-2415 | Lancaster | NE25500 | Scrapped/Junked | 408707 | 1510408707 | 2015 | Raypak | CPFT - Horiz Cpr Fin Boiler | HWHT - Hot Water Heat | 12/31/2022
Duncan Aviation | 3801 Aviation Rd | Lincoln | NE | 68524-2415 | Lancaster | NE26711 | Scrapped/Junked | 430382 | 1609430832 | 2016 | Raypak | CPFT - Horiz Cpr Fin Boiler | HWHT - Hot Water Heat | 12/31/2022
Duncan Aviation | 3801 Aviation Rd | Lincoln | NE | 68524-2415 | Lancaster | NE41881 | Active | 18897 | 21-HE174192521 | 2021 | Riello | WT - Water Tube Boiler | HWDP - Hotwater Heat & Dom Supply | 12/31/2026
Duncan Aviation | 3801 Aviation Rd | Lincoln | NE | 68524-2415 | Lancaster | NE41882 | Active | 18896 | 21-HE174182521 | 2021 | Riello | WT - Water Tube Boiler | HWDP - Hotwater Heat & Dom Supply | 12/31/2026
Duncan Aviation | 3801 Aviation Rd | Lincoln | NE | 68524-2415 | Lancaster | NE41883 | Active | 18895 | 21-HE174152521 | 2021 | Riello | WT - Water Tube Boiler | HWDP - Hotwater Heat & Dom Supply | 12/31/2026
Duncan Aviation | 3801 Aviation Rd | Lincoln | NE | 68524-2415 | Lancaster | NE41884 | Active | 18893 | 21-HE174152521 | 2021 | Riello | WT - Water Tube Boiler | HWDP - Hotwater Heat & Dom Supply | 12/31/2026
Duncan Aviation | 3801 Aviation Rd | Lincoln | NE | 68524-2415 | Lancaster | NE41885 | Active | 18894 | 21-HE174162521 | 2021 | Riello | WT - Water Tube Boiler | HWDP - Hotwater Heat & Dom Supply | 12/31/2026
Duncan Aviation | 3801 Aviation Rd | Lincoln | NE | 68524-2415 | Lancaster | NE41886 | Active | 18886 | 21-HE1740 | 2021 | Riello | WT - Water Tube Boiler | HWDP - Hotwater Heat & Dom Supply | 12/31/2026
3801 Harney Office Bldg | 3801 Harney St | Omaha | NE | 68131-3851 | Douglas | NE02263 | Scrapped/Junked | NA | J8295 | 1957 | Kewanee | FTFB - Firetube-Firebox Boiler | HWHT - Hot Water Heat | 12/31/2017
KNICKERBOCKERS | 3801 Jones St | Omaha | NE | 68105-1149 | Douglas | NE19288 | Exempt 1999 LB-66 |  | 00000000B212650 | 1980 | AMERICAN APPLIANCE | AHWH - ANSI/Fired Water Htr | HWSD - Hot Water Dom/Potable | 8/31/1999
Celerion Building | 3801 S 14th St | Lincoln | NE | 68502-5340 | Lancaster | NE06687 | Active | 13710 | 04F-1621 | 2004 | ALES | FTVT - Firetube Vertical TB | GLYC - Glycol Bldg Heat Sys | 12/31/2026
Celerion Building | 3801 S 14th St | Lincoln | NE | 68502-5340 | Lancaster | NE06688 | Active | 13713 | 04F-1624 | 2004 | ALES | FTVT - Firetube Vertical TB | GLYC - Glycol Bldg Heat Sys | 12/31/2026
South Street Laundromat | 3801 South St | Lincoln | NE | 68506-5237 | Lancaster | NE09737 | Scrapped/Junked | 34942 | 740AL75 | 1975 | AOSM | COBL - Coil Type Boiler | HWSD - Hot Water Dom/Potable | 5/31/2023
Lancaster County Adult Detention Facility | 3801 W O St | Lincoln | NE | 68528-1806 | Lancaster | NE22133 | Active | 129797 | 0610129797 | 2010 | PVI Industries | FTVT - Firetube Vertical TB | HWSD - Hot Water Dom/Potable | 2/28/2026
Lancaster County Adult Detention Facility | 3801 W O St | Lincoln | NE | 68528-1806 | Lancaster | NE22134 | Active | 129798 | 0610129798 | 2010 | PVI Industries | FTVT - Firetube Vertical TB | HWSD - Hot Water Dom/Potable | 2/28/2026
Lancaster County Adult Detention Facility | 3801 W O St | Lincoln | NE | 68528-1806 | Lancaster | NE22135 | Active | 129799 | 0610129799 | 2010 | PVI Industries | FTVT - Firetube Vertical TB | HWSD - Hot Water Dom/Potable | 2/28/2026
Tommy's Express Car Wash | 3802 2nd Ave | Kearney | NE | 68847-8103 | Buffalo | NE41689 | Active | 335875 | 22WTX18800443 | 2022 | AIC | CHWH - ASME/Fired Water Heater | HWSD - Hot Water Dom/Potable | 4/30/2026
Tommy's Express Car Wash | 3802 2nd Ave | Kearney | NE | 68847-8103 | Buffalo | NE42954 | Active | 344039 | 2236130805942 | 2022 | Lochinvar | AHWH - ANSI/Fired Water Htr | HWFG - Hotwater Heat Floor-Glycl | 4/30/2026
Tommy's Express Car Wash | 3802 2nd Ave | Kearney | NE | 68847-8103 | Buffalo | NE42955 | Active | 252139 | 2222129702167 | 2022 | Lochinvar | WT - Water Tube Boiler | HWFG - Hotwater Heat Floor-Glycl | 4/30/2026
McMillan Magnet Center | 3802 Redick Ave | Omaha | NE | 68112-2966 | Douglas | NE31095 | Active | 11054 | n/a | 1957 | Kewanee | FT - Firetube Boiler | STHT - Steam-Heat | 6/30/2026
McMillan Magnet Center | 3802 Redick Ave | Omaha | NE | 68112-2966 | Douglas | NE31096 | Active | 5096 | J9081 | 1957 | Kewanee | FT - Firetube Boiler | STHT - Steam-Heat | 12/31/2026
McMillan Magnet Center | 3802 Redick Ave | Omaha | NE | 68112-2966 | Douglas | NE31097 | Active | 5098 | n/a | 1957 | Kewanee | FT - Firetube Boiler | STHT - Steam-Heat | 12/31/2025
WALMART #1460 | 3803 OSBORNE DR | HASTINGS | NE | 68901 | ADAMS | NE06032 | Exempt | 56197 | 56197 | 2004 | STANDARD REFRIGERATION | HTNK - Horizontal UFPV | REFR - Refrigerant Storage/Supp | 2/28/2007
WALMART #1460 | 3803 OSBORNE DR | HASTINGS | NE | 68901 | ADAMS | NE06033 | Exempt | 56199 | 56199 | 2004 | STANDARD REFRIGERATION | HTNK - Horizontal UFPV | REFR - Refrigerant Storage/Supp | 2/28/2007
WALMART #1460 | 3803 OSBORNE DR | HASTINGS | NE | 68901 | ADAMS | NE06034 | Exempt | 55714 | 55714 | 2004 | STANDARD REFRIGERATION | HTNK - Horizontal UFPV | REFR - Refrigerant Storage/Supp | 2/28/2007
WALMART #1460 | 3803 OSBORNE DR | HASTINGS | NE | 68901 | ADAMS | NE06035 | Exempt | 55720 | 55720 | 2004 | STANDARD REFRIGERATION | HTNK - Horizontal UFPV | REFR - Refrigerant Storage/Supp | 2/28/2007
Colonial Hotel | 3804 Farnam St | Omaha | NE | 68131-3114 | Douglas | NE04308 | Scrapped/Junked |  | 17633 | 1938 | PACIFIC | FTFB - Firetube-Firebox Boiler | STHT - Steam-Heat | 9/30/2001
Knickerbocker Apartments | 3805 Jones St | Omaha | NE | 68105-1114 | Douglas | NE17883 | Scrapped/Junked | n/a | 211A87580393 | 1993 | Peerless | CI - Cast Iron | STHT - Steam-Heat | 2/28/2018
Knickerbocker Apartments | 3805 Jones St | Omaha | NE | 68105-1114 | Douglas | NE27148 | Active | n/a | 632835-201001 | 2017 | Peerless | CI - Cast Iron | STHT - Steam-Heat | 11/30/2026
Buffalo County Fairgrounds | 3807 N Ave | Kearney | NE | 68847-3263 | Buffalo | NE19218 | Active | 17926 | 10F-5834 | 2010 | Les Inc/Aldrich Co | FTVT - Firetube Vertical TB | GLYC - Glycol Bldg Heat Sys | 12/31/2026
Buffalo County Fairgrounds | 3807 N Ave | Kearney | NE | 68847-3263 | Buffalo | NE19219 | Scrapped/Junked | 17923 | 10F-5831 | 2010 | Les Inc/Aldrich Co | FTVT - Firetube Vertical TB | GLYC - Glycol Bldg Heat Sys | 12/31/2013
Buffalo County Fairgrounds | 3807 N Ave | Kearney | NE | 68847-3263 | Buffalo | NE19220 | Active | 17925 | 10F-5833 | 2010 | Les Inc/Aldrich Co | FTVT - Firetube Vertical TB | GLYC - Glycol Bldg Heat Sys | 12/31/2026
Buffalo County Fairgrounds | 3807 N Ave | Kearney | NE | 68847-3263 | Buffalo | NE26431 | Active | 73100 | G-15-2888 | 2015 | Aerco | FT - Firetube Boiler | HWHT - Hot Water Heat | 12/31/2026
N 90th St Car Wash | 3808 N 90th St | Omaha | NE | 68134-4131 | Douglas | NE17869 | Scrapped/Junked | 3740 | AJH50.301 | 1985 | WEBJ | COBL - Coil Type Boiler | HWSP - Hot Water Non Potable Supply | 2/28/2015
City of Omaha-Ed Zorinsky Water Park | 3808 S 156th St | Omaha | NE | 68130-2104 | Douglas | NE17770 | Active | 221696 | I09H00221696 | 2009 | Lochinvar | CPFT - Horiz Cpr Fin Boiler | OPHT - Outdoor Pool Heater | 6/30/2026
Splash Station | 3809 E Fremont Dr | Fremont | NE | 68025 | Dodge | NE07964 | Scrapped/Junked | 259363 | 0612259363 | 2006 | Raypak | CPFH - Copper Fin Water Heater | OPHT - Outdoor Pool Heater | 6/30/2018
Splash Station | 3809 E Fremont Dr | Fremont | NE | 68025 | Dodge | NE41825 | Active | 523967 | 2105523967 | 2021 | Raypak | CPPH - Ansi Cpr Fin Pool Heater | OPHT - Outdoor Pool Heater | 6/30/2026
Modern Cleaners | 3811 Central Ave Ste C | Kearney | NE | 68847-8173 | Buffalo | NE01152 | Inactive | 1290 |  | 1964 | NEBRASKA BOILER | WT - Water Tube Boiler | PROC - Process Steam | 7/31/1996
Modern Cleaners | 3811 Central Ave Ste C | Kearney | NE | 68847-8173 | Buffalo | NE19141 | Active | 46648 | 82395 | 1996 | Lattner Boiler Co | FTVT - Firetube Vertical TB | PROC - Process Steam | 2/28/2026
Darling International | 3811 Dahlman Ave | Omaha | NE | 68107-1559 | Douglas | NE11242 | Inactive | 21185 |  | 1962 | Kewannee | FTSM - FTS Marine Dry Back | PROC - Process Steam | 3/31/2004
Darling International | 3811 Dahlman Ave | Omaha | NE | 68107-1559 | Douglas | NE12747 | Inactive | 28767 | NA | 1977 | Kewannee | FT - Firetube Boiler | PROC - Process Steam | 3/31/2010
Hidden Valley | 3811 N 109th Plz | Omaha | NE | 68164-2841 | Douglas | NE00614 | Scrapped/Junked | 52608 | n/a | 2000 | Lochinvar | CHWH - ASME/Fired Water Heater | HWSD - Hot Water Dom/Potable | 9/30/2016
Hidden Valley | 3811 N 109th Plz | Omaha | NE | 68164-2841 | Douglas | NE12898 | Scrapped/Junked | 30044 | n/a | 1980 | RUUD | CHWH - ASME/Fired Water Heater | HWSD - Hot Water Dom/Potable | 9/30/2016
Hidden Valley | 3811 N 109th Plz | Omaha | NE | 68164-2841 | Douglas | NE12899 | Scrapped/Junked | 30045 |  | 1980 | RUUD | CHWH - ASME/Fired Water Heater | HWSD - Hot Water Dom/Potable | 9/30/2000
Taylor Apartments | 3811 S 48th St | Lincoln | NE | 68506-4310 | Lancaster | NE19044 | Exempt | N/A | 620145-200907 | 2009 | Peerless | CI - Cast Iron | HWHT - Hot Water Heat | 12/31/2012
Davita Dialysis Center | 3812 Avenue B | Scottsbluff | NE | 69361-4780 | Scotts Bluff | NE19066 | Scrapped/Junked | C12545 | F-06-12545 | 2006 | A O Smith | COBL - Coil Type Boiler | HWSD - Hot Water Dom/Potable | 1/31/2013
Davita Dialysis Center | 3812 Avenue B | Scottsbluff | NE | 69361-4780 | Scotts Bluff | NE22261 | Scrapped/Junked | C32663 | 1137M000732 | 2011 | A O Smith | COBL - Coil Type Boiler | HWSD - Hot Water Dom/Potable | 8/31/2014
Neighborhood Cleaners | 3814 N 156th St | Omaha | NE | 68116-2802 | Douglas | NE08108 | Scrapped/Junked | 3371 | V61-150568M | 2006 | Hurst | VTNT - Vertical Tubeless | PROC - Process Steam | 11/30/2010
Neighborhood Cleaners | 3814 N 156th St | Omaha | NE | 68116-2802 | Douglas | NE25550 | Scrapped/Junked | 7153 | V61-150-778 | 2000 | Hurst Boiler & Welding Co | FTVT - Firetube Vertical TB | PROC - Process Steam | 4/30/2007
YORK COMFORT INN | 3815 S Lincoln Ave | York | NE | 68467-9400 | YORK | NE23542 | Exempt 1999 LB-66 |  | 1700 | 1992 | AO SMITH | AHWH - ANSI/Fired Water Htr | HWSD - Hot Water Dom/Potable | 3/31/2000
YORK COMFORT INN | 3815 S Lincoln Ave | York | NE | 68467-9400 | YORK | NE23543 | Exempt 1999 LB-66 |  | 1702 | 1992 | AO SMITH | AHWH - ANSI/Fired Water Htr | HWSD - Hot Water Dom/Potable | 3/31/2000
West Farnam Apartments | 3817 Dewey Ave | Omaha | NE | 68105-1199 | Douglas | NE04319 | Out of Service | n/a | 211-2612-G | 1977 | Peerless | CI - Cast Iron | STHT - Steam-Heat | 1/31/2016
Norfolk Crush | 3820 N 1st St | Norfolk | NE | 68701-1533 | Madison | NE42804 | Active | 20029 | 20029 | 2023 | Superior Boiler Works | FTHT - Firetube Horizontal | PROC - Process Steam | 9/30/2025
Norfolk Crush | 3820 N 1st St | Norfolk | NE | 68701-1533 | Madison | NE42805 | Active | 216 | 6040-2 | 2023 | BEI | ECON - Boiler Economizer | ECON - Boiler Economizer | 9/30/2025
Norfolk Crush | 3820 N 1st St | Norfolk | NE | 68701-1533 | Madison | NE42806 | Active | 20037 | 20037 | 2023 | Superior Boiler Works | FTHT - Firetube Horizontal | PROC - Process Steam | 9/30/2025
Norfolk Crush | 3820 N 1st St | Norfolk | NE | 68701-1533 | Madison | NE42807 | Active | 215 | 6040-1 | 2023 | BEI | ECON - Boiler Economizer | ECON - Boiler Economizer | 9/30/2025
BIO NEBRASKA | 3820 NW 46th St | Lincoln | NE | 68524-1637 | LANCASTER | NE40124 | Inactive | 49974 | 882791 | 1998 | KEWANEE | FT - Firetube Boiler | PROC - Process Steam | 7/31/2002
BIO NEBRASKA | 3820 NW 46th St | Lincoln | NE | 68524-1637 | LANCASTER | NE40125 | Inactive | 24904 |  | 1997 | ELECTRO-STEAM GENERATOR | ELBL - Electric Boiler | 0020 - Supp to Sterlizer/Autoclave | 4/30/1999
St Isidore School | 3821 20Th St | Columbus | NE | 68601-2903 | Platte | NE32667 | Scrapped/Junked |  | 6104100 | 1964 | IRON | FT - Firetube Boiler | STHT - Steam-Heat | 8/31/2009
CYRGUS CO | 3823 Leavenworth St | Omaha | NE | 68105-1116 | Douglas | NE04945 | Inactive |  | 45Y33080 | 1973 | BRYANT |  | STHT - Steam-Heat | 12/31/2001
Genoa Apartments | 3830 Cass St | Omaha | NE | 68131-1850 | Douglas | NE04437 | Scrapped/Junked |  | G-1361 | 1988 | PEERLESS HEATER COMPANY |  | STHT - Steam-Heat | 4/30/2005
Genoa Apartments | 3830 Cass St | Omaha | NE | 68131-1850 | Douglas | NE04439 | Scrapped/Junked |  | 42547 | 1988 | PEERLESS HEATER COMPANY |  | STHT - Steam-Heat | 4/30/2000
Genoa Apartments | 3830 Cass St | Omaha | NE | 68131-1850 | Douglas | NE25606 | Out of Service |  | 61-94673-0399 | 1999 | PEER | CI - Cast Iron | STHT - Steam-Heat | 4/30/2005
Transportation Building | 3833 N 72nd St | Omaha | NE | 68134-4403 | Douglas | NE04612 | Active | n/a | P0852 | 1973 | Kewanee | FTFB - Firetube-Firebox Boiler | HWHT - Hot Water Heat | 12/31/2026
Duncan Aviation | 3833 North Park Road | Lincoln | NE | 68524 | Lancaster | NE24961 | Active | 65387 | G-13-1256 | 2013 | Aerco | FTVT - Firetube Vertical TB | HWHF - Hot Water Heat-Floor | 12/31/2026
Duncan Aviation | 3833 North Park Road | Lincoln | NE | 68524 | Lancaster | NE24962 | Active | 65384 | G-13-1253 | 2013 | Aerco | FTVT - Firetube Vertical TB | HWHF - Hot Water Heat-Floor | 12/31/2026
Duncan Aviation | 3833 North Park Road | Lincoln | NE | 68524 | Lancaster | NE24963 | Active | 65431 | G-13-1276 | 2013 | Aerco | FTVT - Firetube Vertical TB | GLFH - Glycol Floor Heat System | 12/31/2026
Duncan Aviation | 3833 North Park Road | Lincoln | NE | 68524 | Lancaster | NE24964 | Active | 65435 | G-13-1280 | 2013 | Aerco | FTVT - Firetube Vertical TB | GLFH - Glycol Floor Heat System | 12/31/2026
Duncan Aviation | 3833 North Park Road | Lincoln | NE | 68524 | Lancaster | NE42693 | Active | 95087 | G-23-0225 | 2023 | Aerco | FTVT - Firetube Vertical TB | GLFH - Glycol Floor Heat System | 12/31/2026
Duncan Aviation | 3833 North Park Road | Lincoln | NE | 68524 | Lancaster | NE42694 | Active | 95206 | G-23-0341 | 2023 | Aerco | FTVT - Firetube Vertical TB | GLFH - Glycol Floor Heat System | 12/31/2026
Duncan Aviation | 3833 North Park Road | Lincoln | NE | 68524 | Lancaster | NE42695 | Active | 94764 | G-22-3135 | 2022 | Aerco | FTVT - Firetube Vertical TB | HWHT - Hot Water Heat | 12/31/2026
Duncan Aviation | 3833 North Park Road | Lincoln | NE | 68524 | Lancaster | NE42696 | Active | 94765 | G-22-3136 | 2022 | Aerco | FTVT - Firetube Vertical TB | HWHT - Hot Water Heat | 12/31/2026
Rocket Carwash | 3833 Village Dr | Lincoln | NE | 68516-4737 | Lancaster | NE43677 | Active | 248479 | 21.PG60.94.0993 | 2021 | Lochinvar | FTSS - Firetube Stainless Steel | GLFH - Glycol Floor Heat System | 9/30/2025
The Carriage House | 3838 Davenport St | Omaha | NE | 68131-2389 | Douglas | NE31088 | Scrapped/Junked | N/A | 2051 | 1952 | HYDR | CI - Cast Iron | HWHT - Hot Water Heat | 12/31/2011
The Carriage House | 3838 Davenport St | Omaha | NE | 68131-2389 | Douglas | NE31089 | Scrapped/Junked | n/a | 2020 | 1952 | HYDR | CI - Cast Iron | HWHT - Hot Water Heat | 12/31/2011
American Red Cross | 3838 Dewey Ave | Omaha | NE | 68105-1148 | Douglas | NE16432 | Active | 31489 | NA | 1978 | Kewannee | FT - Firetube Boiler | HWHT - Hot Water Heat | 10/31/2026
American Red Cross | 3838 Dewey Ave | Omaha | NE | 68105-1148 | Douglas | NE16433 | Active | 31483 | NA | 1978 | Kewannee | FT - Firetube Boiler | HWHT - Hot Water Heat | 10/31/2026
American Red Cross | 3838 Dewey Ave | Omaha | NE | 68105-1148 | Douglas | NE21311 | Exempt 1999 LB-66 |  | 15026 | 1980 | AO SMITH | AHWH - ANSI/Fired Water Htr | HWSD - Hot Water Dom/Potable | 9/30/1999
American Red Cross | 3838 Dewey Ave | Omaha | NE | 68105-1148 | Douglas | NE21312 | Exempt 1999 LB-66 |  | 07447 | 1980 | AO SMITH | AHWH - ANSI/Fired Water Htr | HWSD - Hot Water Dom/Potable | 9/30/1999
COLUMBIAN VILLA | 3838 JONES ST | OMAHA | NE | 68105 | Douglas | NE21833 | Exempt 1999 LB-66 |  | ML900183667 | 1991 | AO SMITH | AHWH - ANSI/Fired Water Htr | HWSD - Hot Water Dom/Potable | 9/30/1999
COLUMBIAN VILLA | 3838 JONES ST | OMAHA | NE | 68105 | Douglas | NE21834 | Exempt 1999 LB-66 |  | ML960183665880 | 1991 | AO SMITH | AHWH - ANSI/Fired Water Htr | HWSD - Hot Water Dom/Potable | 9/30/1999
Behlen Mfg. Co. | 3838 S 108th St | Omaha | NE | 68144-4951 | Douglas | NE23195 | Inactive | 49555 |  | 1998 | Kewannee | FTSM - FTS Marine Dry Back | PROC - Process Steam | 4/30/2003
Behlen Mfg. Co. | 3838 S 108th St | Omaha | NE | 68144-4951 | Douglas | NE23196 | Inactive | 49541 |  | 1998 | Kewannee | FTSM - FTS Marine Dry Back | PROC - Process Steam | 4/30/2003
Village Inn | 3839 N 138th St | Omaha | NE | 68164-6310 | Douglas | NE25527 | Scrapped/Junked | 66817 | B00116432 | 1999 | STAT | CHWH - ASME/Fired Water Heater | HWSD - Hot Water Dom/Potable | 2/28/2014
South Sioux City Marriott Riverfront | 385 E 4th St | South Sioux City | NE | 68776-1750 | Dakota | NE05697 | Scrapped/Junked | n/a | 92-0016783 | 1992 | AOSM | CHWH - ASME/Fired Water Heater | HWSD - Hot Water Dom/Potable | 2/28/2014
South Sioux City Marriott Riverfront | 385 E 4th St | South Sioux City | NE | 68776-1750 | Dakota | NE05976 | Scrapped/Junked | 90299 | J04002242/90299 | 2004 | AOSM | CHWH - ASME/Fired Water Heater | HWSD - Hot Water Dom/Potable | 2/28/2009
South Sioux City Marriott Riverfront | 385 E 4th St | South Sioux City | NE | 68776-1750 | Dakota | NE07233 | Scrapped/Junked | 108743 | WC95704-06D-01 | 2006 | Cleveland Range | FT - Firetube Boiler | 0021 - Steam Supp Cooker/Kettle | 2/28/2018
South Sioux City Marriott Riverfront | 385 E 4th St | South Sioux City | NE | 68776-1750 | Dakota | NE07383 | Scrapped/Junked | 105179 | E06M002840 | 2006 | AOSM | CHWH - ASME/Fired Water Heater | HWSD - Hot Water Dom/Potable | 2/28/2015
South Sioux City Marriott Riverfront | 385 E 4th St | South Sioux City | NE | 68776-1750 | Dakota | NE11358 | Scrapped/Junked | 102517 | 102517 | 2003 | Cleveland Range | FT - Firetube Boiler | 0021 - Steam Supp Cooker/Kettle | 2/28/2013
South Sioux City Marriott Riverfront | 385 E 4th St | South Sioux City | NE | 68776-1750 | Dakota | NE15799 | Scrapped/Junked | 133669 | 133669 | 2009 | A O Smith | FTVT - Firetube Vertical TB | HWSD - Hot Water Dom/Potable | 2/28/2015
South Sioux City Marriott Riverfront | 385 E 4th St | South Sioux City | NE | 68776-1750 | Dakota | NE15800 | Scrapped/Junked | 119156 | 119156 | 2008 | RHEEM | FTVT - Firetube Vertical TB | HWSD - Hot Water Dom/Potable | 2/28/2016
South Sioux City Marriott Riverfront | 385 E 4th St | South Sioux City | NE | 68776-1750 | Dakota | NE16742 | Scrapped/Junked | 22246 | n/a | 1986 | Bryan | WT - Water Tube Boiler | HWHT - Hot Water Heat | 2/28/2024
South Sioux City Marriott Riverfront | 385 E 4th St | South Sioux City | NE | 68776-1750 | Dakota | NE16743 | Scrapped/Junked | 22245 | na | 1986 | Bryan | WT - Water Tube Boiler | HWHT - Hot Water Heat | 2/28/2023
South Sioux City Marriott Riverfront | 385 E 4th St | South Sioux City | NE | 68776-1750 | Dakota | NE16744 | Scrapped/Junked | 16812 | na | 1983 | Bryan | WT - Water Tube Boiler | HWHT - Hot Water Heat | 2/28/2024
South Sioux City Marriott Riverfront | 385 E 4th St | South Sioux City | NE | 68776-1750 | Dakota | NE16745 | Scrapped/Junked | 9958 |  | 1989 | A. O. Smith | CHWH - ASME/Fired Water Heater | HWSD - Hot Water Dom/Potable | 6/30/2000
South Sioux City Marriott Riverfront | 385 E 4th St | South Sioux City | NE | 68776-1750 | Dakota | NE16751 | Out of Service | 27566 | na | 1989 | Bryan | WT - Water Tube Boiler | HWHT - Hot Water Heat | 2/28/2024
South Sioux City Marriott Riverfront | 385 E 4th St | South Sioux City | NE | 68776-1750 | Dakota | NE16752 | Scrapped/Junked | 2756 | na | 1989 | Bryan | WT - Water Tube Boiler | HWHT - Hot Water Heat | 2/28/2025
South Sioux City Marriott Riverfront | 385 E 4th St | South Sioux City | NE | 68776-1750 | Dakota | NE16753 | Scrapped/Junked | 27361 | na | 1989 | Bryan | WT - Water Tube Boiler | HWHT - Hot Water Heat | 2/28/2025
South Sioux City Marriott Riverfront | 385 E 4th St | South Sioux City | NE | 68776-1750 | Dakota | NE17028 | Scrapped/Junked | 114908 | URNG11-7G01436 | 2007 | RHEEM | FTVT - Firetube Vertical TB | HWSD - Hot Water Dom/Potable | 2/28/2011
South Sioux City Marriott Riverfront | 385 E 4th St | South Sioux City | NE | 68776-1750 | Dakota | NE17580 | Scrapped/Junked | 120750 | URNG0509G | 2009 | RHEEM | FTVT - Firetube Vertical TB | HWSD - Hot Water Dom/Potable | 2/28/2014
South Sioux City Marriott Riverfront | 385 E 4th St | South Sioux City | NE | 68776-1750 | Dakota | NE20938 | Scrapped/Junked | 159618 | 159618 | 2011 | AOSM | CHWH - ASME/Fired Water Heater | HWSD - Hot Water Dom/Potable | 2/28/2016
South Sioux City Marriott Riverfront | 385 E 4th St | South Sioux City | NE | 68776-1750 | Dakota | NE22529 | Scrapped/Junked | 33944 | LC96-0510691 | 1996 | AOSM | CHWH - ASME/Fired Water Heater | HWSD - Hot Water Dom/Potable | 2/28/2012
South Sioux City Marriott Riverfront | 385 E 4th St | South Sioux City | NE | 68776-1750 | Dakota | NE23088 | Scrapped/Junked |  | LL000992597 | 2000 | AOSM | CHWH - ASME/Fired Water Heater | HWSD - Hot Water Dom/Potable | 2/28/2010
South Sioux City Marriott Riverfront | 385 E 4th St | South Sioux City | NE | 68776-1750 | Dakota | NE23094 | Scrapped/Junked | 71162 | F01115321/E01182 | 2001 | STAT | CHWH - ASME/Fired Water Heater | HWSD - Hot Water Dom/Potable | 2/28/2015
South Sioux City Marriott Riverfront | 385 E 4th St | South Sioux City | NE | 68776-1750 | Dakota | NE23099 | Scrapped/Junked | 82191 | MM030007607/82191 | 2003 | AOSM | CHWH - ASME/Fired Water Heater | HWSD - Hot Water Dom/Potable | 2/28/2009
South Sioux City Marriott Riverfront | 385 E 4th St | South Sioux City | NE | 68776-1750 | Dakota | NE26974 | Scrapped/Junked | 386441 | 1409386441 | 2014 | Ruud-Rheem | CPFH - Copper Fin Water Heater | HWSD - Hot Water Dom/Potable | 2/28/2019
South Sioux City Marriott Riverfront | 385 E 4th St | South Sioux City | NE | 68776-1750 | Dakota | NE26975 | Active | 1950 | 131405105621001 | 2014 | Hayward | CPPH - Ansi Cpr Fin Pool Heater | OPHT - Outdoor Pool Heater | 2/28/2026
South Sioux City Marriott Riverfront | 385 E 4th St | South Sioux City | NE | 68776-1750 | Dakota | NE26976 | Scrapped/Junked | 1967 | 131405104994001 | 2014 | Hayward | CPPH - Ansi Cpr Fin Pool Heater | SPAJ - Spa/Jacuzzi Heater | 2/28/2018
South Sioux City Marriott Riverfront | 385 E 4th St | South Sioux City | NE | 68776-1750 | Dakota | NE27479 | Active | 126120 | 126120 | 2017 | Cleveland Range | FT - Firetube Boiler | 0021 - Steam Supp Cooker/Kettle | 2/28/2026
South Sioux City Marriott Riverfront | 385 E 4th St | South Sioux City | NE | 68776-1750 | Dakota | NE27896 | Out of Service | 006212 | 2113171210459001 | 2017 | Hayward | CPPH - Ansi Cpr Fin Pool Heater | SPAJ - Spa/Jacuzzi Heater | 2/28/2024
South Sioux City Marriott Riverfront | 385 E 4th St | South Sioux City | NE | 68776-1750 | Dakota | NE27897 | Active | 282206 | C17-282206 | 2017 | Laars | CPFH - Copper Fin Water Heater | HWSD - Hot Water Dom/Potable | 2/28/2026
South Sioux City Marriott Riverfront | 385 E 4th St | South Sioux City | NE | 68776-1750 | Dakota | NE42646 | Active | 592702 | N1.23.22.00011 | 2023 | Lochinvar | WTSS - Watertube SS Steel | HWSD - Hot Water Dom/Potable | 2/28/2026
South Sioux City Marriott Riverfront | 385 E 4th St | South Sioux City | NE | 68776-1750 | Dakota | NE42647 | Active | 380556 | 22.PGT700.431.00800 | 2022 | Lochinvar | FTVT - Firetube Vertical TB | HWHT - Hot Water Heat | 2/28/2026
South Sioux City Marriott Riverfront | 385 E 4th St | South Sioux City | NE | 68776-1750 | Dakota | NE42648 | Active | 380555 | 22.PGT700.431.00799 | 2022 | Lochinvar | FTVT - Firetube Vertical TB | HWHT - Hot Water Heat | 2/28/2026
South Sioux City Marriott Riverfront | 385 E 4th St | South Sioux City | NE | 68776-1750 | Dakota | NE42649 | Active | 380552 | 22.PGT700.431.00796 | 2022 | Lochinvar | FTVT - Firetube Vertical TB | HWHT - Hot Water Heat | 2/28/2026
South Sioux City Marriott Riverfront | 385 E 4th St | South Sioux City | NE | 68776-1750 | Dakota | NE43702 | Active | 459003 | 24.PGT1M.450.00063 | 2024 | AIC GDYNIA | WTSS - Watertube SS Steel | GLYC - Glycol Bldg Heat Sys | 2/28/2025
South Sioux City Marriott Riverfront | 385 E 4th St | South Sioux City | NE | 68776-1750 | Dakota | NE43703 | Active | 468588 | 24.PGT1M.450.00226 | 2024 | AIC GDYNIA | WTSS - Watertube SS Steel | GLYC - Glycol Bldg Heat Sys | 2/28/2025
South Sioux City Marriott Riverfront | 385 E 4th St | South Sioux City | NE | 68776-1750 | Dakota | NE43704 | Active | 467043 | 24.PGT1M.450.00209 | 2024 | AIC GDYNIA | WTSS - Watertube SS Steel | GLYC - Glycol Bldg Heat Sys | 2/28/2025
Highland Court | 3860 Harney St | Omaha | NE | 68131-3815 | Douglas | NE41722 | Active | N/A | 800149-202106 | 2021 | Peerless | CI - Cast Iron | STHT - Steam-Heat | 1/31/2027
St Cecilia's School | 3869 Webster St | Omaha | NE | 68131-1809 | Douglas | NE21992 | Exempt 1999 LB-66 |  | M93271318 | 1993 | STATE INDUSTRIES | AHWH - ANSI/Fired Water Htr | HWSD - Hot Water Dom/Potable | 7/31/1999
St Cecilia's School | 3869 Webster St | Omaha | NE | 68131-1809 | Douglas | NE21993 | Exempt 1999 LB-66 |  | M93271308 | 1993 | STATE INDUSTRIES | AHWH - ANSI/Fired Water Htr | HWSD - Hot Water Dom/Potable | 7/31/1999
St Cecilia's School | 3869 Webster St | Omaha | NE | 68131-1809 | Douglas | NE32089 | Scrapped/Junked | n/a | B9510 | 1949 | Kewanee | FTFB - Firetube-Firebox Boiler | STHT - Steam-Heat | 1/31/2016
St Cecilia's School | 3869 Webster St | Omaha | NE | 68131-1809 | Douglas | NE32090 | Scrapped/Junked | 9509 | B9509 | 1949 | Kewanee | FTFB - Firetube-Firebox Boiler | STHT - Steam-Heat | 1/31/2016
St Cecilia's School | 3869 Webster St | Omaha | NE | 68131-1809 | Douglas | NE37621 | Inactive |  | 21072 | 1980 | PEERLESS HEATER COMPANY |  | STHT - Steam-Heat | 7/31/1996
Saunders Cnty Law Enforcement | 387 N Chestnut St | Wahoo | NE | 68066-1869 | Douglas | NE13417 | Active | 13405 | 57525 | 2007 | TRIAD BOILER SYSTEMS INC | FTVT - Firetube Vertical TB | HWHT - Hot Water Heat | 2/28/2026
Saunders Cnty Law Enforcement | 387 N Chestnut St | Wahoo | NE | 68066-1869 | Douglas | NE13418 | Active | 13406 | 57526 | 2007 | TRIAD BOILER SYSTEMS INC | FTVT - Firetube Vertical TB | HWHT - Hot Water Heat | 2/28/2026
Saunders Cnty Law Enforcement | 387 N Chestnut St | Wahoo | NE | 68066-1869 | Douglas | NE13419 | Active | 13402 | 57522 | 2007 | TRIAD BOILER SYSTEMS INC | FTVT - Firetube Vertical TB | HWHT - Hot Water Heat | 2/28/2026
Saunders Cnty Law Enforcement | 387 N Chestnut St | Wahoo | NE | 68066-1869 | Douglas | NE13420 | Inactive | 120107 | 120107 | 2007 | AO SMITH | CHWH - ASME/Fired Water Heater | HWSD - Hot Water Dom/Potable | 2/28/2023
Saunders Cnty Law Enforcement | 387 N Chestnut St | Wahoo | NE | 68066-1869 | Douglas | NE13421 | Scrapped/Junked | 120230 | 120230 | 2007 | AO SMITH | CHWH - ASME/Fired Water Heater | HWSD - Hot Water Dom/Potable | 2/28/2024
Saunders Cnty Law Enforcement | 387 N Chestnut St | Wahoo | NE | 68066-1869 | Douglas | NE13422 | Scrapped/Junked | 120227 | 120227 | 2007 | AO SMITH | CHWH - ASME/Fired Water Heater | HWSD - Hot Water Dom/Potable | 2/28/2024
Saunders Cnty Law Enforcement | 387 N Chestnut St | Wahoo | NE | 68066-1869 | Douglas | NE13423 | Scrapped/Junked | 120218 | 120218 | 2007 | AO SMITH | CHWH - ASME/Fired Water Heater | HWSD - Hot Water Dom/Potable | 2/28/2024
Saunders Cnty Law Enforcement | 387 N Chestnut St | Wahoo | NE | 68066-1869 | Douglas | NE28462 | Active | 7537 | 19-HE061181519 | 2019 | Riello | WT - Water Tube Boiler | HWHT - Hot Water Heat | 2/28/2026
Saunders Cnty Law Enforcement | 387 N Chestnut St | Wahoo | NE | 68066-1869 | Douglas | NE28463 | Active | 7542 | 19-HE061231519 | 2019 | Riello | WT - Water Tube Boiler | HWHT - Hot Water Heat | 2/28/2026
Saunders Cnty Law Enforcement | 387 N Chestnut St | Wahoo | NE | 68066-1869 | Douglas | NE28464 | Active | 7469 | 19-HE060501419 | 2019 | Riello | WT - Water Tube Boiler | HWHT - Hot Water Heat | 2/28/2026
Saunders Cnty Law Enforcement | 387 N Chestnut St | Wahoo | NE | 68066-1869 | Douglas | NE42131 | Active | 293996 | 293996 | 2022 | AO SMITH | CHWH - ASME/Fired Water Heater | HWSD - Hot Water Dom/Potable | 2/28/2026
Saunders Cnty Law Enforcement | 387 N Chestnut St | Wahoo | NE | 68066-1869 | Douglas | NE42319 | Active | 293236 | 293236 | 2022 | AO SMITH | CHWH - ASME/Fired Water Heater | HWSD - Hot Water Dom/Potable | 2/28/2026
Saunders Cnty Law Enforcement | 387 N Chestnut St | Wahoo | NE | 68066-1869 | Douglas | NE42660 | Active | 312021 | 312021 | 2023 | AO SMITH | CHWH - ASME/Fired Water Heater | HWSD - Hot Water Dom/Potable | 2/28/2026
Saunders Cnty Law Enforcement | 387 N Chestnut St | Wahoo | NE | 68066-1869 | Douglas | NE42661 | Active | 311058 | 311058 | 2023 | AO SMITH | CHWH - ASME/Fired Water Heater | HWSD - Hot Water Dom/Potable | 2/28/2026
The Colbert | 3870 Harney St | Omaha | NE | 68131-3813 | Douglas | NE01717 | Scrapped/Junked | n/a | 211-14288-0899 | 1999 | Peerless | CI - Cast Iron | STHT - Steam-Heat | 1/31/2020
The Colbert | 3870 Harney St | Omaha | NE | 68131-3813 | Douglas | NE08563 | Scrapped/Junked |  | LJ950462951-920 | 1995 | AO SMITH | CHWH - ASME/Fired Water Heater | HWSD - Hot Water Dom/Potable | 1/31/2004
The Colbert | 3870 Harney St | Omaha | NE | 68131-3813 | Douglas | NE20632 | Scrapped/Junked | 31498 | LJ950462951 | 1995 | AOSM | CHWH - ASME/Fired Water Heater | HWSD - Hot Water Dom/Potable | 1/31/2016
The Colbert | 3870 Harney St | Omaha | NE | 68131-3813 | Douglas | NE28010 | Active | 212331 | unknown | 2016 | AO SMITH | CHWH - ASME/Fired Water Heater | HWSD - Hot Water Dom/Potable | 1/31/2022
The Colbert | 3870 Harney St | Omaha | NE | 68131-3813 | Douglas | NE37351 | Scrapped/Junked |  | 7656-0991 | 1982 | Peerless | CI - Cast Iron | STHT - Steam-Heat | 1/31/2005
UNMC | 3872 Leavenworth St | Omaha | NE | 68105-1156 | Douglas | NE01434 | Out of Service | 140567 | 150587 | 2000 | COLU | FTVT - Firetube Vertical TB | PROC - Process Steam | 5/31/2013
UNMC | 3872 Leavenworth St | Omaha | NE | 68105-1156 | Douglas | NE12705 | Scrapped/Junked | 21682 |  | 1963 | KEWANEE | FT - Firetube Boiler | PROC - Process Steam | 8/31/2001
Big John's Car Wash | 3875 Leavenworth St | Omaha | NE | 68105-1113 | Douglas | NE22972 | Scrapped/Junked | 6604 | na | 1990 | TELE | CPFT - Horiz Cpr Fin Boiler | HWHT - Hot Water Heat | 8/31/2013
Apartment Building - Caves | 3900 Franklin St | Lincoln | NE | 68506-5245 | Lancaster | NE42198 | Active | N/A | 65830647 | 2021 | US Boiler | CI - Cast Iron | HWDP - Hotwater Heat & Dom Supply | 4/30/2024
Savannah Pines LLC | 3900 Pine Lake Rd | Lincoln | NE | 68516-5489 | Lancaster | NE08301 | Active | 100272 | 0200100272 | 2000 | PVI | CHWH - ASME/Fired Water Heater | HWSD - Hot Water Dom/Potable | 3/31/2026
Savannah Pines LLC | 3900 Pine Lake Rd | Lincoln | NE | 68516-5489 | Lancaster | NE08302 | Scrapped/Junked | 100269 | 0200100269 | 2000 | Pvi | CHWH - ASME/Fired Water Heater | HWSD - Hot Water Dom/Potable | 3/31/2013
Savannah Pines LLC | 3900 Pine Lake Rd | Lincoln | NE | 68516-5489 | Lancaster | NE08303 | Scrapped/Junked | 100270 | 0200100271 | 2000 | Pvi | CHWH - ASME/Fired Water Heater | HWSD - Hot Water Dom/Potable | 3/31/2014
Savannah Pines LLC | 3900 Pine Lake Rd | Lincoln | NE | 68516-5489 | Lancaster | NE08304 | Active | 100271 | 0200100270 | 2000 | PVI | CHWH - ASME/Fired Water Heater | HWSD - Hot Water Dom/Potable | 3/31/2026
Savannah Pines LLC | 3900 Pine Lake Rd | Lincoln | NE | 68516-5489 | Lancaster | NE08305 | Inactive | 167682 | 0002167682 | 2000 | Raypak | COBL - Coil Type Boiler | SPAJ - Spa/Jacuzzi Heater | 3/31/2023
Eisenhower Elementary | 3900 W A St | North Platte | NE | 69101-4788 | Lincoln | NE16963 | Inactive | 22172 | 022172 | 1993 | AOSM | CHWH - ASME/Fired Water Heater | HWSD - Hot Water Dom/Potable | 12/31/2024
Eisenhower Elementary | 3900 W A St | North Platte | NE | 69101-4788 | Lincoln | NE34461 | Inactive | 27961 | P-5772 | 1976 | Kewanee | FTFB - Firetube-Firebox Boiler | HWHT - Hot Water Heat | 12/31/2024
Eisenhower Elementary | 3900 W A St | North Platte | NE | 69101-4788 | Lincoln | NE34462 | Inactive | 27959 | P-5765 | 1976 | Kewanee | FTFB - Firetube-Firebox Boiler | HWHT - Hot Water Heat | 12/31/2024
Eisenhower Elementary | 3900 W A St | North Platte | NE | 69101-4788 | Lincoln | NE43000 | Active | 595038 | N1.23.26.00030 | 2023 | Lochinvar | FTVT - Firetube Vertical TB | HWHT - Hot Water Heat | 12/31/2026
Eisenhower Elementary | 3900 W A St | North Platte | NE | 69101-4788 | Lincoln | NE43101 | Active | 588707 | N1.23.13.00117 | 2023 | Lochinvar | FTVT - Firetube Vertical TB | HWHT - Hot Water Heat | 12/31/2026
Grand Island Lutheran HS-BMIC#543645 | 3900 W Husker Hwy | Grand Island | NE | 68803-6001 | Hall | NE06996 | Active | 103816 | E06M004503 | 2006 | AO Smith | CHWH - ASME/Fired Water Heater | HWSD - Hot Water Dom/Potable | 7/31/2027
Grand Island Lutheran HS-BMIC#543645 | 3900 W Husker Hwy | Grand Island | NE | 68803-6001 | Hall | NE06997 | Scrapped/Junked | 103747 | E06M004502 | 2006 | AOSMITH-CODE/STATE FINAL | CHWH - ASME/Fired Water Heater | HWSD - Hot Water Dom/Potable | 7/31/2007
Grand Island Lutheran HS-BMIC#543645 | 3900 W Husker Hwy | Grand Island | NE | 68803-6001 | Hall | NE09180 | Scrapped/Junked | 114428 | 114428 | 2007 | AO Smith | CHWH - ASME/Fired Water Heater | HWSD - Hot Water Dom/Potable | 7/31/2028
Grand Island Lutheran HS-BMIC#543645 | 3900 W Husker Hwy | Grand Island | NE | 68803-6001 | Hall | NE43816 | Active | 335648 | 2521143801606 | 2025 | AO Smith | CHWH - ASME/Fired Water Heater | HWSD - Hot Water Dom/Potable | 7/31/2027
City of Lincoln, Ballard Pool | 3901 N 66Th St | Lincoln | NE | 68507 | Lancaster | NE10524 | Scrapped/Junked | 130666 | C02L10415 | 2002 | Teledyne & Laars | CPFT - Horiz Cpr Fin Boiler | OPHT - Outdoor Pool Heater | 5/31/2022
BALLARD POOL | 3901 N 66TH ST | LINCOLN | NE | 68507 | LANCASTER | NE18007 | Scrapped/Junked | 4483 | 7690384 | 1976 | TELEDYNE LAARS | CPFT - Horiz Cpr Fin Boiler | OPHT - Outdoor Pool Heater | 5/31/2003
BALLARD POOL | 3901 N 66TH ST | LINCOLN | NE | 68507 | LANCASTER | NE20603 | Exempt 1999 LB-66 |  | 000000000009487 | 1994 | AO SMITH | AHWH - ANSI/Fired Water Htr | HWSD - Hot Water Dom/Potable | 2/29/2000
M J Marketing | 3901 N 69th St | Lincoln | NE | 68507-1912 | Lancaster | NE15501 | Inactive |  | 22042 | 1980 | WISE | CI - Cast Iron | HWHT - Hot Water Heat | 3/31/2009
Fountain Point Medical | 3901 W Norfolk Ave | Norfolk | NE | 68701-9211 | Madison | NE28297 | Active | 81833 | G-18-1887 | 2018 | Aerco | FTVT - Firetube Vertical TB | GLYC - Glycol Bldg Heat Sys | 9/30/2025
Fountain Point Medical | 3901 W Norfolk Ave | Norfolk | NE | 68701-9211 | Madison | NE28298 | Active | 81787 | G-18-1781 | 2018 | Aerco | FTVT - Firetube Vertical TB | GLYC - Glycol Bldg Heat Sys | 9/30/2025
Fountain Point Medical | 3901 W Norfolk Ave | Norfolk | NE | 68701-9211 | Madison | NE28299 | Active | 147546 | 147546 | 2018 | PVI Industries | CHWH - ASME/Fired Water Heater | HWSD - Hot Water Dom/Potable | 9/30/2025
Fountain Point Medical | 3901 W Norfolk Ave | Norfolk | NE | 68701-9211 | Madison | NE28300 | Active | 147577 | 147577 | 2018 | PVI Industries | CHWH - ASME/Fired Water Heater | HWSD - Hot Water Dom/Potable | 9/30/2025
Fountain Point Surgery Center | 3901 W Norfolk Ave Ste L | Norfolk | NE | 68701-4405 | Madison | NE27213 | Active | 9066 | 49066 | 2017 | Steris Corp | ELBL - Electric Boiler | STER - Sterilizer | 9/30/2026
Fountain Point Surgery Center | 3901 W Norfolk Ave Ste L | Norfolk | NE | 68701-4405 | Madison | NE28692 | Active | 22434 | 0719194 | 2019 | Steris Corp | ELBL - Electric Boiler | STER - Sterilizer | 9/30/2026
Joslyn Castle | 3902 Davenport St | Omaha | NE | 68131-2316 | Douglas | NE12861 | Active | 8161 | 94-E4661 | 1994 | ALES | FTVT - Firetube Vertical TB | HWHT - Hot Water Heat | 1/31/2027
Joslyn Castle | 3902 Davenport St | Omaha | NE | 68131-2316 | Douglas | NE12862 | Active | 8164 | 94-E4664 | 1994 | ALES | FTVT - Firetube Vertical TB | HWHT - Hot Water Heat | 1/31/2027
Joslyn Castle | 3902 Davenport St | Omaha | NE | 68131-2316 | Douglas | NE12863 | Active | 8162 | 94-E4662 | 1994 | ALES | FTVT - Firetube Vertical TB | HWHT - Hot Water Heat | 1/31/2027
TRAVEL INN | 3902 DODGE ST | OMAHA | NE | 68131 | Douglas | NE21859 | Scrapped/Junked |  | MA90-0056948880 | 1990 | AO SMITH | AHWH - ANSI/Fired Water Htr | HWSD - Hot Water Dom/Potable | 10/31/1999
TRAVEL INN | 3902 DODGE ST | OMAHA | NE | 68131 | Douglas | NE21860 | Scrapped/Junked |  | 398605404 | 1998 | RICHMOND ENG. | AHWH - ANSI/Fired Water Htr | HWSD - Hot Water Dom/Potable | 10/31/1999
Premier Plastics Inc. | 3902 Leavenworth St | Omaha | NE | 68105-1119 | Douglas | NE04323 | Inactive |  | 8333 | 1947 | PACIFIC | FT - Firetube Boiler | STHT - Steam-Heat | 9/30/1990
Premier Plastics Inc. | 3902 Leavenworth St | Omaha | NE | 68105-1119 | Douglas | NE15406 | Scrapped/Junked | NA | 211A4834-0889 | 1989 | Peerless | CI - Cast Iron | STHT - Steam-Heat | 10/31/2010
Harvest Community Church | 3903 Cuming St | Omaha | NE | 68131-1211 | Douglas | NE22773 | Scrapped/Junked | n/a | 1117G6 | 1958 | Rite Eng | WT - Water Tube Boiler | HWHT - Hot Water Heat | 3/31/2020
Torrey Pines Apartments | 3904 N 153rd Ct | Omaha | NE | 68116-6202 | Douglas | NE00123 | Scrapped/Junked | 2384 | E97250152 | 1997 | PURE | WT - Water Tube Boiler | OPHT - Outdoor Pool Heater | 5/31/2013
Torrey Pines Apartments | 3904 N 153rd Ct | Omaha | NE | 68116-6202 | Douglas | NE42318 | Active | 552677 | 2251552677 | 2022 | Raypak | CPPH - Ansi Cpr Fin Pool Heater | IPHT - Indoor Pool Heater | 5/31/2026
FONTENELLE ELEMENTARY | 3905 N 52nd St | Omaha | NE | 68104-2909 | Douglas | NE31104 | Scrapped/Junked |  | G8849 | 1954 | KEWANEE | FTFB - Firetube-Firebox Boiler | STHT - Steam-Heat | 6/30/2003
FONTENELLE ELEMENTARY | 3905 N 52nd St | Omaha | NE | 68104-2909 | Douglas | NE31105 | Scrapped/Junked |  | G8838 | 1954 | KEWANEE | FTFB - Firetube-Firebox Boiler | STHT - Steam-Heat | 6/30/2003
FONTENELLE ELEMENTARY | 3905 N 52nd St | Omaha | NE | 68104-2909 | Douglas | NE31106 | Scrapped/Junked |  | 10BJ10 | 1954 | AMERICAN RADIATOR |  | STHT - Steam-Heat | 6/30/2000
Vacant | 3910 Amelia Earhart Plz | Omaha | NE | 68110-2643 | Douglas | NE15859 | Inactive | 33397 | R1809 | 1979 | Kewanee | FTFB - Firetube-Firebox Boiler | HWHT - Hot Water Heat | 5/31/2024
Columbus Wellness Center | 3912 38th St | Columbus | NE | 68601-1701 | Platte | NE26736 | Active | 55434 | 118026A | 2014 | PVI Industries | CHWH - ASME/Fired Water Heater | HWSD - Hot Water Dom/Potable | 9/30/2026
Columbus Wellness Center | 3912 38th St | Columbus | NE | 68601-1701 | Platte | NE26737 | Active | 56516 | 118007A | 2014 | PVI Industries | CHWH - ASME/Fired Water Heater | HWSD - Hot Water Dom/Potable | 9/30/2026
Columbus Wellness Center | 3912 38th St | Columbus | NE | 68601-1701 | Platte | NE26738 | Active | 56517 | 118008A | 2014 | PVI Industries | CHWH - ASME/Fired Water Heater | HWSD - Hot Water Dom/Potable | 9/30/2026
Columbus Wellness Center | 3912 38th St | Columbus | NE | 68601-1701 | Platte | NE26739 | Active | 55424 | 118004A | 2014 | PVI Industries | CHWH - ASME/Fired Water Heater | HWSD - Hot Water Dom/Potable | 9/30/2026
Columbus Wellness Center | 3912 38th St | Columbus | NE | 68601-1701 | Platte | NE26740 | Active | 272452 | K14272452 | 2014 | Aerco | FTVT - Firetube Vertical TB | HWHT - Hot Water Heat | 9/30/2026
Columbus Wellness Center | 3912 38th St | Columbus | NE | 68601-1701 | Platte | NE26741 | Active | 272451 | K14272451 | 2014 | Aerco | FTVT - Firetube Vertical TB | HWHT - Hot Water Heat | 9/30/2026
Columbus Wellness Center | 3912 38th St | Columbus | NE | 68601-1701 | Platte | NE26742 | Active | 273011 | L14273011 | 2014 | Aerco | FTVT - Firetube Vertical TB | HWHT - Hot Water Heat | 9/30/2026
Columbus Wellness Center | 3912 38th St | Columbus | NE | 68601-1701 | Platte | NE26743 | Active | 3449 | F1026616A | 2014 | Amerec | ELBL - Electric Boiler | SAUN - Sauna Steam Room Heat | 9/30/2026
Columbus Wellness Center | 3912 38th St | Columbus | NE | 68601-1701 | Platte | NE42479 | Active | 154876 | 154876 | 2022 | PVI Industries | CHWH - ASME/Fired Water Heater | HWSD - Hot Water Dom/Potable | 9/30/2026
Columbus Wellness Center | 3912 38th St | Columbus | NE | 68601-1701 | Platte | NE42480 | Active | 154866 | 154866 | 2022 | PVI Industries | CHWH - ASME/Fired Water Heater | HWSD - Hot Water Dom/Potable | 9/30/2026
Columbus Wellness Center | 3912 38th St | Columbus | NE | 68601-1701 | Platte | NE42481 | Active | 395087 | 22395087 | 2022 | Lochinvar | FTVT - Firetube Vertical TB | HWHT - Hot Water Heat | 9/30/2026
Columbus Wellness Center | 3912 38th St | Columbus | NE | 68601-1701 | Platte | NE42482 | Active | 395653 | 223956653 | 2022 | Lochinvar | FTVT - Firetube Vertical TB | HWHT - Hot Water Heat | 9/30/2026
Private Residence | 39145 Road 718 | Indianola | NE | 69034-8024 | Red Willow | NE15126 | Exempt | 423 | 8991548 | 1989 | Teledyne Laars | CPFT - Horiz Cpr Fin Boiler | HWSD - Hot Water Dom/Potable | 3/31/2011
Private Residence | 39145 Road 718 | Indianola | NE | 69034-8024 | Red Willow | NE31703 | Exempt | N/A | 45119 | 1938 | American Radiator | CI - Cast Iron | STHT - Steam-Heat | 3/31/2011
VICTORIAN INN | 3919 23rd St | Columbus | NE | 68601-2917 | PLATTE | NE40706 | Exempt 1999 LB-66 |  | C40699RR0399E00 | 1999 | RHEEM MANUFACTURING CO | AHWH - ANSI/Fired Water Htr | HWSD - Hot Water Dom/Potable | 8/31/2000
VICTORIAN INN | 3919 23rd St | Columbus | NE | 68601-2917 | PLATTE | NE40707 | Exempt 1999 LB-66 |  | C40699RR0399E000 | 1999 | RHEEM MANUFACTURING CO | AHWH - ANSI/Fired Water Htr | HWSD - Hot Water Dom/Potable | 8/31/2000
Mercer Manor Apartments | 3920 Cuming St | Omaha | NE | 68131-1212 | Douglas | NE08146 | Active | N/A | 581922-200709 | 2007 | Peerless | CI - Cast Iron | STHT - Steam-Heat | 11/30/2025
Mercer Manor Apartments | 3920 Cuming St | Omaha | NE | 68131-1212 | Douglas | NE12847 | Scrapped/Junked |  | 00000G-608 | 1973 | AMERICAN STANDARD |  | STHT - Steam-Heat | 9/30/2004
Thomas Funeral Home | 3920 N 24th St | Omaha | NE | 68110-1734 | Douglas | NE16501 | Active | N/A | UNKNOWN | 1950 | IDEL | CI - Cast Iron | HWHT - Hot Water Heat | 2/28/2026
3921 Apartments | 3921 Nicholas St | Omaha | NE | 68131-1242 | Douglas | NE18872 | Active | n/a | 64590284 | 2009 | Burnham | CI - Cast Iron | HWHT - Hot Water Heat | 11/30/2026
Optical Gallery | 3923 S 48th St | Lincoln | NE | 68506-4318 | Lancaster | NE06057 | Scrapped/Junked | N/A | 49761-200410 | 2004 | Peerless | CI - Cast Iron | STHT - Steam-Heat | 8/31/2014
Sandov'r LLC | 39258 Hwy 2 | Thedford | NE | 69166-6503 | Thomas | NE11353 | Inactive | 26378 | 36378 | 2001 | ELEC | ELBL - Electric Boiler | PROC - Process Steam | 7/31/2020
FARNAM ST PROPERTIES | 3926-28 FARNAM ST | OMAHA | NE | 68131-3014 | Douglas | NE32943 | Scrapped/Junked |  | 5181V00015 | 1983 | DUNKIRK |  | STHT - Steam-Heat | 2/28/2004
Apartment Building | 3928 Farnam St | Omaha | NE | 68102-2159 | Douglas | NE15053 | Inactive | n/a | 445460200309 | 2003 | Peerless | CI - Cast Iron | STHT - Steam-Heat | 2/28/2014
SAMMY DEE'S BARBER SHOP | 3929 Ames Ave | Omaha | NE | 68111-2238 | Douglas | NE12780 | Scrapped/Junked |  | 6406 | 1970 | AMERICAN STANDARD |  | STHT - Steam-Heat | 12/31/2000
UNMC Annex 32, Red Cross | 3929 Harney St | Omaha | NE | 68131-3717 | Douglas | NE04853 | Active | NA | 0884 | 1983 | Peerless | CI - Cast Iron | HWHT - Hot Water Heat | 10/31/2026
Baymont Inn & Suites | 3939 N 26th St | Lincoln | NE | 68521-4138 | Lancaster | NE17983 | Exempt | 299641 | 0908299641 | 2009 | RAYP | CPFT - Horiz Cpr Fin Boiler | IPHT - Indoor Pool Heater | 7/31/2010
Baymont Inn & Suites | 3939 N 26th St | Lincoln | NE | 68521-4138 | Lancaster | NE23494 | Scrapped/Junked | n/a | 1206M002374 | 2012 | AO SMITH | AHWH - ANSI/Fired Water Htr | HWSD - Hot Water Dom/Potable | 11/5/2012
Baymont Inn & Suites | 3939 N 26th St | Lincoln | NE | 68521-4138 | Lancaster | NE23876 | Scrapped/Junked | 168957 | 1219M000141 | 2012 | AO SMITH | CHWH - ASME/Fired Water Heater | HWSD - Hot Water Dom/Potable | 2/28/2017
Baymont Inn & Suites | 3939 N 26th St | Lincoln | NE | 68521-4138 | Lancaster | NE25688 | Scrapped/Junked | 2974 | D140330-13 | 2014 | American Standard | CHWH - ASME/Fired Water Heater | HWSD - Hot Water Dom/Potable | 2/28/2022
Baymont Inn & Suites | 3939 N 26th St | Lincoln | NE | 68521-4138 | Lancaster | NE25689 | Scrapped/Junked | 364601 | 1309364601 | 2013 | Raypak | CPFH - Copper Fin Water Heater | SPAJ - Spa/Jacuzzi Heater | 2/28/2022
Baymont Inn & Suites | 3939 N 26th St | Lincoln | NE | 68521-4138 | Lancaster | NE26720 | Active | 3288 | D151030-11 | 2016 | American Standard | CHWH - ASME/Fired Water Heater | HWSD - Hot Water Dom/Potable | 2/28/2027
Baymont Inn & Suites | 3939 N 26th St | Lincoln | NE | 68521-4138 | Lancaster | NE40677 | Exempt | 150183 | 9806150183 | 1998 | Raypak | CPFT - Horiz Cpr Fin Boiler | IPHT - Indoor Pool Heater | 9/30/2011
Baymont Inn & Suites | 3939 N 26th St | Lincoln | NE | 68521-4138 | Lancaster | NE40678 | Scrapped/Junked | 144849 | 9712144849 | 1997 | RAYP | CPFT - Horiz Cpr Fin Boiler | IPHT - Indoor Pool Heater | 7/31/2010
Baymont Inn & Suites | 3939 N 26th St | Lincoln | NE | 68521-4138 | Lancaster | NE40679 | Scrapped/Junked | 59497 | L98146462 | 1997 | STAT | CHWH - ASME/Fired Water Heater | HWSD - Hot Water Dom/Potable | 9/30/2012
Baymont Inn & Suites | 3939 N 26th St | Lincoln | NE | 68521-4138 | Lancaster | NE40680 | Scrapped/Junked | 61383 | L98454892 | 1998 | STAT | CHWH - ASME/Fired Water Heater | HWSD - Hot Water Dom/Potable | 9/30/2014
Baymont Inn & Suites | 3939 N 26th St | Lincoln | NE | 68521-4138 | Lancaster | NE42835 | Active | 3873 | D-200530-03 | 2020 | American Standard | CHWH - ASME/Fired Water Heater | HWHT - Hot Water Heat | 2/28/2027
Golden Corral Restaurant | 3940 N 26th St | Lincoln | NE | 68521-4100 | Lancaster | NE01425 | Scrapped/Junked | 107670 | C00J11900 | 2000 | TELE | CPFT - Horiz Cpr Fin Boiler | HWDP - Hotwater Heat & Dom Supply | 1/31/2018
Golden Corral Restaurant | 3940 N 26th St | Lincoln | NE | 68521-4100 | Lancaster | NE05972 | Exempt | 18776 | 469069K2 | 1994 | TAYLOR-WHARTON | UTNK - Unfired Vertical Tank | 0041 - CO2 Dispensing | 1/31/2007
Shanghai King | 3940 Village Dr | Lincoln | NE | 68516-4783 | Lancaster | NE24273 | Scrapped/Junked | 26748 | LJ940372631920 | 1994 | AO SMITH | CHWH - ASME/Fired Water Heater | HWSD - Hot Water Dom/Potable | 1/31/2008
Shanghai King | 3940 Village Dr | Lincoln | NE | 68516-4783 | Lancaster | NE24274 | Inactive | 25739 | LF940344829920 | 1994 | AOSM | CHWH - ASME/Fired Water Heater | HWSD - Hot Water Dom/Potable | 4/30/2011
Ingredion Inc | 395 164th St | South Sioux City | NE | 68776-4542 | Dakota | NE13326 | Active | 14203 | 53000-200-4 | 2008 | Hurst | FTSM - FTS Marine Dry Back | PROC - Process Steam | 9/30/2024
Ingredion Inc | 395 164th St | South Sioux City | NE | 68776-4542 | Dakota | NE13327 | Inactive | 6817 | 20087111-1 | 2008 | fintube technologies | ECON - Boiler Economizer | ECON - Boiler Economizer | 9/30/2023
Ingredion Inc | 395 164th St | South Sioux City | NE | 68776-4542 | Dakota | NE13328 | Active | 14204 | 53000-200-5 | 2008 | Hurst | FTSM - FTS Marine Dry Back | PROC - Process Steam | 9/30/2024
Ingredion Inc | 395 164th St | South Sioux City | NE | 68776-4542 | Dakota | NE13329 | Active | 6820 | 20087111-2 | 2008 | fintube Technologies | ECON - Boiler Economizer | ECON - Boiler Economizer | 9/30/2024
Ingredion Inc | 395 164th St | South Sioux City | NE | 68776-4542 | Dakota | NE24101 | Active | 50058 | G-08-0417 | 2008 | Aerco | WTSS - Watertube SS Steel | HWHT - Hot Water Heat | 9/30/2024
Ingredion Inc | 395 164th St | South Sioux City | NE | 68776-4542 | Dakota | NE24102 | Active | 50057 | G-08-0416 | 2008 | Aerco | WTSS - Watertube SS Steel | HWHT - Hot Water Heat | 9/30/2024
Ingredion Inc | 395 164th St | South Sioux City | NE | 68776-4542 | Dakota | NE43472 | Active | 213 | 224-1945 | 2024 | Thermiser | ECON - Boiler Economizer | HPEC - High Pressure Economizer | 9/30/2025
Applebee's Bar & Grill | 3951 N 27th St | Lincoln | NE | 68521-4101 | Lancaster | NE06062 | Scrapped/Junked | 87659 | H04M007220/87659 | 2004 | AOSM | CHWH - ASME/Fired Water Heater | HWSD - Hot Water Dom/Potable | 7/31/2012
Applebee's Bar & Grill | 3951 N 27th St | Lincoln | NE | 68521-4101 | Lancaster | NE40676 | Scrapped/Junked | 99377 | C992233 | 1999 | Lochinvar | CPFT - Horiz Cpr Fin Boiler | HWSD - Hot Water Dom/Potable | 7/31/2005
FNBO - 702110K | 397 N 4th St | David City | NE | 68632-1620 | BUTLER | NE17033 | Active | 107696 | 65173587 | 2009 | Burnham | COWH - Coil Type Water Heater | HWHS - Hotwater Heat Sidewalks | 2/28/2026
FNBO - 702110K | 397 N 4th St | David City | NE | 68632-1620 | BUTLER | NE17034 | Active | 111506 | 65173577 | 2009 | Burnham | COWH - Coil Type Water Heater | HWHS - Hotwater Heat Sidewalks | 2/28/2026
FNBO - 702110K | 397 N 4th St | David City | NE | 68632-1620 | BUTLER | NE19692 | Scrapped/Junked |  | CA-320-63-SA | 1980 | WEIL MCLAIN |  | HWHT - Hot Water Heat | 11/30/2007
FNBO - 702110K | 397 N 4th St | David City | NE | 68632-1620 | BUTLER | NE19693 | Scrapped/Junked |  | CA-320.62.SA | 1980 | WEIL MCLAIN |  | HWHT - Hot Water Heat | 11/30/2007
FNBO - 702110K | 397 N 4th St | David City | NE | 68632-1620 | BUTLER | NE27895 | Active | 410088 | 65660200 | 2017 | Burnham | WTSS - Watertube SS Steel | HWHS - Hotwater Heat Sidewalks | 2/28/2026
State Patrol Crime Lab | 3977 Airpark Rd | Lincoln | NE | 68524 | Lancaster | NE25488 | Scrapped/Junked | 6628 | 021520645 | 2015 | CAMUS | WTSS - Watertube SS Steel | GLYC - Glycol Bldg Heat Sys | 10/31/2016
State Patrol Crime Lab | 3977 Airpark Rd | Lincoln | NE | 68524 | Lancaster | NE25489 | Scrapped/Junked | 6629 | 021520646 | 2015 | CAMUS | WTSS - Watertube SS Steel | GLYC - Glycol Bldg Heat Sys | 10/31/2016
State Patrol Crime Lab | 3977 Airpark Rd | Lincoln | NE | 68524 | Lancaster | NE25594 | Scrapped/Junked | 8175 | 111623812 | 2016 | CAMUS | WTSS - Watertube SS Steel | GLYC - Glycol Bldg Heat Sys | 10/31/2017
State Patrol Crime Lab | 3977 Airpark Rd | Lincoln | NE | 68524 | Lancaster | NE26250 | Scrapped/Junked | 7361 | 021622421 | 2016 | CAMUS | WTSS - Watertube SS Steel | GLYC - Glycol Bldg Heat Sys | 10/31/2017
State Patrol Crime Lab | 3977 Airpark Rd | Lincoln | NE | 68524 | Lancaster | NE26265 | Scrapped/Junked | 7362 | 021622422 | 2016 | CAMUS | FTVT - Firetube Vertical TB | GLYC - Glycol Bldg Heat Sys | 10/31/2017
State Patrol Crime Lab | 3977 Airpark Rd | Lincoln | NE | 68524 | Lancaster | NE26734 | Active | 8242 | 011724061 | 2017 | CAMUS | WTSS - Watertube SS Steel | GLYC - Glycol Bldg Heat Sys | 10/31/2026
State Patrol Crime Lab | 3977 Airpark Rd | Lincoln | NE | 68524 | Lancaster | NE26954 | Active | 8243 | 011724062 | 2017 | CAMUS | WTSS - Watertube SS Steel | GLYC - Glycol Bldg Heat Sys | 10/31/2026
State Patrol Crime Lab | 3977 Airpark Rd | Lincoln | NE | 68524 | Lancaster | NE43870 | Active | 434847 | 25434847 | 2025 | Lochinvar | FTVT - Firetube Vertical TB | GLYC - Glycol Bldg Heat Sys | 10/31/2025
KN ENERGY | 3985 N Gunbarrel Rd | Grand Island | NE | 68801-9306 | HALL | NE23709 | Scrapped/Junked |  | 14630 | 1965 | BRYANT |  | HWHT - Hot Water Heat | 10/31/2003
Primrose Retirement Community | 3990 W Capital Ave | Grand Island | NE | 68803-1600 | Hall | NE06115 | Inactive |  | 0804G00729 | 2004 | RHEEM-RUUD | AHWH - ANSI/Fired Water Htr | HWSD - Hot Water Dom/Potable | 1/1/1900
Primrose Retirement Community | 3990 W Capital Ave | Grand Island | NE | 68803-1600 | Hall | NE06116 | Active | n/a | 484486-200406 | 2004 | Peerless | CI - Cast Iron | HWHT - Hot Water Heat | 4/30/2026
Primrose Retirement Community | 3990 W Capital Ave | Grand Island | NE | 68803-1600 | Hall | NE06117 | Active | n/a | 496005-200409 | 2004 | Peerless | CI - Cast Iron | HWHT - Hot Water Heat | 4/30/2026
Primrose Retirement Community | 3990 W Capital Ave | Grand Island | NE | 68803-1600 | Hall | NE06118 | Active | n/a | 496006-200409 | 2004 | Peerless | CI - Cast Iron | HWHT - Hot Water Heat | 4/30/2026
Primrose Retirement Community | 3990 W Capital Ave | Grand Island | NE | 68803-1600 | Hall | NE06119 | Active | n/a | 488500-200408 | 2004 | Peerless | CI - Cast Iron | HWHT - Hot Water Heat | 4/30/2026
Primrose Retirement Community | 3990 W Capital Ave | Grand Island | NE | 68803-1600 | Hall | NE06120 | Active | n/a | 903107-200409 | 2004 | Peerless | CI - Cast Iron | HWHT - Hot Water Heat | 4/30/2026
Primrose Retirement Community | 3990 W Capital Ave | Grand Island | NE | 68803-1600 | Hall | NE06121 | Active | n/a | 496004-200409 | 2004 | Peerless | CI - Cast Iron | HWHT - Hot Water Heat | 4/30/2026
Primrose Retirement Community | 3990 W Capital Ave | Grand Island | NE | 68803-1600 | Hall | NE06122 | Active | n/a | 496001-200409 | 2004 | Peerless | CI - Cast Iron | HWHT - Hot Water Heat | 4/30/2026
Primrose Retirement Community | 3990 W Capital Ave | Grand Island | NE | 68803-1600 | Hall | NE06123 | Inactive |  | 0804G01716 | 2004 | RHEEM-RUUD | AHWH - ANSI/Fired Water Htr | HWSD - Hot Water Dom/Potable | 1/1/1900
OLD MIDDLE SCHOOL | 3RD & RAY ST | VALENTINE | NE | 69201 | CHERRY | NE31659 | Exempt 1999 LB-66 |  |  | 1952 | TABASCO | AHWH - ANSI/Fired Water Htr | HWSD - Hot Water Dom/Potable | 7/31/2000
Creek Valley High School | 3rd & Washington | Chappell | NE | 69129 | Deuel | NE08579 | Scrapped/Junked | 58155 | 58155 | 2000 | Ajax | COWH - Coil Type Water Heater | HWSD - Hot Water Dom/Potable | 1/31/2021
Creek Valley High School | 3rd & Washington | Chappell | NE | 69129 | Deuel | NE31731 | Inactive | n/a | J8345 | 1957 | Kewanee | FTSM - FTS Marine Dry Back | STHT - Steam-Heat | 1/31/2020
CREEK VALLEY HIGH SCHOOL | 3RD & WASHINGTON | CHAPPELL | NE | 69129 | DEUEL | NE03903 | Scrapped/Junked |  | 75502 | 1975 | ACE | CHWH - ASME/Fired Water Heater | HWSD - Hot Water Dom/Potable | 8/31/2001
Dundy County Public School | 400 9th Ave E | Benkelman | NE | 69021-2116 | Dundy | NE16141 | Scrapped/Junked | 42229 | 12229 | 1989 | Kewannee | FT - Firetube Boiler | STHT - Steam-Heat | 3/31/2006
DUNDY COUNTY HIGH SCHOOL | 400 9th Ave E | Benkelman | NE | 69021-2116 | DUNDY | NE20046 | Exempt 1999 LB-66 |  | 049301023 | 1990 | AO SMITH | AHWH - ANSI/Fired Water Htr | HWSD - Hot Water Dom/Potable | 6/30/2000
Carriage Hill Elementary | 400 Cedardale Rd | Papillion | NE | 68046-2850 | Sarpy | NE11927 | Scrapped/Junked | 19510 | 59862 | 1985 | Bryan | WT - Water Tube Boiler | HWHT - Hot Water Heat | 7/31/2021
Carriage Hill Elementary | 400 Cedardale Rd | Papillion | NE | 68046-2850 | Sarpy | NE16950 | Scrapped/Junked | 7948 | 94-EF221 | 1994 | Aldrich | FTVT - Firetube Vertical TB | HWHT - Hot Water Heat | 7/31/2021
Carriage Hill Elementary | 400 Cedardale Rd | Papillion | NE | 68046-2850 | Sarpy | NE16951 | Scrapped/Junked | 7941 | 94-E4220 | 1994 | Aldrich | FTVT - Firetube Vertical TB | HWHT - Hot Water Heat | 7/31/2021
Carriage Hill Elementary | 400 Cedardale Rd | Papillion | NE | 68046-2850 | Sarpy | NE16952 | Scrapped/Junked | 7938 | 94-E4217 | 1994 | Aldrich | FTVT - Firetube Vertical TB | HWHT - Hot Water Heat | 7/31/2021
Carriage Hill Elementary | 400 Cedardale Rd | Papillion | NE | 68046-2850 | Sarpy | NE16953 | Scrapped/Junked | 7940 | 94E4219 | 1994 | Aldrich | FTVT - Firetube Vertical TB | HWHT - Hot Water Heat | 7/31/2021
Carriage Hill Elementary | 400 Cedardale Rd | Papillion | NE | 68046-2850 | Sarpy | NE16954 | Scrapped/Junked | 32027 | B933369 | 1994 | Lochinvar | CPFT - Horiz Cpr Fin Boiler | HWSD - Hot Water Dom/Potable | 7/31/2012
Carriage Hill Elementary | 400 Cedardale Rd | Papillion | NE | 68046-2850 | Sarpy | NE42040 | Active | 11100 | 20-HE096871720 | 2020 | Riello | WT - Water Tube Boiler | HWHT - Hot Water Heat | 7/31/2026
Carriage Hill Elementary | 400 Cedardale Rd | Papillion | NE | 68046-2850 | Sarpy | NE42041 | Active | 11101 | 20-HE096881720 | 2020 | Riello | WT - Water Tube Boiler | HWHT - Hot Water Heat | 7/31/2026
Carriage Hill Elementary | 400 Cedardale Rd | Papillion | NE | 68046-2850 | Sarpy | NE42042 | Active | 11106 | 20-HE09693 | 2020 | Riello | WT - Water Tube Boiler | HWHT - Hot Water Heat | 7/31/2026
Carriage Hill Elementary | 400 Cedardale Rd | Papillion | NE | 68046-2850 | Sarpy | NE42043 | Active | 11431 | 20-HE100132020 | 2020 | Riello | WT - Water Tube Boiler | HWHT - Hot Water Heat | 7/31/2026
Carriage Hill Elementary | 400 Cedardale Rd | Papillion | NE | 68046-2850 | Sarpy | NE42044 | Active | 11104 | 20-HE96911720 | 2020 | Riello | WT - Water Tube Boiler | HWHT - Hot Water Heat | 7/31/2026
Carriage Hill Elementary | 400 Cedardale Rd | Papillion | NE | 68046-2850 | Sarpy | NE42045 | Active | 11105 | 20-HE09692 | 2020 | Riello | WT - Water Tube Boiler | HWHT - Hot Water Heat | 7/31/2026
DC West Elementary | 400 Center St | Valley | NE | 68064 | Douglas | NE28126 | Active | 5917 | 18.HE044983718 | 2018 | Riello | WT - Water Tube Boiler | HWHT - Hot Water Heat | 2/28/2026
DC West Elementary | 400 Center St | Valley | NE | 68064 | Douglas | NE28127 | Active | 5901 | 18.HE044823718 | 2018 | Riello | WT - Water Tube Boiler | HWHT - Hot Water Heat | 2/28/2026
DC West Elementary | 400 Center St | Valley | NE | 68064 | Douglas | NE28128 | Active | 5905 | 18.HE044863718 | 2018 | Riello | WT - Water Tube Boiler | HWHT - Hot Water Heat | 2/28/2026
DC West Elementary | 400 Center St | Valley | NE | 68064 | Douglas | NE28129 | Active | 5898 | 18.HE044793718 | 2018 | Riello | WT - Water Tube Boiler | HWHT - Hot Water Heat | 2/28/2026
Regency Inn (Vacant) | 400 Dakota Ave | South Sioux City | NE | 68776-1740 | Dakota | NE10234 | Active | C15732 | A0715732 | 2007 | AOSM | COBL - Coil Type Boiler | HWHT - Hot Water Heat | 11/30/2024
Regency Inn (Vacant) | 400 Dakota Ave | South Sioux City | NE | 68776-1740 | Dakota | NE15865 | Scrapped/Junked | 58888 | 740JB | 1977 | AOSM | COBL - Coil Type Boiler | HWSD - Hot Water Dom/Potable | 3/31/2007
Regency Inn (Vacant) | 400 Dakota Ave | South Sioux City | NE | 68776-1740 | Dakota | NE15866 | Scrapped/Junked |  | 551984 | 1976 | Weil-Mcclain | CI - Cast Iron | HWHT - Hot Water Heat | 9/30/2002
Regency Inn (Vacant) | 400 Dakota Ave | South Sioux City | NE | 68776-1740 | Dakota | NE15867 | Scrapped/Junked |  | 594077 | 1976 | Weil-Mcclain | CI - Cast Iron | HWHT - Hot Water Heat | 3/31/2004
Regency Inn (Vacant) | 400 Dakota Ave | South Sioux City | NE | 68776-1740 | Dakota | NE15868 | Scrapped/Junked |  | CP594074 | 1976 | Weil-Mcclain | CI - Cast Iron | HWHT - Hot Water Heat | 3/31/2007
Regency Inn (Vacant) | 400 Dakota Ave | South Sioux City | NE | 68776-1740 | Dakota | NE15869 | Scrapped/Junked |  | CP594075 | 1976 | Weil-Mcclain | CI - Cast Iron | HWHT - Hot Water Heat | 3/31/2007
Regency Inn (Vacant) | 400 Dakota Ave | South Sioux City | NE | 68776-1740 | Dakota | NE25213 | Out of Service | NA | 550201155 | 1800 | Weil-McLain | CALU - Cast Aluminum | HWHT - Hot Water Heat | 1/31/2014
Regency Inn (Vacant) | 400 Dakota Ave | South Sioux City | NE | 68776-1740 | Dakota | NE25946 | Inactive | 311933 | I14H10311993 | 2014 | Lochinvar | WTSS - Watertube SS Steel | HWHT - Hot Water Heat | 1/31/2020
Harvard Rest Haven | 400 E 7th St | Harvard | NE | 68944-2117 | Clay | NE06749 | Scrapped/Junked | 106429 | 106429/1005P00033 | 2005 | RHEE | CHWH - ASME/Fired Water Heater | HWSD - Hot Water Dom/Potable | 10/31/2010
Harvard Rest Haven | 400 E 7th St | Harvard | NE | 68944-2117 | Clay | NE17276 | Inactive | 61787 | 88761787 | 1987 | Pvi | CHWH - ASME/Fired Water Heater | HWSD - Hot Water Dom/Potable | 10/31/2009
Harvard Rest Haven | 400 E 7th St | Harvard | NE | 68944-2117 | Clay | NE17277 | Scrapped/Junked | 40189 |  | 1980 | PVI INDUSTRIES | CHWH - ASME/Fired Water Heater | HWSD - Hot Water Dom/Potable | 6/30/2002
Harvard Rest Haven | 400 E 7th St | Harvard | NE | 68944-2117 | Clay | NE17278 | Scrapped/Junked | N/A | 28Y27852 | 1972 | Bryant | CI - Cast Iron | HWHT - Hot Water Heat | 10/31/2017
Harvard Rest Haven | 400 E 7th St | Harvard | NE | 68944-2117 | Clay | NE17279 | Scrapped/Junked | N/A | 400 | 1972 | Bryant | CI - Cast Iron | HWHT - Hot Water Heat | 10/31/2017
Harvard Rest Haven | 400 E 7th St | Harvard | NE | 68944-2117 | Clay | NE19226 | Scrapped/Junked | 137821 | 0923M000054 | 2009 | AO SMITH | CHWH - ASME/Fired Water Heater | HWSD - Hot Water Dom/Potable | 10/31/2016
Harvard Rest Haven | 400 E 7th St | Harvard | NE | 68944-2117 | Clay | NE26211 | Scrapped/Junked | 146073 | A121612312 | 2016 | A O Smith | CHWH - ASME/Fired Water Heater | HWSD - Hot Water Dom/Potable | 10/31/2022
Harvard Rest Haven | 400 E 7th St | Harvard | NE | 68944-2117 | Clay | NE27081 | Active | 2113 | 17HE0171117 | 2017 | Riello | WTSS - Watertube SS Steel | HWHT - Hot Water Heat | 10/31/2026
Harvard Rest Haven | 400 E 7th St | Harvard | NE | 68944-2117 | Clay | NE27082 | Active | 2101 | 17HE016951117 | 2017 | Riello | WTSS - Watertube SS Steel | HWHT - Hot Water Heat | 10/31/2026
Harvard Rest Haven | 400 E 7th St | Harvard | NE | 68944-2117 | Clay | NE27083 | Active | 2102 | 17HE016961117 | 2017 | Riello | WTSS - Watertube SS Steel | HWHT - Hot Water Heat | 10/31/2026
Hooper Care Center | 400 E Birchwood Dr | Hooper | NE | 68031-3002 | Dodge | NE05676 | Out of Service | 26844 | AJHWB702515 | 1996 | WEBJ | COBL - Coil Type Boiler | HWHT - Hot Water Heat | 4/30/2023
Hooper Care Center | 400 E Birchwood Dr | Hooper | NE | 68031-3002 | Dodge | NE05677 | Out of Service | 26575 | 971442 | 1996 | WEBJ | COBL - Coil Type Boiler | HWHT - Hot Water Heat | 4/30/2023
Hooper Care Center | 400 E Birchwood Dr | Hooper | NE | 68031-3002 | Dodge | NE09809 | Scrapped/Junked | 68666 | 68666 | 2002 | WEBJ | COBL - Coil Type Boiler | HWSD - Hot Water Dom/Potable | 4/30/2019
Fremont Dept of Utilities | 400 E Military Ave | Fremont | NE | 68025-5141 | Dodge | NE05572 | Scrapped/Junked | 31412 | 31412 | 1974 | PM Lattner MFR Company | FT - Firetube Boiler | STHT - Steam-Heat | 11/30/2014
Fremont Dept of Utilities | 400 E Military Ave | Fremont | NE | 68025-5141 | Dodge | NE05574 | Out of Service | O/N 1 | P-1580 | 1974 | Kewannee | FTFB - Firetube-Firebox Boiler | HWHT - Hot Water Heat | 11/30/2014
Fremont Dept of Utilities | 400 E Military Ave | Fremont | NE | 68025-5141 | Dodge | NE25699 | Active | 69173 | G14-2103 | 2014 | Aerco | FTVT - Firetube Vertical TB | HWHT - Hot Water Heat | 11/30/2026
Fremont Dept of Utilities | 400 E Military Ave | Fremont | NE | 68025-5141 | Dodge | NE25700 | Active | 69174 | G14-2104 | 2014 | Aerco | FTVT - Firetube Vertical TB | HWHT - Hot Water Heat | 11/30/2026
Bldg demolished | 400 E Spruce St | Rising City | NE | 68658-3878 | Butler | NE17818 | Scrapped/Junked | NA | 315873 | 1993 | A. O. Smith | AHWH - ANSI/Fired Water Htr | HWSD - Hot Water Dom/Potable | 1/31/2012
Bldg demolished | 400 E Spruce St | Rising City | NE | 68658-3878 | Butler | NE33790 | Scrapped/Junked | 339 | c5339 | 1951 | Kewanee | FTFB - Firetube-Firebox Boiler | STHT - Steam-Heat | 10/31/2017
Polk County Courthouse | 400 Hawkeye St | Osceola | NE | 68651-4497 | Polk | NE15225 | Active | n/a | n/a | 1920 | Kewanee | FT - Firetube Boiler | STHT - Steam-Heat | 1/31/2027
Polk County Courthouse | 400 Hawkeye St | Osceola | NE | 68651-4497 | Polk | NE15226 | Active | n/a | n/a | 1920 | Kewanee | FT - Firetube Boiler | STHT - Steam-Heat | 1/31/2027
Grain States Soya Inc | 400 Johnson Rd | West Point | NE | 68788-3596 | Cuming | NE06691 | Active | 12127 | S2000-200-12 | 2005 | Hurst | FTSM - FTS Marine Dry Back | PROC - Process Steam | 7/31/2026
Grain States Soya Inc | 400 Johnson Rd | West Point | NE | 68788-3596 | Cuming | NE10947 | Inactive | 6644 | 6644 | 1974 | Superior Boiler Works | FTSM - FTS Marine Dry Back | PROC - Process Steam | 8/31/2016
Grain States Soya Inc | 400 Johnson Rd | West Point | NE | 68788-3596 | Cuming | NE18054 | Inactive |  | 0V00095343 | 1992 | SLANT FIN |  | HWHT - Hot Water Heat | 3/31/2003
Grain States Soya Inc | 400 Johnson Rd | West Point | NE | 68788-3596 | Cuming | NE18323 | Inactive |  | 0V00105759 | 1994 | SLANT FIN |  | HWHT - Hot Water Heat | 3/31/2003
Grain States Soya Inc | 400 Johnson Rd | West Point | NE | 68788-3596 | Cuming | NE26014 | Active | 17969 | 17969 | 2015 | Superior Boiler Works | FTHT - Firetube Horizontal | PROC - Process Steam | 8/31/2026
Sargent Public School | 400 N 5th St | Sargent | NE | 68874-6104 | Custer | NE20253 | Scrapped/Junked |  | 3288 | 1995 | AO SMITH | AHWH - ANSI/Fired Water Htr | HWSD - Hot Water Dom/Potable | 7/31/1999
Sargent Public School | 400 N 5th St | Sargent | NE | 68874-6104 | Custer | NE31376 | Active | N/A | M2853 | 1962 | Kewanee | FTFB - Firetube-Firebox Boiler | GLYC - Glycol Bldg Heat Sys | 3/31/2026
Sargent Public School | 400 N 5th St | Sargent | NE | 68874-6104 | Custer | NE34396 | Active | N/A | 1 | 1971 | Kewanee | FTFB - Firetube-Firebox Boiler | GLYC - Glycol Bldg Heat Sys | 3/31/2026
Parkview Apartments | 400 N 8th Ave | Burwell | NE | 68823-4170 | Garfield | NE00317 | Scrapped/Junked | n/a | 211A-06-WSI | 1992 | Peerless | CI - Cast Iron | HWHT - Hot Water Heat | 3/31/2019
Parkview Apartments | 400 N 8th Ave | Burwell | NE | 68823-4170 | Garfield | NE00318 | Scrapped/Junked | n/a | AK83-02762 | 1983 | AO SMITH | AHWH - ANSI/Fired Water Htr | HWSD - Hot Water Dom/Potable | 3/31/2018
Parkview Apartments | 400 N 8th Ave | Burwell | NE | 68823-4170 | Garfield | NE00319 | Out of Service | n/a | 85-17905-1292 | 1992 | Peerless | CI - Cast Iron | HWHT - Hot Water Heat | 3/31/2017
Parkview Apartments | 400 N 8th Ave | Burwell | NE | 68823-4170 | Garfield | NE00320 | Scrapped/Junked | n/a | 18040-0293 | 1992 | Peerless | CI - Cast Iron | HWHT - Hot Water Heat | 3/31/2025
Parkview Apartments | 400 N 8th Ave | Burwell | NE | 68823-4170 | Garfield | NE00321 | Scrapped/Junked | n/a | 17904-0292 | 1992 | Peerless | CI - Cast Iron | HWHT - Hot Water Heat | 3/31/2025
Parkview Apartments | 400 N 8th Ave | Burwell | NE | 68823-4170 | Garfield | NE00322 | Scrapped/Junked | n/a | 18038-0293 | 1992 | Peerless | CI - Cast Iron | HWHT - Hot Water Heat | 3/31/2024
Parkview Apartments | 400 N 8th Ave | Burwell | NE | 68823-4170 | Garfield | NE00323 | Scrapped/Junked | 85280 | 18039-0293 | 1993 | Peerless | CI - Cast Iron | HWHT - Hot Water Heat | 3/31/2024
Parkview Apartments | 400 N 8th Ave | Burwell | NE | 68823-4170 | Garfield | NE27077 | Active | 189702 | 15PG80950068 | 2015 | Lochinvar | WTSS - Watertube SS Steel | HWHT - Hot Water Heat | 3/31/2026
Parkview Apartments | 400 N 8th Ave | Burwell | NE | 68823-4170 | Garfield | NE27085 | Active | 246533 | 17MLK07558006 | 2017 | Lochinvar | WTSS - Watertube SS Steel | HWHT - Hot Water Heat | 3/31/2026
Parkview Apartments | 400 N 8th Ave | Burwell | NE | 68823-4170 | Garfield | NE43626 | Active | N/A | 5156838-202305 | 2023 | Peerless | CI - Cast Iron | HWHT - Hot Water Heat | 3/31/2026
Parkview Apartments | 400 N 8th Ave | Burwell | NE | 68823-4170 | Garfield | NE43627 | Active | N/A | 5156839-202305 | 2023 | Peerless | CI - Cast Iron | HWHT - Hot Water Heat | 3/31/2026
Parkview Apartments | 400 N 8th Ave | Burwell | NE | 68823-4170 | Garfield | NE43628 | Active | N/A | 5158233-202308 | 2022 | Peerless | CI - Cast Iron | HWHT - Hot Water Heat | 3/31/2026
Parkview Apartments | 400 N 8th Ave | Burwell | NE | 68823-4170 | Garfield | NE43629 | Active | N/A | 5159985-202403 | 2022 | Peerless | CI - Cast Iron | HWHT - Hot Water Heat | 3/31/2026
Oakland Craig Elementary | 400 N Brewster Ave | Oakland | NE | 68045-1179 | Burt | NE06904 | Scrapped/Junked | 78900 | LF032557064110 | 2003 | AO SMITH | CHWH - ASME/Fired Water Heater | HWSD - Hot Water Dom/Potable | 2/28/2017
Oakland Craig Elementary | 400 N Brewster Ave | Oakland | NE | 68045-1179 | Burt | NE06905 | Scrapped/Junked | 96578 | E05M005085 | 2005 | AO SMITH | CHWH - ASME/Fired Water Heater | HWSD - Hot Water Dom/Potable | 2/28/2017
Oakland Craig Elementary | 400 N Brewster Ave | Oakland | NE | 68045-1179 | Burt | NE21984 | Scrapped/Junked | 36649 |  | 1996 | AO SMITH | CHWH - ASME/Fired Water Heater | HWSD - Hot Water Dom/Potable | 7/31/2006
Oakland Craig Elementary | 400 N Brewster Ave | Oakland | NE | 68045-1179 | Burt | NE23164 | Scrapped/Junked | 41986 |  | 1997 | AO SMITH | CHWH - ASME/Fired Water Heater | HWSD - Hot Water Dom/Potable | 7/31/2006
Oakland Craig Elementary | 400 N Brewster Ave | Oakland | NE | 68045-1179 | Burt | NE26543 | Active | 361797 | 82271 | 2015 | NTI | WTSS - Watertube SS Steel | HWHT - Hot Water Heat | 2/28/2026
Oakland Craig Elementary | 400 N Brewster Ave | Oakland | NE | 68045-1179 | Burt | NE26544 | Active | 361789 | 82270 | 2015 | NTI | WTSS - Watertube SS Steel | HWHT - Hot Water Heat | 2/28/2026
Oakland Craig Elementary | 400 N Brewster Ave | Oakland | NE | 68045-1179 | Burt | NE31274 | Scrapped/Junked | 37505 | R5960 | 1983 | Kewanee | FTSM - FTS Marine Dry Back | STHT - Steam-Heat | 2/28/2017
Oakland Craig Elementary | 400 N Brewster Ave | Oakland | NE | 68045-1179 | Burt | NE31275 | Scrapped/Junked | 37524 | R5959 | 1983 | Kewanee | FTSM - FTS Marine Dry Back | STHT - Steam-Heat | 2/28/2016
Brownell-Talbot School | 400 N Happy Hollow Blvd | Omaha | NE | 68132-2106 | Douglas | NE05091 | Active | 27511 | LL94-0388961-920 | 1994 | AOSM | CHWH - ASME/Fired Water Heater | HWSD - Hot Water Dom/Potable | 2/28/2026
Brownell-Talbot School | 400 N Happy Hollow Blvd | Omaha | NE | 68132-2106 | Douglas | NE05473 | Active | 8479 | 95-E5359 | 1995 | ALES | FTFB - Firetube-Firebox Boiler | STHT - Steam-Heat | 2/28/2026
Brownell-Talbot School | 400 N Happy Hollow Blvd | Omaha | NE | 68132-2106 | Douglas | NE07045 | Active | 83384 | MA040006742 | 2004 | AOSC | CHWH - ASME/Fired Water Heater | HWSD - Hot Water Dom/Potable | 2/28/2026
Brownell-Talbot School | 400 N Happy Hollow Blvd | Omaha | NE | 68132-2106 | Douglas | NE08142 | Active | 16621 | 07-F4528 | 2007 | ALES | FTVT - Firetube Vertical TB | HWHT - Hot Water Heat | 2/28/2026
Brownell-Talbot School | 400 N Happy Hollow Blvd | Omaha | NE | 68132-2106 | Douglas | NE08143 | Active | 16620 | 07-F4527 | 2007 | ALES | FTVT - Firetube Vertical TB | HWHT - Hot Water Heat | 2/28/2026
Brownell-Talbot School | 400 N Happy Hollow Blvd | Omaha | NE | 68132-2106 | Douglas | NE08144 | Active | 16623 | 07-F4530 | 2007 | ALES | FTVT - Firetube Vertical TB | HWHT - Hot Water Heat | 2/28/2026
Brownell-Talbot School | 400 N Happy Hollow Blvd | Omaha | NE | 68132-2106 | Douglas | NE08145 | Active | 16622 | 07-F4529 | 2007 | ALES | FTVT - Firetube Vertical TB | HWHT - Hot Water Heat | 2/28/2026
Brownell-Talbot School | 400 N Happy Hollow Blvd | Omaha | NE | 68132-2106 | Douglas | NE12616 | Active | 125423 | 125423 | 2008 | AOSM | CHWH - ASME/Fired Water Heater | HWSD - Hot Water Dom/Potable | 2/28/2026
Brownell-Talbot School | 400 N Happy Hollow Blvd | Omaha | NE | 68132-2106 | Douglas | NE25910 | Active | 294565 | D14H20294565 | 2014 | Lochinvar | WTSS - Watertube SS Steel | HWSD - Hot Water Dom/Potable | 2/28/2026
Brownell-Talbot School | 400 N Happy Hollow Blvd | Omaha | NE | 68132-2106 | Douglas | NE25911 | Active | 302355 | F14H10302355 | 2014 | Lochinvar | WTSS - Watertube SS Steel | IPHT - Indoor Pool Heater | 2/28/2026
Brownell-Talbot School | 400 N Happy Hollow Blvd | Omaha | NE | 68132-2106 | Douglas | NE25912 | Active | 302353 | F14H0302353 | 2014 | Lochinvar | WTSS - Watertube SS Steel | IPHT - Indoor Pool Heater | 2/28/2026
Brownell-Talbot School | 400 N Happy Hollow Blvd | Omaha | NE | 68132-2106 | Douglas | NE33364 | Scrapped/Junked |  | K-2487 | 1958 | KEWANEE | FTSM - FTS Marine Dry Back | STHT - Steam-Heat | 8/31/2007
Brownell-Talbot School | 400 N Happy Hollow Blvd | Omaha | NE | 68132-2106 | Douglas | NE39153 | Scrapped/Junked |  | 41986 | 1984 | AO SMITH | CHWH - ASME/Fired Water Heater | HWSD - Hot Water Dom/Potable | 8/31/2006
Brownell-Talbot School | 400 N Happy Hollow Blvd | Omaha | NE | 68132-2106 | Douglas | NE39154 | Scrapped/Junked | 44643 | AE84-44643-830 | 1984 | AO SMITH | CHWH - ASME/Fired Water Heater | HWSD - Hot Water Dom/Potable | 8/31/2008
Brownell-Talbot School | 400 N Happy Hollow Blvd | Omaha | NE | 68132-2106 | Douglas | NE39155 | Scrapped/Junked | 4527 | 85-8245 | 1985 | ALDR | FTVT - Firetube Vertical TB | HWHT - Hot Water Heat | 8/31/2014
Brownell-Talbot School | 400 N Happy Hollow Blvd | Omaha | NE | 68132-2106 | Douglas | NE39156 | Scrapped/Junked | 8246 | 85-8246 | 1985 | ALDR | FTVT - Firetube Vertical TB | HWHT - Hot Water Heat | 8/31/2014
Brownell-Talbot School | 400 N Happy Hollow Blvd | Omaha | NE | 68132-2106 | Douglas | NE39157 | Scrapped/Junked | 4579 | 85-8372 | 1985 | ALDR | FTVT - Firetube Vertical TB | HWHT - Hot Water Heat | 8/31/2014
Bridgeport Pool | 400 N St | Bridgeport | NE | 69336-4046 | Morrill | NE07366 | Active | 155629 | C05155629 | 2005 | TELE | CPFT - Horiz Cpr Fin Boiler | OPHT - Outdoor Pool Heater | 6/30/2026
BRIDGEPORT POOL | 400 N ST | BRIDGEPORT | NE | 69336 | MORRILL | NE16406 | Scrapped/Junked | 6562 | 1903451 | 1990 | TELEDYNE LAARS | CPFT - Horiz Cpr Fin Boiler | OPHT - Outdoor Pool Heater | 6/30/2006
Crete Carrier Corp | 400 NW 56th St | Lincoln | NE | 68528-8842 | Lancaster | NE03376 | Inactive |  |  | 1969 | AMERICAN STANDARD |  | STHT - Steam-Heat | 6/30/1998
Crete Carrier Corp | 400 NW 56th St | Lincoln | NE | 68528-8842 | Lancaster | NE05710 | Active | 33655 | 9999 | 1993 | Bryan | WT - Water Tube Boiler | HUMI - Humidifier/Humidity Contr | 2/28/2027
Crete Carrier Corp | 400 NW 56th St | Lincoln | NE | 68528-8842 | Lancaster | NE05721 | Active | 45173 | 98287 | 1993 | Kewanee | FTFB - Firetube-Firebox Boiler | HWHT - Hot Water Heat | 2/28/2027
Crete Carrier Corp | 400 NW 56th St | Lincoln | NE | 68528-8842 | Lancaster | NE05722 | Active | 45174 | 98278 | 1993 | Kewanee | FTFB - Firetube-Firebox Boiler | HWHT - Hot Water Heat | 2/28/2027
Crete Carrier Corp | 400 NW 56th St | Lincoln | NE | 68528-8842 | Lancaster | NE05853 | Scrapped/Junked | 72835 |  | 1998 | A. O. Smith | CHWH - ASME/Fired Water Heater | HWSD - Hot Water Dom/Potable | 2/28/2004
Crete Carrier Corp | 400 NW 56th St | Lincoln | NE | 68528-8842 | Lancaster | NE05854 | Scrapped/Junked | 41859 | LJ99-0070290 | 1997 | AO SMITH | CHWH - ASME/Fired Water Heater | HWSD - Hot Water Dom/Potable | 2/28/2003
Crete Carrier Corp | 400 NW 56th St | Lincoln | NE | 68528-8842 | Lancaster | NE07937 | Scrapped/Junked | 51806 |  | 1999 | AO SMITH | CHWH - ASME/Fired Water Heater | HWSD - Hot Water Dom/Potable | 2/28/2004
Scribner Public School | 400 Pebble St | Scribner | NE | 68057-3006 | Dodge | NE02099 | Scrapped/Junked | 71188 | LH021877922 | 2002 | AO SMITH | CHWH - ASME/Fired Water Heater | HWSD - Hot Water Dom/Potable | 11/30/2015
Scribner Public School | 400 Pebble St | Scribner | NE | 68057-3006 | Dodge | NE26081 | Active | 199855 | 199855 | 2014 | AO SMITH | CHWH - ASME/Fired Water Heater | HWSD - Hot Water Dom/Potable | 11/30/2026
Scribner Public School | 400 Pebble St | Scribner | NE | 68057-3006 | Dodge | NE31494 | Scrapped/Junked | NA | L7686 | 1961 | Kewanee | FTSM - FTS Marine Dry Back | STHT - Steam-Heat | 11/30/2018
Scribner Public School | 400 Pebble St | Scribner | NE | 68057-3006 | Dodge | NE32321 | Inactive | 33621 | R2113 | 1980 | Kewanee | FTFB - Firetube-Firebox Boiler | STHT - Steam-Heat | 11/30/2014
Big Springs Public Library | 400 Pine St | Big Springs | NE | 69122-5038 | Deuel | NE16405 | Active | NA | D593645 | 1961 | Crane Co. | CI - Cast Iron | HWHT - Hot Water Heat | 3/31/2026
Haymarket Project | 400 Pinnacle Bank Arena Dr | Lincoln | NE | 68508 | Lancaster | NE42344 | Out of Service | 154280 | 154280 | 2017 | Columbia | WT - Water Tube Boiler | HWDP - Hotwater Heat & Dom Supply | 6/30/2024
Haymarket Project | 400 Pinnacle Bank Arena Dr | Lincoln | NE | 68508 | Lancaster | NE42345 | Out of Service | 153939 | 153939 | 2017 | Columbia | WT - Water Tube Boiler | HWDP - Hotwater Heat & Dom Supply | 6/30/2024
Haymarket Project | 400 Pinnacle Bank Arena Dr | Lincoln | NE | 68508 | Lancaster | NE42346 | Out of Service | 23706 | LPE200- 15/100W-8 | 2019 | Hurst | FTHT - Firetube Horizontal | HWDP - Hotwater Heat & Dom Supply | 6/30/2024
FARWELL PUBLIC SCHOOL | 400 RAMSEY ST | FARWELL | NE | 68838 | HOWARD | NE20450 | Exempt 1999 LB-66 |  | AM85-02421 | 1985 | AO SMITH | AHWH - ANSI/Fired Water Htr | HWSD - Hot Water Dom/Potable | 10/31/1999
FARWELL PUBLIC SCHOOL | 400 RAMSEY ST | FARWELL | NE | 68838 | HOWARD | NE32276 | Inactive |  | G108 | 1973 | AMERICAN STANDARD |  | STHT - Steam-Heat | 10/31/2000
Skyline Elementary School | 400 S 210th St | Elkhorn | NE | 68022-2166 | Douglas | NE17356 | Scrapped/Junked | 6186 | 1925928 | 1992 | Teledyne Laars | CPFT - Horiz Cpr Fin Boiler | HWHT - Hot Water Heat | 7/31/2024
Skyline Elementary School | 400 S 210th St | Elkhorn | NE | 68022-2166 | Douglas | NE20311 | Exempt 1999 LB-66 |  | 000000M92396804 | 1992 | STATE INDUSTRIES | AHWH - ANSI/Fired Water Htr | HWSD - Hot Water Dom/Potable | 7/31/2000
Lyons-Decatur Schools | 400 S 5th St | Lyons | NE | 68038-2610 | Burt | NE21233 | Exempt 1999 LB-66 |  | MB92-0222477 | 1992 | AO SMITH | AHWH - ANSI/Fired Water Htr | HWSD - Hot Water Dom/Potable | 8/31/1998
Lyons-Decatur Schools | 400 S 5th St | Lyons | NE | 68038-2610 | Burt | NE23070 | Scrapped/Junked | n/a | E0001548 | 1999 | Slant Fin | CI - Cast Iron | HWHT - Hot Water Heat | 2/28/2017
Lyons-Decatur Schools | 400 S 5th St | Lyons | NE | 68038-2610 | Burt | NE23163 | Exempt 1999 LB-66 |  | 0385402370 | 1997 | RUUD | AHWH - ANSI/Fired Water Htr | HWSD - Hot Water Dom/Potable | 8/31/1999
Lyons-Decatur Schools | 400 S 5th St | Lyons | NE | 68038-2610 | Burt | NE26039 | Inactive | 19456 | F7364 | 2015 | Aldrich | FTFB - Firetube-Firebox Boiler | STHT - Steam-Heat | 2/28/2024
Lyons-Decatur Schools | 400 S 5th St | Lyons | NE | 68038-2610 | Burt | NE26993 | Active | N/A | 5125699 | 2016 | Peerless | CI - Cast Iron | HWHT - Hot Water Heat | 2/28/2026
Lyons-Decatur Schools | 400 S 5th St | Lyons | NE | 68038-2610 | Burt | NE33556 | Scrapped/Junked |  | 4GA113 | 1960 | AMERICAN STANDARD |  | HWHT - Hot Water Heat | 8/31/2000
Lyons-Decatur Schools | 400 S 5th St | Lyons | NE | 68038-2610 | Burt | NE33737 | Inactive | n/a | 19141 | 1946 | Kewanee | FTFB - Firetube-Firebox Boiler | STHT - Steam-Heat | 2/28/2016
Lyons-Decatur Schools | 400 S 5th St | Lyons | NE | 68038-2610 | Burt | NE33738 | Scrapped/Junked | n/a | 19140 | 1946 | Kewanee | FTFB - Firetube-Firebox Boiler | STHT - Steam-Heat | 2/28/2023
Stoddard Elementary | 400 S 7th St | Beatrice | NE | 68310-4427 | Gage | NE33470 | Out of Service | n/a | J1206 | 1957 | Kewanee | FTSM - FTS Marine Dry Back | HWHT - Hot Water Heat | 1/31/2025
PRAIRIE EYE CARE | 400 S 8th Ave | Broken Bow | NE | 68822-2009 | CUSTER | NE16419 | Inactive | N/A | 21116945 | 1985 | PEERLESS HEATER COMPANY |  | STHT - Steam-Heat | 10/31/2008
Rock County Courthouse | 400 S State St | Bassett | NE | 68714-5016 | Rock | NE27078 | Active | 255335 | 1729106845027 | 2017 | Lochinvar | WTSS - Watertube SS Steel | HWHT - Hot Water Heat | 10/31/2026
Rock County Courthouse | 400 S State St | Bassett | NE | 68714-5016 | Rock | NE27079 | Active | 248661 | 1729106845028 | 2017 | Lochinvar | WTSS - Watertube SS Steel | HWHT - Hot Water Heat | 10/31/2026
Rock County Courthouse | 400 S State St | Bassett | NE | 68714-5016 | Rock | NE35107 | Scrapped/Junked | N/A | 3878V00110 | 1978 | Bryan | CI - Cast Iron | HWHT - Hot Water Heat | 3/31/2017
Parker Hannifin Corporation | 400 South St | McCook | NE | 69001-4023 | Red Willow | NE06560 | Inactive | 105123 | 105123 | 2007 | Fulton Boilerworks | ELBL - Electric Boiler | PROV - Process Vessel | 7/31/2022
Parker Hannifin Corporation | 400 South St | McCook | NE | 69001-4023 | Red Willow | NE11436 | Active | 27126 | P-4287 | 1975 | Kewanee | FTWB - FTS Marine Wet Back | PROC - Process Steam | 7/31/2026
Parker Hannifin Corporation | 400 South St | McCook | NE | 69001-4023 | Red Willow | NE14253 | Inactive |  | 46380 | 1981 | ECLIPSE | FT - Firetube Boiler | PROC - Process Steam | 7/31/1988
Parker Hannifin Corporation | 400 South St | McCook | NE | 69001-4023 | Red Willow | NE18253 | Active | 12473 | 12473 | 1994 | Superior Boiler Works | FTSM - FTS Marine Dry Back | PROC - Process Steam | 7/31/2026
Delta Gamma Sorority | 400 University Ter | Lincoln | NE | 68508-1675 | Lancaster | NE04280 | Scrapped/Junked |  | 00000G-609 | 1966 | AMERICAN STANDARD |  | STHT - Steam-Heat | 12/31/1999
Delta Gamma Sorority | 400 University Ter | Lincoln | NE | 68508-1675 | Lancaster | NE24236 | Scrapped/Junked |  | 7747080 | 1997 | Burnham Industrial | CI - Cast Iron | STHT - Steam-Heat | 12/31/2004
Delta Gamma Sorority | 400 University Ter | Lincoln | NE | 68508-1675 | Lancaster | NE30677 | Scrapped/Junked |  | MM93030948 | 1993 | AO SMITH | AHWH - ANSI/Fired Water Htr | HWSD - Hot Water Dom/Potable | 12/31/1999
College Park Apartments | 400 W 19th Ave | Bellevue | NE | 68005-3385 | Sarpy | NE01999 | Out of Service | N/A | 521405-200508 | 2005 | Peerless | CI - Cast Iron | STHT - Steam-Heat | 10/31/2017
College Park Apartments | 400 W 19th Ave | Bellevue | NE | 68005-3385 | Sarpy | NE02000 | Inactive | N/A | 501578-200412 | 2005 | Peerless | CI - Cast Iron | STHT - Steam-Heat | 10/31/2018
College Park Apartments | 400 W 19th Ave | Bellevue | NE | 68005-3385 | Sarpy | NE03440 | Scrapped/Junked | 12582 | 12582 | 1980 | BURNHAM COMM/INDUST | FTFB - Firetube-Firebox Boiler | STHT - Steam-Heat | 2/28/2006
College Park Apartments | 400 W 19th Ave | Bellevue | NE | 68005-3385 | Sarpy | NE07226 | Inactive | N/A | 501021-200411 | 2005 | Peerless | CI - Cast Iron | STHT - Steam-Heat | 10/31/2015
College Park Apartments | 400 W 19th Ave | Bellevue | NE | 68005-3385 | Sarpy | NE40120 | Exempt 1999 LB-66 |  | MB960497961960 | 1996 | AO SMITH | AHWH - ANSI/Fired Water Htr | HWSD - Hot Water Dom/Potable | 5/31/2000
College Park Apartments | 400 W 19th Ave | Bellevue | NE | 68005-3385 | Sarpy | NE40121 | Exempt 1999 LB-66 |  | ME880127425860 | 1988 | AO SMITH | AHWH - ANSI/Fired Water Htr | HWSD - Hot Water Dom/Potable | 5/31/2000
Pilger Pool | 400 W 2nd St | Pilger | NE | 68768-4137 | Stanton | NE14174 | Active | 269862 | 0708269862 | 2007 | RAYPAK INC, CALIFORNIA | CPFT - Horiz Cpr Fin Boiler | OPHT - Outdoor Pool Heater | 6/30/2026
St Nicholas Church | 400 W 5th St | Valentine | NE | 69201-1544 | Cherry | NE14704 | Scrapped/Junked | N/A | L21131 | 1970 | Cleaver Brooks | FTSM - FTS Marine Dry Back | HWHT - Hot Water Heat | 3/31/2014
St Nicholas Church | 400 W 5th St | Valentine | NE | 69201-1544 | Cherry | NE24523 | Active | 247820 | 5107130 | 2013 | Peerless | WTSS - Watertube SS Steel | HWHT - Hot Water Heat | 3/31/2026
St Nicholas Church | 400 W 5th St | Valentine | NE | 69201-1544 | Cherry | NE24524 | Active | 247827 | 5107129 | 2013 | Peerless | WTSS - Watertube SS Steel | HWHT - Hot Water Heat | 3/31/2026
Pepsi Cola Of Siouxland | 400 W Colonial Dr | South Sioux City | NE | 68776-3733 | Dakota | NE18710 | Scrapped/Junked | 8989 | 96-E5991 | 1996 | Aldrich | FTFB - Firetube-Firebox Boiler | HWHT - Hot Water Heat | 10/31/2025
Pepsi Cola Of Siouxland | 400 W Colonial Dr | South Sioux City | NE | 68776-3733 | Dakota | NE43462 | Active | 875 | 120475 | 2025 | Les Inc/Aldrich Co | FTFB - Firetube-Firebox Boiler | HWHT - Hot Water Heat | 9/30/2025
AMPRIDE | 400 W ELK ST | JACKSON | NE | 68743 | DAKOTA | NE06112 | Inactive |  | 0794V00953 | 1994 | DUNKIRK |  | HWHF - Hot Water Heat-Floor | 3/31/2006
Elmwood Murdock Elementary School | 400 W F St | Elmwood | NE | 68349-6074 | Cass | NE33206 | Inactive |  | L4368 | 1960 | KEWA | FTFB - Firetube-Firebox Boiler | HWHT - Hot Water Heat | 8/31/2009
Elmwood Murdock Elementary School | 400 W F St | Elmwood | NE | 68349-6074 | Cass | NE33207 | Inactive |  | L4375 | 1960 | KEWA | FTFB - Firetube-Firebox Boiler | HWHT - Hot Water Heat | 8/31/2009
Elmwood Murdock Elementary School | 400 W F St | Elmwood | NE | 68349-6074 | Cass | NE35308 | Scrapped/Junked | N/A | 404-607-D-1647 | 1960 | AOSM | COBL - Coil Type Boiler | HWSD - Hot Water Dom/Potable | 9/30/2018
St Paul United Methodist Church | 400 W G St | Elmwood | NE | 68349-6094 | Cass | NE08390 | Active | n/a | cp3465853 | 1998 | Weil-McLain | CI - Cast Iron | HWHT - Hot Water Heat | 9/30/2026
St Paul United Methodist Church | 400 W G St | Elmwood | NE | 68349-6094 | Cass | NE17122 | Scrapped/Junked |  | MODEL C-80 | 1988 | WEIL MCLAIN |  | HWHT - Hot Water Heat | 4/30/1999
JL & RD CROSBY | 400 W Main St | Albion | NE | 68620-1231 | BOONE | NE39159 | Inactive |  | 359 | 1950 | AMERICAN STANDARD |  | STHT - Steam-Heat | 10/31/1997
Bldg demolished | 400 W Maple St | Hooper | NE | 68031-3053 | Dodge | NE32328 | Scrapped/Junked | 34543 | R-2943 | 1980 | Kewanee | FTFB - Firetube-Firebox Boiler | STHT - Steam-Heat | 7/31/2013
Butler AG | 4000 E 47th St | Kearney | NE | 68847-2601 | Buffalo | NE42779 | Active | 158878 | 20.PG60.94.0226 | 2020 | Lochinvar | FTVT - Firetube Vertical TB | HWFG - Hotwater Heat Floor-Glycl | 8/31/2026
Butler AG | 4000 E 47th St | Kearney | NE | 68847-2601 | Buffalo | NE42780 | Active | 343111 | 18.PG60.94.2488 | 2018 | Lochinvar | FTVT - Firetube Vertical TB | HWFG - Hotwater Heat Floor-Glycl | 8/31/2026
HUNTINGTON PARK APARTMENT | 4000 Huntington Ave | Lincoln | NE | 68504-3843 | LANCASTER | NE06550 | Inactive | 44078 | LE980739013 | 1998 | AO SMITH | CHWH - ASME/Fired Water Heater | HWSD - Hot Water Dom/Potable | 9/30/2008
TS Tech Tri-Con Mfg | 4000 NW 44th St | Lincoln | NE | 68524-1606 | Lancaster | NE04269 | Scrapped/Junked |  | 00000G-107 | 1968 | AMERICAN STANDARD |  | STHT - Steam-Heat | 6/30/2000
TS Tech Tri-Con Mfg | 4000 NW 44th St | Lincoln | NE | 68524-1606 | Lancaster | NE06100 | Inactive | 60838 | 1004-62674 | 2004 | REIMERS ELECTRA STEAM | ELBL - Electric Boiler | PROC - Process Steam | 10/31/2007
TS Tech Tri-Con Mfg | 4000 NW 44th St | Lincoln | NE | 68524-1606 | Lancaster | NE13699 | Inactive | 36871 | R5256 | 1983 | Kewanee | FTSM - FTS Marine Dry Back | STHT - Steam-Heat | 10/31/2022
TS Tech Tri-Con Mfg | 4000 NW 44th St | Lincoln | NE | 68524-1606 | Lancaster | NE24268 | Inactive | n/a | 211-14285-0899 | 1999 | PEER | CI - Cast Iron | HWHT - Hot Water Heat | 10/31/2019
TS Tech Tri-Con Mfg | 4000 NW 44th St | Lincoln | NE | 68524-1606 | Lancaster | NE37223 | Inactive |  |  | 1978 | PEERLESS HEATER COMPANY |  | STHT - Steam-Heat | 6/30/1991
TS Tech Tri-Con Mfg | 4000 NW 44th St | Lincoln | NE | 68524-1606 | Lancaster | NE37227 | Inactive |  |  | 1971 | Kewannee | FT - Firetube Boiler | STHT - Steam-Heat | 6/30/1989
City of Lincoln, Arnold Heights Pool | 4000 NW 46th St | Lincoln | NE | 68524-1639 | Lancaster | NE00264 | Scrapped/Junked | 101432 | C003O5662 | 2000 | Teledyne & Laars | WT - Water Tube Boiler | OPHT - Outdoor Pool Heater | 5/31/2024
ARNOLD HEIGHTS POOL | 4000 NW 46th St | Lincoln | NE | 68524-1639 | LANCASTER | NE18001 | Scrapped/Junked | 20051 |  | 1980 | TELEDYNE LAARS | CPFT - Horiz Cpr Fin Boiler | OPHT - Outdoor Pool Heater | 2/28/2001
ARNOLD HEIGHTS POOL | 4000 NW 46th St | Lincoln | NE | 68524-1639 | LANCASTER | NE20602 | Exempt 1999 LB-66 |  | 000000000006762 | 1996 | RUUD | AHWH - ANSI/Fired Water Htr | HWSD - Hot Water Dom/Potable | 2/29/2000
Ritchie Brothers | 4000 Pine Lake Rd | Lincoln | NE | 68516-5484 | Lancaster | NE24261 | Scrapped/Junked | 50057 | 21962 | 1999 | Kewanee | FTFB - Firetube-Firebox Boiler | GLYC - Glycol Bldg Heat Sys | 1/31/2015
Ritchie Brothers | 4000 Pine Lake Rd | Lincoln | NE | 68516-5484 | Lancaster | NE24262 | Scrapped/Junked | 50058 | 21901 | 1999 | Kewanee | FT - Firetube Boiler | GLYC - Glycol Bldg Heat Sys | 1/31/2015
Ritchie Brothers | 4000 Pine Lake Rd | Lincoln | NE | 68516-5484 | Lancaster | NE25327 | Active | 259785 | C14H00259785 | 2014 | Lochinvar | FTSS - Firetube Stainless Steel | GLYC - Glycol Bldg Heat Sys | 2/28/2027
Ritchie Brothers | 4000 Pine Lake Rd | Lincoln | NE | 68516-5484 | Lancaster | NE25328 | Active | 261158 | C14H00261158 | 2014 | Lochinvar | FTSS - Firetube Stainless Steel | GLYC - Glycol Bldg Heat Sys | 2/28/2027
Demolished | 4000 S 27th St | Lincoln | NE | 68502-5861 | Lancaster | NE16105 | Out of Service | 00000 | M-95 | 1971 | Kewanee | FTFB - Firetube-Firebox Boiler | HWHT - Hot Water Heat | 5/31/2019
Lake Park Condominiums | 4000 S 56th St | Lincoln | NE | 68506-5160 | Lancaster | NE02509 | Scrapped/Junked | 90267 | H04M017649/90267 | 2004 | AOSM | CHWH - ASME/Fired Water Heater | HWSD - Hot Water Dom/Potable | 5/31/2009
Lake Park Condominiums | 4000 S 56th St | Lincoln | NE | 68506-5160 | Lancaster | NE02510 | Scrapped/Junked | 70509 | LG021825213110/70509 | 2002 | AO SMITH | CHWH - ASME/Fired Water Heater | HWSD - Hot Water Dom/Potable | 5/31/2007
Lake Park Condominiums | 4000 S 56th St | Lincoln | NE | 68506-5160 | Lancaster | NE02511 | Scrapped/Junked | 55708 | LG000591134/55708 | 2000 | AO SMITH | CHWH - ASME/Fired Water Heater | HWSD - Hot Water Dom/Potable | 10/31/2005
Lake Park Condominiums | 4000 S 56th St | Lincoln | NE | 68506-5160 | Lancaster | NE02512 | Scrapped/Junked | 177047 | A00PC4584 | 2000 | TELEDYNE LAARS | CPFT - Horiz Cpr Fin Boiler | IPHT - Indoor Pool Heater | 5/31/2007
Lake Park Condominiums | 4000 S 56th St | Lincoln | NE | 68506-5160 | Lancaster | NE02513 | Out of Service |  | A97PK4055 | 1997 | TELE | CPPH - Ansi Cpr Fin Pool Heater | OPHT - Outdoor Pool Heater | 5/31/2010
Lake Park Condominiums | 4000 S 56th St | Lincoln | NE | 68506-5160 | Lancaster | NE06177 | Scrapped/Junked | 94708 | B05M007545/94708 | 2005 | AOSM | CHWH - ASME/Fired Water Heater | HWSD - Hot Water Dom/Potable | 5/31/2010
Lake Park Condominiums | 4000 S 56th St | Lincoln | NE | 68506-5160 | Lancaster | NE07659 | Scrapped/Junked | 243105 | 107PA1116 | 2007 | WATER PIK TECH | CPPH - Ansi Cpr Fin Pool Heater | IPHT - Indoor Pool Heater | 5/31/2024
Lake Park Condominiums | 4000 S 56th St | Lincoln | NE | 68506-5160 | Lancaster | NE08177 | Scrapped/Junked | 104369 | 104369 | 2006 | AOSM | CHWH - ASME/Fired Water Heater | HWSD - Hot Water Dom/Potable | 5/31/2012
Lake Park Condominiums | 4000 S 56th St | Lincoln | NE | 68506-5160 | Lancaster | NE14151 | Scrapped/Junked | 126067 | 0819M000730 | 2008 | AO SMITH | CHWH - ASME/Fired Water Heater | HWSD - Hot Water Dom/Potable | 5/31/2019
Lake Park Condominiums | 4000 S 56th St | Lincoln | NE | 68506-5160 | Lancaster | NE17562 | Scrapped/Junked | 136813 | 136813 | 2009 | A O Smith | FTVT - Firetube Vertical TB | HWSD - Hot Water Dom/Potable | 5/31/2017
Lake Park Condominiums | 4000 S 56th St | Lincoln | NE | 68506-5160 | Lancaster | NE22586 | Scrapped/Junked | 157963 | 157963 | 2011 | AO SMITH | CHWH - ASME/Fired Water Heater | HWSD - Hot Water Dom/Potable | 5/31/2017
Lake Park Condominiums | 4000 S 56th St | Lincoln | NE | 68506-5160 | Lancaster | NE26982 | Scrapped/Junked | 219624 | 219624 | 2016 | AO SMITH | CHWH - ASME/Fired Water Heater | HWSD - Hot Water Dom/Potable | 5/31/2023
Lake Park Condominiums | 4000 S 56th St | Lincoln | NE | 68506-5160 | Lancaster | NE26983 | Scrapped/Junked | 219627 | 219627 | 2016 | AO SMITH | CHWH - ASME/Fired Water Heater | HWSD - Hot Water Dom/Potable | 5/31/2023
Lake Park Condominiums | 4000 S 56th St | Lincoln | NE | 68506-5160 | Lancaster | NE27857 | Active | 224648 | 224648 | 2017 | AO SMITH | CHWH - ASME/Fired Water Heater | HWSD - Hot Water Dom/Potable | 5/31/2026
Lake Park Condominiums | 4000 S 56th St | Lincoln | NE | 68506-5160 | Lancaster | NE42091 | Active | 295801 | 295801 | 2022 | AOSM | CHWH - ASME/Fired Water Heater | HWSD - Hot Water Dom/Potable | 5/31/2026
Lake Park Condominiums | 4000 S 56th St | Lincoln | NE | 68506-5160 | Lancaster | NE42092 | Active | 299333 | 299333 | 2022 | AOSM | CHWH - ASME/Fired Water Heater | HWSD - Hot Water Dom/Potable | 5/31/2026
Linden Court | 4000 W Philip Ave | North Platte | NE | 69101-0305 | Lincoln | NE05897 | Scrapped/Junked | 59040 | AJH18.59040 | 1998 | WEBJ | COBL - Coil Type Boiler | HWSD - Hot Water Dom/Potable | 11/30/2016
Linden Court | 4000 W Philip Ave | North Platte | NE | 69101-0305 | Lincoln | NE05898 | Scrapped/Junked | 59282 | AJH18.59282 | 1998 | WEBJ | COBL - Coil Type Boiler | HWSD - Hot Water Dom/Potable | 11/30/2016
Linden Court | 4000 W Philip Ave | North Platte | NE | 69101-0305 | Lincoln | NE05899 | Scrapped/Junked | 59275 | AJH35.59275 | 1998 | WEBJ | COBL - Coil Type Boiler | HWSD - Hot Water Dom/Potable | 11/30/2016
Linden Court | 4000 W Philip Ave | North Platte | NE | 69101-0305 | Lincoln | NE05900 | Scrapped/Junked | 59274 | AJH35.59274 | 1998 | WEBJ | COBL - Coil Type Boiler | HWSD - Hot Water Dom/Potable | 11/30/2016
Linden Court | 4000 W Philip Ave | North Platte | NE | 69101-0305 | Lincoln | NE26208 | Active | 370212 | 1604102520389 | 2015 | Lochinvar | COWH - Coil Type Water Heater | HWSD - Hot Water Dom/Potable | 11/30/2026
Linden Court | 4000 W Philip Ave | North Platte | NE | 69101-0305 | Lincoln | NE26209 | Active | 370216 | 160410250391 | 2015 | Lochinvar | COWH - Coil Type Water Heater | HWSD - Hot Water Dom/Potable | 11/30/2026
BEATON REALTY COMPANY | 4001 Farnam St | Omaha | NE | 68131-3015 | Douglas | NE04933 | Scrapped/Junked |  |  | 1972 | PEERLESS HEATER COMPANY |  | STHT - Steam-Heat | 2/28/2004
Mud Platte River Plant | 4001 Laplatte Rd | Bellevue | NE | 68123-2931 | Sarpy | NE11575 | Scrapped/Junked | 3433 | N3433 | 1966 | Kewannee | FT - Firetube Boiler | STHT - Steam-Heat | 6/30/2012
Mud Platte River Plant | 4001 Laplatte Rd | Bellevue | NE | 68123-2931 | Sarpy | NE11576 | Scrapped/Junked | 3434 | N3434 | 1966 | Kewannee | FT - Firetube Boiler | STHT - Steam-Heat | 6/30/2012
Mud Platte River Plant | 4001 Laplatte Rd | Bellevue | NE | 68123-2931 | Sarpy | NE11875 | Scrapped/Junked | 2898 | 12245 | 1989 | Chromalox | ELBL - Electric Boiler | PROC - Process Steam | 6/30/2008
Mud Platte River Plant | 4001 Laplatte Rd | Bellevue | NE | 68123-2931 | Sarpy | NE12391 | Scrapped/Junked | 66382 | 66382 | 2000 | Ajax | COBL - Coil Type Boiler | HWSD - Hot Water Dom/Potable | 10/31/2025
Mud Platte River Plant | 4001 Laplatte Rd | Bellevue | NE | 68123-2931 | Sarpy | NE22825 | Scrapped/Junked | 18644 | 12F-6552 | 2012 | Aldrich | FTFB - Firetube-Firebox Boiler | GLYC - Glycol Bldg Heat Sys | 6/30/2015
Mud Platte River Plant | 4001 Laplatte Rd | Bellevue | NE | 68123-2931 | Sarpy | NE24646 | Scrapped/Junked | 18924 | 13F-6832 | 2013 | Aldrich | FT - Firetube Boiler | HWHT - Hot Water Heat | 6/30/2015
Mud Platte River Plant | 4001 Laplatte Rd | Bellevue | NE | 68123-2931 | Sarpy | NE26045 | Scrapped/Junked | 19452 | 15F-7360 | 2015 | Aldrich | FTFB - Firetube-Firebox Boiler | GLYC - Glycol Bldg Heat Sys | 10/31/2022
Mud Platte River Plant | 4001 Laplatte Rd | Bellevue | NE | 68123-2931 | Sarpy | NE26046 | Scrapped/Junked | 19451 | 15F-7359 | 2015 | Aldrich | FTFB - Firetube-Firebox Boiler | GLYC - Glycol Bldg Heat Sys | 10/31/2022
Mud Platte River Plant | 4001 Laplatte Rd | Bellevue | NE | 68123-2931 | Sarpy | NE42001 | Active | 18864 | 21-HE173862521 | 2021 | Riello | WT - Water Tube Boiler | HWHT - Hot Water Heat | 10/31/2025
Mud Platte River Plant | 4001 Laplatte Rd | Bellevue | NE | 68123-2931 | Sarpy | NE42002 | Active | 18851 | 21-HE173132521 | 2021 | Riello | WT - Water Tube Boiler | HWHT - Hot Water Heat | 10/31/2025
Mud Platte River Plant | 4001 Laplatte Rd | Bellevue | NE | 68123-2931 | Sarpy | NE42003 | Active | 18873 | 21-HE173952521 | 2021 | Riello | WT - Water Tube Boiler | HWHT - Hot Water Heat | 10/31/2025
Mud Platte River Plant | 4001 Laplatte Rd | Bellevue | NE | 68123-2931 | Sarpy | NE42004 | Active | 18840 | 21-HE173622521 | 2021 | Riello | WT - Water Tube Boiler | HWHT - Hot Water Heat | 10/31/2025
Mud Platte River Plant | 4001 Laplatte Rd | Bellevue | NE | 68123-2931 | Sarpy | NE42005 | Active | 18850 | 21-HE173722521 | 2021 | Riello | WT - Water Tube Boiler | HWHT - Hot Water Heat | 10/31/2025
Mud Platte River Plant | 4001 Laplatte Rd | Bellevue | NE | 68123-2931 | Sarpy | NE42006 | Active | 19059 | 21-HE175812521 | 2021 | Riello | WT - Water Tube Boiler | HWHT - Hot Water Heat | 10/31/2025
Mud Platte River Plant | 4001 Laplatte Rd | Bellevue | NE | 68123-2931 | Sarpy | NE42007 | Active | 19058 | 21-HE1758 | 2021 | Riello | WT - Water Tube Boiler | HWHT - Hot Water Heat | 10/31/2025
Mud Platte River Plant | 4001 Laplatte Rd | Bellevue | NE | 68123-2931 | Sarpy | NE42008 | Active | 19056 | HE-175782521 | 2021 | Riello | WT - Water Tube Boiler | HWHT - Hot Water Heat | 10/31/2025
City of Omaha-Household Hazardous Waste | 4001 S 120th St | Omaha | NE | 68137-1205 | Douglas | NE06488 | Active | 1191 | 05-L224 | 2005 | AXEM | FTHT - Firetube Horizontal | HWHT - Hot Water Heat | 9/30/2026
City of Omaha-Household Hazardous Waste | 4001 S 120th St | Omaha | NE | 68137-1205 | Douglas | NE08109 | Active | n/a | 454060003 | 2006 | Aerco International | CI - Cast Iron | HWHT - Hot Water Heat | 9/30/2026
DUDS & SUDS | 4002 Dodge St | Omaha | NE | 68131-3017 | Douglas | NE00143 | Scrapped/Junked | 113352 | D004865 | 2000 | LOCHINVAR | CPFT - Horiz Cpr Fin Boiler | HWSP - Hot Water Non Potable Supply | 5/31/2006
DUDS & SUDS | 4002 Dodge St | Omaha | NE | 68131-3017 | Douglas | NE00144 | Scrapped/Junked | 114315 | E005853 | 2000 | LOCHINVAR | CPFT - Horiz Cpr Fin Boiler | HWSP - Hot Water Non Potable Supply | 5/31/2006
DUDS & SUDS | 4002 Dodge St | Omaha | NE | 68131-3017 | Douglas | NE12839 | Scrapped/Junked | 24045 |  | 1991 | HAMILTON ENG/LOCHINVAR | CHWH - ASME/Fired Water Heater | HWSD - Hot Water Dom/Potable | 6/30/2000
DUDS & SUDS | 4002 Dodge St | Omaha | NE | 68131-3017 | Douglas | NE12840 | Scrapped/Junked | 24041 |  | 1991 | HAMILTON ENG/LOCHINVAR | CHWH - ASME/Fired Water Heater | HWSD - Hot Water Dom/Potable | 6/30/1997
St Stanislaus Church | 4002 J St | Omaha | NE | 68107-1157 | Douglas | NE12019 | Active | N/A | 64581435 | 2003 | Burnham | CI - Cast Iron | HWHT - Hot Water Heat | 1/31/2025
St Stanislaus Church | 4002 J St | Omaha | NE | 68107-1157 | Douglas | NE16125 | Scrapped/Junked | N/A | 16022 | 1965 | Pennco | CI - Cast Iron | HWHT - Hot Water Heat | 1/31/2017
St Stanislaus Church | 4002 J St | Omaha | NE | 68107-1157 | Douglas | NE37587 | Scrapped/Junked |  | 10696 | 1965 | NRC | FTFB - Firetube-Firebox Boiler | HWHT - Hot Water Heat | 7/31/2003
La Michoacana | 4004 S 24th St | Omaha | NE | 68107-1830 | Douglas | NE21773 | Inactive | N/A | 5403 | 1945 | Kewanee | FT - Firetube Boiler | HWHT - Hot Water Heat | 5/31/2010
La Michoacana | 4004 S 24th St | Omaha | NE | 68107-1830 | Douglas | NE26602 | Active | n/a | 5107861-201309 | 2013 | Peerless | CI - Cast Iron | HWHT - Hot Water Heat | 10/31/2025
HOLIDAY INN EXPRESS | 4005 N 6th St | Beatrice | NE | 68310-1135 | GAGE | NE40547 | Exempt 1999 LB-66 |  | MC990824174 | 1999 | AO SMITH | AHWH - ANSI/Fired Water Htr | HWSD - Hot Water Dom/Potable | 5/31/2000
HOLIDAY INN EXPRESS | 4005 N 6th St | Beatrice | NE | 68310-1135 | GAGE | NE40548 | Exempt 1999 LB-66 |  | MC990824176 | 1999 | AO SMITH | AHWH - ANSI/Fired Water Htr | HWSD - Hot Water Dom/Potable | 5/31/2000
HOLIDAY INN EXPRESS | 4005 N 6th St | Beatrice | NE | 68310-1135 | GAGE | NE40549 | Exempt 1999 LB-66 |  | MC990824175 | 1999 | AO SMITH | AHWH - ANSI/Fired Water Htr | HWSD - Hot Water Dom/Potable | 5/31/2000
Vacant Building | 4007 S 145th Plz | Omaha | NE | 68137-5406 | Douglas | NE00568 | Scrapped/Junked | 46624 | N17228V2000 | 2000 | MRST | ELBL - Electric Boiler | SAUN - Sauna Steam Room Heat | 11/30/2006
Vacant Building | 4007 S 145th Plz | Omaha | NE | 68137-5406 | Douglas | NE00569 | Scrapped/Junked | 101990 | 0800101990 | 2000 | Pvi | CHWH - ASME/Fired Water Heater | HWSP - Hot Water Non Potable Supply | 11/30/2004
Vacant Building | 4007 S 145th Plz | Omaha | NE | 68137-5406 | Douglas | NE22193 | Scrapped/Junked | 75401 | AX-4879-010 | 2009 | Mr. Steam | ELBL - Electric Boiler | STMG - Steam Generator | 12/31/2020
Vacant Building | 4007 S 145th Plz | Omaha | NE | 68137-5406 | Douglas | NE22194 | Scrapped/Junked | 247391 | 0602247391 | 2006 | Raypack | WT - Water Tube Boiler | SPAJ - Spa/Jacuzzi Heater | 12/31/2014
Vacant Building | 4007 S 145th Plz | Omaha | NE | 68137-5406 | Douglas | NE22195 | Scrapped/Junked | 246196 | Jo8PG1043 | 2008 | Jandy Pool | WT - Water Tube Boiler | IPHT - Indoor Pool Heater | 12/31/2014
Vacant Building | 4007 S 145th Plz | Omaha | NE | 68137-5406 | Douglas | NE24895 | Scrapped/Junked | 371644 | 1401371644 | 2014 | Raypak | CPPH - Ansi Cpr Fin Pool Heater | IPHT - Indoor Pool Heater | 12/31/2020
Vacant Building | 4007 S 145th Plz | Omaha | NE | 68137-5406 | Douglas | NE24896 | Scrapped/Junked | 387861 | 1410387861 | 2014 | Raypak | CPFH - Copper Fin Water Heater | SPAJ - Spa/Jacuzzi Heater | 12/31/2020
Platte Valley Ag Products, Inc | 40099 Sunflower Oil | Mitchell | NE | 69357-3934 | Scotts Bluff | NE02127 | Inactive | 9123 | 9123 | 1983 | SUPR | FTSM - FTS Marine Dry Back | PROC - Process Steam | 10/31/2020
Overton Public School | 401 7th St | Overton | NE | 68863-6345 | Dawson | NE24516 | Active | 5402 | 071317564 | 2013 | CAMUS | CPFH - Copper Fin Water Heater | HWHT - Hot Water Heat | 11/30/2026
Schuyler Central High | 401 Adam St | Schuyler | NE | 68661-2468 | Colfax | NE10851 | Active | 71615 | G01-99/G01400562 | 2001 | STAT | CHWH - ASME/Fired Water Heater | HWSD - Hot Water Dom/Potable | 1/31/2026
Schuyler Central High | 401 Adam St | Schuyler | NE | 68661-2468 | Colfax | NE31504 | Active | 2832 | 153227 | 1952 | York Shipley | FTSM - FTS Marine Dry Back | HWHT - Hot Water Heat | 1/31/2026
Schuyler Central High | 401 Adam St | Schuyler | NE | 68661-2468 | Colfax | NE31505 | Inactive | 2877 | 153225 | 1952 | York Shipley | FTSM - FTS Marine Dry Back | HWHT - Hot Water Heat | 1/31/2024
Schuyler Central High | 401 Adam St | Schuyler | NE | 68661-2468 | Colfax | NE37075 | Scrapped/Junked |  | 9334 | 1990 | STATE INDUSTRIES | AHWH - ANSI/Fired Water Htr | HWSD - Hot Water Dom/Potable | 7/31/2003
Stromsburg Civic Center | 401 E 4th St | Stromsburg | NE | 68666-4406 | Polk | NE16656 | Inactive | 8397 | 34000814 | 1990 | Burnham | CI - Cast Iron | HWHT - Hot Water Heat | 2/28/2016
Stromsburg Civic Center | 401 E 4th St | Stromsburg | NE | 68666-4406 | Polk | NE16657 | Inactive | 8396 | 34000813 | 1990 | Burnham | CI - Cast Iron | HWHT - Hot Water Heat | 2/28/2016
Stromsburg Civic Center | 401 E 4th St | Stromsburg | NE | 68666-4406 | Polk | NE16658 | Inactive | 35106 | M90244150 | 1990 | State | CHWH - ASME/Fired Water Heater | HWSD - Hot Water Dom/Potable | 2/28/2014
Stromsburg Civic Center | 401 E 4th St | Stromsburg | NE | 68666-4406 | Polk | NE30347 | Inactive |  | 12-47 | 1968 | USNA | CI - Cast Iron | STHT - Steam-Heat | 2/28/2009
Stromsburg Civic Center | 401 E 4th St | Stromsburg | NE | 68666-4406 | Polk | NE32698 | Inactive |  | 1B | 1970 | USNA | CI - Cast Iron | STHT - Steam-Heat | 2/28/2008
Stromsburg Civic Center | 401 E 4th St | Stromsburg | NE | 68666-4406 | Polk | NE37718 | Inactive |  | 75749 | 1969 | RHEEM MANUFACTURING CO | AHWH - ANSI/Fired Water Htr | HWSD - Hot Water Dom/Potable | 2/28/2005
Stromsburg Civic Center | 401 E 4th St | Stromsburg | NE | 68666-4406 | Polk | NE37719 | Inactive |  | 73920 | 1970 | RHEE | AHWH - ANSI/Fired Water Htr | HWSD - Hot Water Dom/Potable | 2/28/2009
Stromsburg Civic Center | 401 E 4th St | Stromsburg | NE | 68666-4406 | Polk | NE37720 | Inactive |  | 73919 | 1970 | RHEE | AHWH - ANSI/Fired Water Htr | HWSD - Hot Water Dom/Potable | 2/28/2009
McCook Comm College Events Center | 401 E M St | McCook | NE | 69001-2718 | Red Willow | NE22880 | Active | 18579 | 12F-6487 | 2012 | Aldrich | FTVT - Firetube Vertical TB | GLYC - Glycol Bldg Heat Sys | 12/31/2026
McCook Comm College Events Center | 401 E M St | McCook | NE | 69001-2718 | Red Willow | NE22881 | Active | 18580 | 12F-6488 | 2012 | Aldrich | FTVT - Firetube Vertical TB | GLYC - Glycol Bldg Heat Sys | 12/31/2026
Salem Lutheran Church-BMIC#433925 | 401 E Military Ave | Fremont | NE | 68025-5140 | Dodge | NE09567 | Active | 2834 | 64547072 | 2003 | Thermal Solutions | VCPF - Vert Cpr Fin Blr | HWHT - Hot Water Heat | 1/31/2027
Salem Lutheran Church-BMIC#433925 | 401 E Military Ave | Fremont | NE | 68025-5140 | Dodge | NE09568 | Active | 2833 | 6454703 | 2003 | Thermal Solutions | VCPF - Vert Cpr Fin Blr | HWHT - Hot Water Heat | 1/31/2027
Salem Lutheran Church-BMIC#433925 | 401 E Military Ave | Fremont | NE | 68025-5140 | Dodge | NE19657 | Scrapped/Junked |  | B581323 | 1958 | CRANE |  | HWHT - Hot Water Heat | 4/30/2004
City of Lincoln Horizonal Well Facility | 401 Highway 6 | Ashland | NE | 68003-2164 | Saunders | NE23272 | Active | 11548 | 11548 | 1992 | Superior Boiler Works | FT - Firetube Boiler | HWHT - Hot Water Heat | 9/30/2026
City of Lincoln Horizonal Well Facility | 401 Highway 6 | Ashland | NE | 68003-2164 | Saunders | NE23273 | Active | 11547 | 11547 | 1992 | Superior Boiler Works | FT - Firetube Boiler | HWHT - Hot Water Heat | 9/30/2026
NEBRASKA MACHINERY CO | 401 N 12th St | Omaha | NE | 68102-1123 | Douglas | NE11476 | Scrapped/Junked | 101866 |  | 1946 | PACIFIC | FT - Firetube Boiler | STHT - Steam-Heat | 7/31/2002
St Joseph's Rehabilitation & Care Cntr | 401 N 18th St | Norfolk | NE | 68701-3651 | Madison | NE17675 | Scrapped/Junked | 9999 | 339 | 1967 | Ace-Buehler | COBL - Coil Type Boiler | HWSD - Hot Water Dom/Potable | 9/30/2014
St Joseph's Rehabilitation & Care Cntr | 401 N 18th St | Norfolk | NE | 68701-3651 | Madison | NE24071 | Scrapped/Junked | C37415 | 1311M002730 | 2013 | AO SMITH | COBL - Coil Type Boiler | HWSD - Hot Water Dom/Potable | 9/30/2024
St Joseph's Rehabilitation & Care Cntr | 401 N 18th St | Norfolk | NE | 68701-3651 | Madison | NE24501 | Scrapped/Junked | C23224 | 085M000020 | 2008 | AO SMITH | COBL - Coil Type Boiler | HWSD - Hot Water Dom/Potable | 9/30/2022
St Joseph's Rehabilitation & Care Cntr | 401 N 18th St | Norfolk | NE | 68701-3651 | Madison | NE25718 | Active | 272659 | G14272659 | 2013 | Laars | CPFT - Horiz Cpr Fin Boiler | HWHT - Hot Water Heat | 9/30/2026
St Joseph's Rehabilitation & Care Cntr | 401 N 18th St | Norfolk | NE | 68701-3651 | Madison | NE25719 | Active | 272658 | 14272658 | 2013 | Laars | CPFT - Horiz Cpr Fin Boiler | HWHT - Hot Water Heat | 9/30/2026
St Joseph's Rehabilitation & Care Cntr | 401 N 18th St | Norfolk | NE | 68701-3651 | Madison | NE25961 | Active | 260946 | C14260946 | 2014 | Laars | CPFT - Horiz Cpr Fin Boiler | HWHT - Hot Water Heat | 9/30/2026
St Joseph's Rehabilitation & Care Cntr | 401 N 18th St | Norfolk | NE | 68701-3651 | Madison | NE35353 | Active | n/a | 6107232 | 1968 | Iron Fireman | FTFB - Firetube-Firebox Boiler | HWHT - Hot Water Heat | 9/30/2026
St Joseph's Rehabilitation & Care Cntr | 401 N 18th St | Norfolk | NE | 68701-3651 | Madison | NE35354 | Active | 35024 | R3417 | 1981 | Kewanee | FTFB - Firetube-Firebox Boiler | HWHT - Hot Water Heat | 9/30/2026
St Joseph's Rehabilitation & Care Cntr | 401 N 18th St | Norfolk | NE | 68701-3651 | Madison | NE35355 | Scrapped/Junked | 36189 | 9125547B | 1991 | Hydrotherm | FTNF - Firetube Flueless | HWHT - Hot Water Heat | 9/30/2015
St Joseph's Rehabilitation & Care Cntr | 401 N 18th St | Norfolk | NE | 68701-3651 | Madison | NE35356 | Scrapped/Junked | 35631 | 9124989B | 1991 | Hydrotherm | FTNF - Firetube Flueless | HWHT - Hot Water Heat | 9/30/2015
St Joseph's Rehabilitation & Care Cntr | 401 N 18th St | Norfolk | NE | 68701-3651 | Madison | NE35357 | Scrapped/Junked | 36186 | 9125544B | 1991 | Hydrotherm | FTNF - Firetube Flueless | HWHT - Hot Water Heat | 9/30/2015
St Joseph's Rehabilitation & Care Cntr | 401 N 18th St | Norfolk | NE | 68701-3651 | Madison | NE35358 | Out of Service | 49853 | 9939212B | 1999 | Hydrotherm | FTNF - Firetube Flueless | HWHT - Hot Water Heat | 9/30/2014
St Joseph's Rehabilitation & Care Cntr | 401 N 18th St | Norfolk | NE | 68701-3651 | Madison | NE35359 | Out of Service | 51218 | 0040577B | 2000 | Hydrotherm | FTNF - Firetube Flueless | HWSD - Hot Water Dom/Potable | 9/30/2014
St Joseph's Rehabilitation & Care Cntr | 401 N 18th St | Norfolk | NE | 68701-3651 | Madison | NE35360 | Out of Service | 47321 | 9736680B | 1997 | HYDR | FTNF - Firetube Flueless | HWSD - Hot Water Dom/Potable | 9/30/2014
St Joseph's Rehabilitation & Care Cntr | 401 N 18th St | Norfolk | NE | 68701-3651 | Madison | NE41874 | Active | 55317 | 2210128657397 | 2022 | AO SMITH | COBL - Coil Type Boiler | HWSD - Hot Water Dom/Potable | 9/30/2026
St Joseph's Rehabilitation & Care Cntr | 401 N 18th St | Norfolk | NE | 68701-3651 | Madison | NE43299 | Active | 55856 | 22361308 | 2022 | AO SMITH | COBL - Coil Type Boiler | HWSD - Hot Water Dom/Potable | 9/30/2026
Johnson County Central Middle School | 401 N 1st St | Cook | NE | 68329-7729 | Johnson | NE40950 | Scrapped/Junked | 48728 | LB99-0814531-971 | 1999 | A O Smith | CHWH - ASME/Fired Water Heater | HWSD - Hot Water Dom/Potable | 9/30/2011
Johnson County Central Middle School | 401 N 1st St | Cook | NE | 68329-7729 | Johnson | NE40951 | Active | 10070 | 99E-7527 | 1999 | Aldrich | FTVT - Firetube Vertical TB | HWHT - Hot Water Heat | 9/30/2026
Johnson County Central Middle School | 401 N 1st St | Cook | NE | 68329-7729 | Johnson | NE40952 | Active | 10068 | 99E-7525 | 1999 | Aldrich | FTVT - Firetube Vertical TB | HWHT - Hot Water Heat | 9/30/2026
Johnson County Central Middle School | 401 N 1st St | Cook | NE | 68329-7729 | Johnson | NE40953 | Active | 10069 | 99E-7526 | 1999 | Aldrich | FTVT - Firetube Vertical TB | HWHT - Hot Water Heat | 9/30/2024
NEMAHA VALLEY SCHOOL | 401 N 1ST ST | COOK | NE | 68329-7729 | NEMAHA | NE19313 | Scrapped/Junked | 33062 |  | 1994 | AO SMITH | CHWH - ASME/Fired Water Heater | HWSD - Hot Water Dom/Potable | 8/31/1999
NEMAHA VALLEY SCHOOL | 401 N 1ST ST | COOK | NE | 68329-7729 | NEMAHA | NE32100 | Scrapped/Junked |  | LM881 | 1959 | KEWANEE | FT - Firetube Boiler | HWHT - Hot Water Heat | 8/31/1999
NEMAHA VALLEY SCHOOL | 401 N 1ST ST | COOK | NE | 68329-7729 | NEMAHA | NE32980 | Inactive |  | G108 | 1975 | AMERICAN STANDARD |  | STHT - Steam-Heat | 10/31/1999
US Post Office | 401 N 4th St | Norfolk | NE | 68701-4005 | Madison | NE04631 | Scrapped/Junked | 39938 | 2858 | 1986 | Kewanee | FTFB - Firetube-Firebox Boiler | HWHT - Hot Water Heat | 10/31/2015
Husqvarna-Electrolux AB | 401 N Commerce St | Beatrice | NE | 68310-1149 | Gage | NE06193 | Inactive | 15344 | 29572 | 2004 | Rite Engineering | WT - Water Tube Boiler | HWHT - Hot Water Heat | 6/30/2011
THE HIRSCHFELD COMPANY | 401 N Dewey St | North Platte | NE | 69101-3906 | LINCOLN | NE01400 | Inactive | 37224 |  | 1985 | PM LATTNER MFR COMPANY | WT - Water Tube Boiler | PROC - Process Steam | 4/30/1996
Longhorn Laundromat | 401 N Grant St | Lexington | NE | 68850-1932 | Dawson | NE09845 | Inactive | 18648 | 3741 | 1993 | WEBJ | COBL - Coil Type Boiler | HWSD - Hot Water Dom/Potable | 1/31/2015
Nebraska Machinery Co | 401 NW 56th St | Lincoln | NE | 68528-8842 | Lancaster | NE06854 | Scrapped/Junked | 43369 | G-05-1141 | 2005 | Aerco International | FTCH - Firetube Coil Htxchn | HWHT - Hot Water Heat | 2/28/2022
Nebraska Machinery Co | 401 NW 56th St | Lincoln | NE | 68528-8842 | Lancaster | NE06855 | Scrapped/Junked | 7597 | 6010050142 | 2005 | Pressure Tech Inc | FTHT - Firetube Horizontal | HWHT - Hot Water Heat | 2/28/2024
Nebraska Machinery Co | 401 NW 56th St | Lincoln | NE | 68528-8842 | Lancaster | NE06856 | Scrapped/Junked | 7596 | 6010050141 | 2005 | Pressure Tech Inc | FTHT - Firetube Horizontal | HWHT - Hot Water Heat | 2/28/2024
Nebraska Machinery Co | 401 NW 56th St | Lincoln | NE | 68528-8842 | Lancaster | NE42086 | Active | 552558 | N1.22.10.00097 | 2022 | Lochinvar | WTSS - Watertube SS Steel | HWHT - Hot Water Heat | 2/28/2025
Nebraska Machinery Co | 401 NW 56th St | Lincoln | NE | 68528-8842 | Lancaster | NE42662 | Active | 3167 | 23 HE031751123 | 2023 | RIELLO | WT - Water Tube Boiler | HWHT - Hot Water Heat | 2/28/2025
Nebraska Machinery Co | 401 NW 56th St | Lincoln | NE | 68528-8842 | Lancaster | NE42663 | Active | 3150 | 23 HE031581123 | 2023 | RIELLO | WT - Water Tube Boiler | HWHT - Hot Water Heat | 2/28/2025
Tilden Nursing Center | 401 Park | Tilden | NE | 68781-4827 | Madison | NE18522 | Scrapped/Junked |  | 0C86779695 | 1986 | A. O. Smith | AHWH - ANSI/Fired Water Htr | HWSD - Hot Water Dom/Potable | 5/31/2000
D & T Partnership Building | 401 Park St | Tilden | NE | 68781-4827 | Madison | NE10200 | Out of Service | 112458 | 112458 | 2007 | AOSM | CHWH - ASME/Fired Water Heater | HWSD - Hot Water Dom/Potable | 5/31/2009
D & T Partnership Building | 401 Park St | Tilden | NE | 68781-4827 | Madison | NE20480 | Scrapped/Junked | 37558 | LA97-0613190-964 | 1997 | AO SMITH | CHWH - ASME/Fired Water Heater | HWSD - Hot Water Dom/Potable | 5/31/2008
SUPER 8 | 401 Platte River Rd | Gothenburg | NE | 69138-2607 | DAWSON | NE40303 | Exempt 1999 LB-66 |  | MG97-0664188964 | 1997 | AO SMITH | AHWH - ANSI/Fired Water Htr | HWSD - Hot Water Dom/Potable | 3/31/2000
SUPER 8 | 401 Platte River Rd | Gothenburg | NE | 69138-2607 | DAWSON | NE40304 | Exempt 1999 LB-66 |  | MH98-0757951972 | 1998 | AO SMITH | AHWH - ANSI/Fired Water Htr | HWSD - Hot Water Dom/Potable | 3/31/2000
Speedway Properties | 401 S 21st St | Lincoln | NE | 68510-1017 | Lancaster | NE15250 | Scrapped/Junked | 5715 | O-5715/422406 | 1971 | Kewannee | FTFB - Firetube-Firebox Boiler | HWHT - Hot Water Heat | 12/31/2015
Speedway Properties | 401 S 21st St | Lincoln | NE | 68510-1017 | Lancaster | NE17669 | Scrapped/Junked | 8498 | 95-E5380 | 1995 | Aldrich/LES | FTVT - Firetube Vertical TB | HWHT - Hot Water Heat | 12/31/2015
Speedway Properties | 401 S 21st St | Lincoln | NE | 68510-1017 | Lancaster | NE17670 | Scrapped/Junked | 8495 | 95-E5377 | 1995 | Aldrich/LES | FTVT - Firetube Vertical TB | HWHT - Hot Water Heat | 12/31/2015
Good Samaritan Society | 401 S 22nd St | Beatrice | NE | 68310-3304 | Gage | NE23478 | Active | 2615 | F1064959A | 2011 | Fulton | FT - Firetube Boiler | HWHT - Hot Water Heat | 3/31/2026
Good Samaritan Society | 401 S 22nd St | Beatrice | NE | 68310-3304 | Gage | NE23479 | Active | 2746 | F1065004A | 2011 | Fulton | FT - Firetube Boiler | HWHT - Hot Water Heat | 3/31/2026
Good Samaritan Society | 401 S 22nd St | Beatrice | NE | 68310-3304 | Gage | NE23480 | Active | 2613 | F1064956A | 2011 | Fulton | FT - Firetube Boiler | HWHT - Hot Water Heat | 3/31/2026
Good Samaritan Society | 401 S 22nd St | Beatrice | NE | 68310-3304 | Gage | NE23481 | Active | 16975 | ELR06879 | 2012 | Noritz | CPFH - Copper Fin Water Heater | HWSD - Hot Water Dom/Potable | 3/31/2026
Good Samaritan Society | 401 S 22nd St | Beatrice | NE | 68310-3304 | Gage | NE23482 | Inactive | 16971 | ELR06875 | 2012 | Noritz | CPFH - Copper Fin Water Heater | HWSD - Hot Water Dom/Potable | 3/31/2025
Good Samaritan Society | 401 S 22nd St | Beatrice | NE | 68310-3304 | Gage | NE23483 | Scrapped/Junked | 16974 | ELR06878 | 2012 | Noritz | CPFH - Copper Fin Water Heater | HWSD - Hot Water Dom/Potable | 3/31/2022
Good Samaritan Society | 401 S 22nd St | Beatrice | NE | 68310-3304 | Gage | NE23484 | Scrapped/Junked | 16977 | ELR06881 | 2012 | Noritz | CPFH - Copper Fin Water Heater | HWSD - Hot Water Dom/Potable | 3/31/2019
Good Samaritan Society | 401 S 22nd St | Beatrice | NE | 68310-3304 | Gage | NE23485 | Scrapped/Junked | 16988 | ELR06892 | 2012 | Noritz | CPFH - Copper Fin Water Heater | HWSD - Hot Water Dom/Potable | 3/31/2019
Good Samaritan Society | 401 S 22nd St | Beatrice | NE | 68310-3304 | Gage | NE23486 | Scrapped/Junked | 16972 | ELR06876 | 2012 | Noritz | CPFH - Copper Fin Water Heater | HWSD - Hot Water Dom/Potable | 3/31/2019
Good Samaritan Society | 401 S 22nd St | Beatrice | NE | 68310-3304 | Gage | NE23487 | Scrapped/Junked | 16976 | ELR06880 | 2012 | Noritz | CPFH - Copper Fin Water Heater | HWSD - Hot Water Dom/Potable | 3/31/2019
Good Samaritan Society | 401 S 22nd St | Beatrice | NE | 68310-3304 | Gage | NE23488 | Scrapped/Junked | 16978 | ELRO6882 | 2012 | Noritz | CPFH - Copper Fin Water Heater | HWSD - Hot Water Dom/Potable | 3/31/2019
Good Samaritan Society | 401 S 22nd St | Beatrice | NE | 68310-3304 | Gage | NE23489 | Scrapped/Junked | 16989 | ELRO6893 | 2012 | Noritz | CPFH - Copper Fin Water Heater | HWSD - Hot Water Dom/Potable | 3/31/2019
Good Samaritan Society | 401 S 22nd St | Beatrice | NE | 68310-3304 | Gage | NE23490 | Scrapped/Junked | 16993 | ELRO6897 | 2012 | Noritz | CPFH - Copper Fin Water Heater | HWSD - Hot Water Dom/Potable | 3/31/2019
Good Samaritan Society | 401 S 22nd St | Beatrice | NE | 68310-3304 | Gage | NE23491 | Scrapped/Junked | 16994 | ELRO6897 | 2012 | Noritz | CPFH - Copper Fin Water Heater | HWSD - Hot Water Dom/Potable | 3/31/2019
Good Samaritan Society | 401 S 22nd St | Beatrice | NE | 68310-3304 | Gage | NE42718 | Active | 52259 | ELR15006 | 2023 | Noritz | CPFH - Copper Fin Water Heater | HWSD - Hot Water Dom/Potable | 3/31/2026
Satterlee Apartments | 401 S 38th Ave | Omaha | NE | 68131-3833 | Douglas | NE12831 | Active | n/a | 85-13424-1090 | 1991 | Peerless | CI - Cast Iron | HWHT - Hot Water Heat | 10/31/2026
Santa Monica House | 401 S 39th St | Omaha | NE | 68131-3710 | Douglas | NE12053 | Active | n/a | 2178V00016 | 1979 | Bryant | CI - Cast Iron | HWHT - Hot Water Heat | 2/28/2026
Apartment Building | 401 S 41st St | Omaha | NE | 68131-3729 | Douglas | NE10653 | Scrapped/Junked | n/a | 23396025 | 1960 | GENERAL ELECTRIC | WT - Water Tube Boiler | HWHT - Hot Water Heat | 10/31/2012
Niobrara Valley Hospital | 401 S 5Th St | Lynch | NE | 68746-0118 | Boyd | NE30945 | Exempt 1999 LB-66 |  | B-78/280 | 1978 | Lochinvar | CPFH - Copper Fin Water Heater | HWSD - Hot Water Dom/Potable | 7/31/2006
Niobrara Valley Hospital | 401 S 5th St | Lynch | NE | 68746 | Boyd | NE35134 | Active | n/a | 0-4158 | 1970 | Kewanee | FTFB - Firetube-Firebox Boiler | GLYC - Glycol Bldg Heat Sys | 2/28/2026
Niobrara Valley Hospital | 401 S 5th St | Lynch | NE | 68746 | Boyd | NE35135 | Active | n/a | 0-4155 | 1970 | Kewanee | FTFB - Firetube-Firebox Boiler | GLYC - Glycol Bldg Heat Sys | 2/28/2026
Niobrara Valley Hospital | 401 S 5th St | Lynch | NE | 68746 | Boyd | NE35136 | Active | 156678 | B-78-255 | 1978 | Lochinvar | CHWH - ASME/Fired Water Heater | HWSD - Hot Water Dom/Potable | 2/28/2026
VILLA VINEE APARTMENTS | 401 S 78th St | Omaha | NE | 68114-4585 | Douglas | NE22995 | Exempt 1999 LB-66 |  | ME95-0438099930 | 1995 | AO SMITH | AHWH - ANSI/Fired Water Htr | HWSD - Hot Water Dom/Potable | 4/30/2000
Panhandle Cooperative | 401 S Beltline Hwy | Scottsbluff | NE |  | SCOTTS BLUFF | NE00812 | Active | 52387 | LL0990884904 | 2000 | AOSM | CHWH - ASME/Fired Water Heater | HWSD - Hot Water Dom/Potable | 3/31/2026
PANHANDLE COOPERATIVE | 401 S BELTLINE HWY | SCOTTSBLUFF | NE | 69363 | SCOTTS BLUFF | NE20296 | Scrapped/Junked | 25232 |  | 1994 | AO SMITH | CHWH - ASME/Fired Water Heater | HWSD - Hot Water Dom/Potable | 11/30/2000
Cedar Catholic High School | 401 S Broadway Ave | Hartington | NE | 68739-4613 | Cedar | NE32485 | Scrapped/Junked | N/A | 36H40L62 | 1979 | BRYN | CI - Cast Iron | STHT - Steam-Heat | 1/31/2016
Cedar Catholic High School | 401 S Broadway Ave | Hartington | NE | 68739-4613 | Cedar | NE33972 | Scrapped/Junked | N/A | M5516 | 1963 | Kewanee | FTFB - Firetube-Firebox Boiler | STHT - Steam-Heat | 1/31/2015
C L & C ENTERPRISES INC | 401 S Main St | Nelson | NE | 68961-6102 | NUCKOLLS | NE04301 | Inactive |  | W227 | 1915 | IDEAL |  | STHT - Steam-Heat | 3/31/1993
DC West High School | 401 S Pine St | Valley | NE | 68064-9794 | Douglas | NE08555 | Active | 72304 | KO1580203/J01171 | 2001 | STAT | CHWH - ASME/Fired Water Heater | HWSD - Hot Water Dom/Potable | 2/28/2026
DC West High School | 401 S Pine St | Valley | NE | 68064-9794 | Douglas | NE08559 | Scrapped/Junked | 58522 |  | 1999 | MARKET FORGE INDUSTRIES | ELBL - Electric Boiler | 0021 - Steam Supp Cooker/Kettle | 10/31/2006
DC West High School | 401 S Pine St | Valley | NE | 68064-9794 | Douglas | NE11920 | Scrapped/Junked |  | 54223 | 1975 | AO SMITH | AHWH - ANSI/Fired Water Htr | HWSD - Hot Water Dom/Potable | 7/31/2001
DC West High School | 401 S Pine St | Valley | NE | 68064-9794 | Douglas | NE11921 | Scrapped/Junked |  | 54227 | 1975 | AO SMITH | AHWH - ANSI/Fired Water Htr | HWSD - Hot Water Dom/Potable | 7/31/1999
DC West High School | 401 S Pine St | Valley | NE | 68064-9794 | Douglas | NE16761 | Scrapped/Junked | 43483 | 97243 | 1991 | KEWA | FTFB - Firetube-Firebox Boiler | STHT - Steam-Heat | 7/31/2010
DC West High School | 401 S Pine St | Valley | NE | 68064-9794 | Douglas | NE16762 | Scrapped/Junked | 25635 |  | 1991 | MARKET FORGE INDUSTRIES | FTSO - Ft Shell/No Tubes | 0021 - Steam Supp Cooker/Kettle | 7/31/2000
DC West High School | 401 S Pine St | Valley | NE | 68064-9794 | Douglas | NE20338 | Scrapped/Junked | 51770 | RN0289402301 | 1989 | RHEE | CHWH - ASME/Fired Water Heater | HWSD - Hot Water Dom/Potable | 7/31/2011
DC West High School | 401 S Pine St | Valley | NE | 68064-9794 | Douglas | NE22408 | Exempt 1999 LB-66 |  | MB920221152840 | 1992 | AO SMITH | AHWH - ANSI/Fired Water Htr | HWSD - Hot Water Dom/Potable | 7/31/1999
DC West High School | 401 S Pine St | Valley | NE | 68064-9794 | Douglas | NE22409 | Exempt 1999 LB-66 |  | MB92022115840 | 1992 | AO SMITH | AHWH - ANSI/Fired Water Htr | HWSD - Hot Water Dom/Potable | 7/31/1999
DC West High School | 401 S Pine St | Valley | NE | 68064-9794 | Douglas | NE22410 | Exempt 1999 LB-66 |  | MB920221150840 | 1992 | AO SMITH | AHWH - ANSI/Fired Water Htr | HWSD - Hot Water Dom/Potable | 7/31/1999
DC West High School | 401 S Pine St | Valley | NE | 68064-9794 | Douglas | NE24787 | Scrapped/Junked | 43387 | LB98-0720326-970 | 1998 | AOSM | CHWH - ASME/Fired Water Heater | HWSD - Hot Water Dom/Potable | 2/28/2020
DC West High School | 401 S Pine St | Valley | NE | 68064-9794 | Douglas | NE42130 | Active | 255837 | 255837 | 2019 | AO SMITH | CHWH - ASME/Fired Water Heater | HWSD - Hot Water Dom/Potable | 2/28/2026
Boyd County Courthouse | 401 Thayer St | Butte | NE | 68722 | Boyd | NE17460 | Scrapped/Junked | n/a | 7641-0991 | 1992 | PEER | CI - Cast Iron | HWHT - Hot Water Heat | 12/31/2010
Boyd County Courthouse | 401 Thayer St | Butte | NE | 68722 | Boyd | NE19236 | Active | n/a | 644721-201007 | 2010 | Peerless | CI - Cast Iron | HWHT - Hot Water Heat | 1/31/2026
EMERSON HUBBARD ELEM SCH | 401 THIRD ST | EMERSON | NE | 68733 | DAKOTA | NE32483 | Inactive |  |  | 1979 | KEWANEE | FT - Firetube Boiler | STHT - Steam-Heat | 7/31/1990
EMERSON HUBBARD HIGH SCH | 401 THIRD ST | EMERSON | NE | 68733 | DAKOTA | NE33970 | Scrapped/Junked |  | AC16413-3R | 1963 | AJAX BOILER INC | WT - Water Tube Boiler | HWSD - Hot Water Dom/Potable | 7/31/2005
GRAND ISLAND LIEDERKRANZ | 401 W 1st St | Grand Island | NE | 68801-5801 | HALL | NE37263 | Scrapped/Junked |  |  | 1930 | AMERICAN RADIATOR |  | STHT - Steam-Heat | 2/28/2005
GRAND ISLAND LIEDERKRANZ | 401 W 1st St | Grand Island | NE | 68801-5801 | HALL | NE37264 | Inactive | 55216 |  | 1975 | AO SMITH | CHWH - ASME/Fired Water Heater | HWSD - Hot Water Dom/Potable | 2/28/2002
Gordon Municipal Pool | 401 W 4th St | Gordon | NE | 69343-1235 | Sheridan | NE07462 | Out of Service | 266327 | 0705266327 | 2007 | Raypak | WTHW - Watertube Wtr Heater | OPHT - Outdoor Pool Heater | 7/31/2019
Gordon Municipal Pool | 401 W 4th St | Gordon | NE | 69343-1235 | Sheridan | NE08341 | Inactive | 50367 |  | 1995 | TELE |  |  | 5/31/2004
Gordon Municipal Pool | 401 W 4th St | Gordon | NE | 69343-1235 | Sheridan | NE08342 | Scrapped/Junked | 50368 |  | 1995 | Teledyne & Laars | WT - Water Tube Boiler | OPHT - Outdoor Pool Heater | 7/31/2007
Gordon Municipal Pool | 401 W 4th St | Gordon | NE | 69343-1235 | Sheridan | NE29173 | Active | 523287 | 2105523287 | 2021 | Raypak | WTHW - Watertube Wtr Heater | OPHT - Outdoor Pool Heater | 6/30/2026
St Cecilia High School | 401 W 6th St | Hastings | NE | 68901-7523 | Adams | NE24230 | Scrapped/Junked | 142710 | 9709142710 | 1997 | Raypak | WT - Water Tube Boiler | HWSD - Hot Water Dom/Potable | 1/31/2015
St Cecilia High School | 401 W 6th St | Hastings | NE | 68901-7523 | Adams | NE24700 | Scrapped/Junked | 261414 | C14H0026141 | 2014 | Lochinvar | CHWH - ASME/Fired Water Heater | HWSD - Hot Water Dom/Potable | 1/31/2021
St Cecilia High School | 401 W 6th St | Hastings | NE | 68901-7523 | Adams | NE28444 | Active | 152660 | 2023119555384 | 2020 | Lochinvar | COBL - Coil Type Boiler | HWDP - Hotwater Heat & Dom Supply | 1/31/2027
St Cecilia High School | 401 W 6th St | Hastings | NE | 68901-7523 | Adams | NE32000 | Scrapped/Junked | na | na | 1956 | Kewanee | FTFB - Firetube-Firebox Boiler | HWHT - Hot Water Heat | 1/31/2024
St Cecilia High School | 401 W 6th St | Hastings | NE | 68901-7523 | Adams | NE32242 | Scrapped/Junked | na | na | 1982 | Weil-Mcclain | CI - Cast Iron | HWHT - Hot Water Heat | 1/31/2020
St Cecilia High School | 401 W 6th St | Hastings | NE | 68901-7523 | Adams | NE32451 | Scrapped/Junked | na | L7631 | 1961 | Kewanee | FTFB - Firetube-Firebox Boiler | HWHT - Hot Water Heat | 1/31/2024
Car Wash | 401 W A St | Lincoln | NE | 68522-1704 | Lancaster | NE07076 | Scrapped/Junked | 96576 | E05M005080 | 2005 | AOSM | CHWH - ASME/Fired Water Heater | HWSP - Hot Water Non Potable Supply | 8/31/2020
Car Wash | 401 W A St | Lincoln | NE | 68522-1704 | Lancaster | NE40341 | Out of Service | n/a | RA-4633 | 1980 | HYDR | CI - Cast Iron | HWHF - Hot Water Heat-Floor | 8/31/2023
Car Wash | 401 W A St | Lincoln | NE | 68522-1704 | Lancaster | NE40537 | Scrapped/Junked | 47712 | LA990797906970 | 1999 | AO SMITH | CHWH - ASME/Fired Water Heater | HWSP - Hot Water Non Potable Supply | 3/31/2006
Arbor Care Center - Hartington | 401 W Darlene St | Hartington | NE | 68739-4510 | Cedar | NE09637 | Inactive | 10308 | 01-294-02 | 2001 | Paget Equipment | CHWH - ASME/Fired Water Heater | HWSD - Hot Water Dom/Potable | 4/30/2017
Arbor Care Center - Hartington | 401 W Darlene St | Hartington | NE | 68739-4510 | Cedar | NE09638 | Scrapped/Junked | 10307 | 01-294-01 | 2001 | Paget Equipment | CHWH - ASME/Fired Water Heater | HWSD - Hot Water Dom/Potable | 4/30/2015
Arbor Care Center - Hartington | 401 W Darlene St | Hartington | NE | 68739-4510 | Cedar | NE34866 | Active | n/a | 70 | 1965 | Kewanee | FTFB - Firetube-Firebox Boiler | HWHT - Hot Water Heat | 4/30/2026
Arbor Care Center - Hartington | 401 W Darlene St | Hartington | NE | 68739-4510 | Cedar | NE34867 | Active | n/a | 79 | 1965 | Kewanee | FTFB - Firetube-Firebox Boiler | HWHT - Hot Water Heat | 4/30/2026
Sutherland Public Schools | 401 Walnut St | Sutherland | NE | 69165-7257 | Lincoln | NE11330 | Scrapped/Junked | 96488 | 0403G02532 | 2004 | Ruud-Rheem | CHWH - ASME/Fired Water Heater | HWSD - Hot Water Dom/Potable | 8/31/2023
Sutherland Public Schools | 401 Walnut St | Sutherland | NE | 69165-7257 | Lincoln | NE14302 | Scrapped/Junked |  | 24154 | 1980 | A. O. Smith | AHWH - ANSI/Fired Water Htr | HWSD - Hot Water Dom/Potable | 8/31/2009
Sutherland Public Schools | 401 Walnut St | Sutherland | NE | 69165-7257 | Lincoln | NE31725 | Scrapped/Junked |  | L-8775 | 1961 | KEWANEE | FTFB - Firetube-Firebox Boiler | HWHT - Hot Water Heat | 8/31/2002
Sutherland Public Schools | 401 Walnut St | Sutherland | NE | 69165-7257 | Lincoln | NE33619 | Inactive | 34781 |  | 1981 | KEWANEE | FT - Firetube Boiler | STHT - Steam-Heat | 8/31/1990
Sutherland Public Schools | 401 Walnut St | Sutherland | NE | 69165-7257 | Lincoln | NE43105 | Active | 298159 | 298159 | 2022 | AO SMITH | CHWH - ASME/Fired Water Heater | HWSD - Hot Water Dom/Potable | 7/26/2026
Silver Lake Elementary | 401 Webster | Bladen | NE | 68928 | Webster | NE30017 | Inactive |  |  | 1924 | HERBERT | FT - Firetube Boiler | STHT - Steam-Heat | 7/31/1987
Silver Lake Elementary | 401 Webster | Bladen | NE | 68928 | Webster | NE30018 | Inactive |  |  | 1924 | HERBERT | FT - Firetube Boiler | STHT - Steam-Heat | 7/31/1987
Silver Lake Elementary | 401 Webster | Bladen | NE | 68928 | Webster | NE37732 | Inactive |  | 211A-1947-0486 | 1997 | Peerless | CI - Cast Iron | STHT - Steam-Heat | 4/30/2007
Silver Lake Elementary | 401 Webster | Bladen | NE | 68928 | Webster | NE37733 | Scrapped/Junked |  | MCCDA-34012 | 1975 | DAY & NIGHT | AHWH - ANSI/Fired Water Htr | HWSD - Hot Water Dom/Potable | 10/31/2001
Big John's Car Wash | 4012 N 72nd St | Omaha | NE | 68134-4408 | Douglas | NE12916 | Scrapped/Junked | 64575 | 8591651 | 1985 | TELE | CPFT - Horiz Cpr Fin Boiler | HWHF - Hot Water Heat-Floor | 2/28/2012
Boyd County School Dist 51 | 402 Butte St | Butte | NE | 68722 | Boyd | NE37113 | Active | 39120 | R7675 | 1985 | Kewanee | FTFB - Firetube-Firebox Boiler | STHT - Steam-Heat | 1/31/2027
Papillion-LaVista North High | 402 E Centennial Rd | Papillion | NE | 68046-2078 | Sarpy | NE10389 | Scrapped/Junked | 129031 | C02J08780 | 2002 | WATER PIK TECH | CPFT - Horiz Cpr Fin Boiler | IPHT - Indoor Pool Heater | 7/31/2023
Papillion-LaVista North High | 402 E Centennial Rd | Papillion | NE | 68046-2078 | Sarpy | NE11963 | Scrapped/Junked | 2377 | 82-5852 | 1982 | ALDRICH | FT - Firetube Boiler | HWHT - Hot Water Heat | 7/31/2008
Papillion-LaVista North High | 402 E Centennial Rd | Papillion | NE | 68046-2078 | Sarpy | NE11964 | Scrapped/Junked | 2383 | 82-5858 | 1982 | ALDRICH | FTVT - Firetube Vertical TB | HWHT - Hot Water Heat | 7/31/2008
Papillion-LaVista North High | 402 E Centennial Rd | Papillion | NE | 68046-2078 | Sarpy | NE11965 | Scrapped/Junked | 2380 | 82-5855 | 1982 | ALDRICH | FTVT - Firetube Vertical TB | HWHT - Hot Water Heat | 7/31/2008
Papillion-LaVista North High | 402 E Centennial Rd | Papillion | NE | 68046-2078 | Sarpy | NE11966 | Scrapped/Junked | 2381 | 82-5856 | 1982 | ALDRICH | FTVT - Firetube Vertical TB | HWHT - Hot Water Heat | 7/31/2008
Papillion-LaVista North High | 402 E Centennial Rd | Papillion | NE | 68046-2078 | Sarpy | NE11967 | Scrapped/Junked | 2376 | 82-5851 | 1982 | ALDRICH | FTVT - Firetube Vertical TB | HWHT - Hot Water Heat | 7/31/2008
Papillion-LaVista North High | 402 E Centennial Rd | Papillion | NE | 68046-2078 | Sarpy | NE11968 | Scrapped/Junked | 2382 | 82-5857 | 1982 | ALDRICH | FTVT - Firetube Vertical TB | HWHT - Hot Water Heat | 7/31/2008
Papillion-LaVista North High | 402 E Centennial Rd | Papillion | NE | 68046-2078 | Sarpy | NE11969 | Scrapped/Junked | 2362 | 82-5837 | 1982 | ALDRICH | FTVT - Firetube Vertical TB | HWHT - Hot Water Heat | 7/31/2008
Papillion-LaVista North High | 402 E Centennial Rd | Papillion | NE | 68046-2078 | Sarpy | NE11970 | Scrapped/Junked | 2378 | 82-5853 | 1985 | ALDRICH | FTVT - Firetube Vertical TB | HWHT - Hot Water Heat | 7/31/2008
Papillion-LaVista North High | 402 E Centennial Rd | Papillion | NE | 68046-2078 | Sarpy | NE11971 | Scrapped/Junked | 2379 | 82-5854 | 1982 | ALDRICH | FTVT - Firetube Vertical TB | HWHT - Hot Water Heat | 7/31/2008
Papillion-LaVista North High | 402 E Centennial Rd | Papillion | NE | 68046-2078 | Sarpy | NE11972 | Scrapped/Junked | 4475 | 85-8147 | 1982 | ALDRICH | FTVT - Firetube Vertical TB | HWHT - Hot Water Heat | 7/31/2008
Papillion-LaVista North High | 402 E Centennial Rd | Papillion | NE | 68046-2078 | Sarpy | NE11973 | Scrapped/Junked | 4474 | 85-8146 | 1982 | ALDRICH | FTVT - Firetube Vertical TB | HWHT - Hot Water Heat | 7/31/2008
Papillion-LaVista North High | 402 E Centennial Rd | Papillion | NE | 68046-2078 | Sarpy | NE11974 | Scrapped/Junked | 4476 | 85-8148 | 1982 | ALDRICH | FTVT - Firetube Vertical TB | HWHT - Hot Water Heat | 7/31/2008
Papillion-LaVista North High | 402 E Centennial Rd | Papillion | NE | 68046-2078 | Sarpy | NE11975 | Scrapped/Junked | 4473 | 85-8145 | 1982 | ALDRICH | FTVT - Firetube Vertical TB | HWHT - Hot Water Heat | 7/31/2008
Papillion-LaVista North High | 402 E Centennial Rd | Papillion | NE | 68046-2078 | Sarpy | NE11976 | Scrapped/Junked | 4212 |  | 1985 | RUDD | AHWH - ANSI/Fired Water Htr | HWSD - Hot Water Dom/Potable | 7/31/1999
Papillion-LaVista North High | 402 E Centennial Rd | Papillion | NE | 68046-2078 | Sarpy | NE13399 | Scrapped/Junked | 16909 | 08F-4816 | 2008 | ALDRICH/LES | FTVT - Firetube Vertical TB | GLYC - Glycol Bldg Heat Sys | 7/31/2020
Papillion-LaVista North High | 402 E Centennial Rd | Papillion | NE | 68046-2078 | Sarpy | NE13400 | Active | 16908 | 08F-4815 | 2008 | ALDRICH/LES | FTVT - Firetube Vertical TB | GLYC - Glycol Bldg Heat Sys | 7/31/2026
Papillion-LaVista North High | 402 E Centennial Rd | Papillion | NE | 68046-2078 | Sarpy | NE13401 | Inactive | 16910 | 8F-4817 | 2008 | ALDRICH/LES | FTVT - Firetube Vertical TB | GLYC - Glycol Bldg Heat Sys | 7/31/2021
Papillion-LaVista North High | 402 E Centennial Rd | Papillion | NE | 68046-2078 | Sarpy | NE13402 | Active | 16903 | 8F-4810 | 2008 | ALDRICH/LES | FTVT - Firetube Vertical TB | GLYC - Glycol Bldg Heat Sys | 7/31/2026
Papillion-LaVista North High | 402 E Centennial Rd | Papillion | NE | 68046-2078 | Sarpy | NE16819 | Scrapped/Junked | 6734 | 90-2415 | 1990 | Aldrich | FTVT - Firetube Vertical TB | HWHT - Hot Water Heat | 7/31/2020
Papillion-LaVista North High | 402 E Centennial Rd | Papillion | NE | 68046-2078 | Sarpy | NE16820 | Scrapped/Junked | 6730 | 90-2411 | 1990 | Aldrich | FTVT - Firetube Vertical TB | HWHT - Hot Water Heat | 7/31/2020
Papillion-LaVista North High | 402 E Centennial Rd | Papillion | NE | 68046-2078 | Sarpy | NE16821 | Scrapped/Junked | 6738 | 90-2419 | 1990 | Aldrich | FTVT - Firetube Vertical TB | HWHT - Hot Water Heat | 7/31/2020
Papillion-LaVista North High | 402 E Centennial Rd | Papillion | NE | 68046-2078 | Sarpy | NE16995 | Scrapped/Junked | 5132 |  | 1976 | TELEDYNE LAARS | CPFT - Horiz Cpr Fin Boiler | HWHT - Hot Water Heat | 7/31/2003
Papillion-LaVista North High | 402 E Centennial Rd | Papillion | NE | 68046-2078 | Sarpy | NE16996 | Scrapped/Junked | 25364 |  | 1994 | AO SMITH | CHWH - ASME/Fired Water Heater | HWSD - Hot Water Dom/Potable | 7/31/2000
Papillion-LaVista North High | 402 E Centennial Rd | Papillion | NE | 68046-2078 | Sarpy | NE17564 | Active | 71077 | 71077 | 2008 | Market Forge | COOK - Fired Cooker | STMK - Cooking Steam Kettle | 7/31/2026
Papillion-LaVista North High | 402 E Centennial Rd | Papillion | NE | 68046-2078 | Sarpy | NE17565 | Active | 129570 | 129570 | 2010 | PVI Industries | FTHT - Firetube Horizontal | HWSD - Hot Water Dom/Potable | 7/31/2026
Papillion-LaVista North High | 402 E Centennial Rd | Papillion | NE | 68046-2078 | Sarpy | NE18901 | Scrapped/Junked | 26765 | LC940368444920 | 1994 | AOSM | CHWH - ASME/Fired Water Heater | HWSD - Hot Water Dom/Potable | 7/31/2013
Papillion-LaVista North High | 402 E Centennial Rd | Papillion | NE | 68046-2078 | Sarpy | NE18902 | Inactive |  | 000K761738 | 1975 | CRANE | AHWH - ANSI/Fired Water Htr | HWSD - Hot Water Dom/Potable | 7/31/1996
Papillion-LaVista North High | 402 E Centennial Rd | Papillion | NE | 68046-2078 | Sarpy | NE18903 | Out of Service | 34435 | F90519566 | 1990 | State Industries | CHWH - ASME/Fired Water Heater | HWSD - Hot Water Dom/Potable | 7/31/2017
Papillion-LaVista North High | 402 E Centennial Rd | Papillion | NE | 68046-2078 | Sarpy | NE18940 | Scrapped/Junked | 8299 | 95-E4996 | 1995 | Aldrich | FTVT - Firetube Vertical TB | HWHT - Hot Water Heat | 7/31/2020
Papillion-LaVista North High | 402 E Centennial Rd | Papillion | NE | 68046-2078 | Sarpy | NE18941 | Scrapped/Junked | 8302 | 95-E5001 | 1995 | Aldrich | FTVT - Firetube Vertical TB | HWHT - Hot Water Heat | 7/31/2020
Papillion-LaVista North High | 402 E Centennial Rd | Papillion | NE | 68046-2078 | Sarpy | NE18942 | Scrapped/Junked | 8301 | 95-E5000 | 1995 | Aldrich | FTVT - Firetube Vertical TB | HWHT - Hot Water Heat | 7/31/2020
Papillion-LaVista North High | 402 E Centennial Rd | Papillion | NE | 68046-2078 | Sarpy | NE18943 | Scrapped/Junked | 122767 | 9503122767 | 1995 | Raypak | CPFT - Horiz Cpr Fin Boiler | HWHT - Hot Water Heat | 7/31/2016
Papillion-LaVista North High | 402 E Centennial Rd | Papillion | NE | 68046-2078 | Sarpy | NE20069 | Scrapped/Junked | 51340 | 51340 | 1996 | MKTF | FT - Firetube Boiler | 0021 - Steam Supp Cooker/Kettle | 7/31/2009
Papillion-LaVista North High | 402 E Centennial Rd | Papillion | NE | 68046-2078 | Sarpy | NE20096 | Inactive |  | 0166147 | 1990 | AO SMITH | AHWH - ANSI/Fired Water Htr | HWSD - Hot Water Dom/Potable | 7/31/1999
Papillion-LaVista North High | 402 E Centennial Rd | Papillion | NE | 68046-2078 | Sarpy | NE23085 | Scrapped/Junked | 54124 | 54124 | 2000 | AO SMITH | CHWH - ASME/Fired Water Heater | HWSD - Hot Water Dom/Potable | 7/31/2015
Papillion-LaVista North High | 402 E Centennial Rd | Papillion | NE | 68046-2078 | Sarpy | NE26001 | Active | 210457 | 201457 | 2015 | State Industries | CHWH - ASME/Fired Water Heater | HWSD - Hot Water Dom/Potable | 7/31/2026
Papillion-LaVista North High | 402 E Centennial Rd | Papillion | NE | 68046-2078 | Sarpy | NE28361 | Scrapped/Junked | 97508 | 039997508 | 1999 | Pvi | CHWH - ASME/Fired Water Heater | HWSD - Hot Water Dom/Potable | 7/31/2010
Papillion-LaVista North High | 402 E Centennial Rd | Papillion | NE | 68046-2078 | Sarpy | NE41067 | Active | 10184 | 19-HE087705019 | 2019 | Riello | WT - Water Tube Boiler | HWHT - Hot Water Heat | 7/31/2026
Papillion-LaVista North High | 402 E Centennial Rd | Papillion | NE | 68046-2078 | Sarpy | NE41068 | Active | 10190 | 19-HE087765019 | 2019 | Riello | WT - Water Tube Boiler | HWHT - Hot Water Heat | 7/31/2026
Papillion-LaVista North High | 402 E Centennial Rd | Papillion | NE | 68046-2078 | Sarpy | NE41069 | Active | 10179 | HE0-87655019 | 2019 | Riello | WT - Water Tube Boiler | HWHT - Hot Water Heat | 7/31/2026
Papillion-LaVista North High | 402 E Centennial Rd | Papillion | NE | 68046-2078 | Sarpy | NE41070 | Active | 10203 | 20 -HE087890220 | 2020 | Riello | WT - Water Tube Boiler | HWHT - Hot Water Heat | 7/31/2026
Papillion-LaVista North High | 402 E Centennial Rd | Papillion | NE | 68046-2078 | Sarpy | NE41071 | Active | 10201 | 20-HE087870220 | 2020 | Riello | WT - Water Tube Boiler | HWHT - Hot Water Heat | 7/31/2026
Papillion-LaVista North High | 402 E Centennial Rd | Papillion | NE | 68046-2078 | Sarpy | NE41072 | Active | 10199 | 20-HE087850220 | 2020 | Riello | WT - Water Tube Boiler | HWHT - Hot Water Heat | 7/31/2026
Papillion-LaVista North High | 402 E Centennial Rd | Papillion | NE | 68046-2078 | Sarpy | NE41073 | Active | 7465 | 19-HE060461419 | 2020 | Riello | WT - Water Tube Boiler | HWHT - Hot Water Heat | 7/31/2026
Papillion-LaVista North High | 402 E Centennial Rd | Papillion | NE | 68046-2078 | Sarpy | NE41074 | Active | 7467 | 19-HE060481419 | 2020 | Riello | WT - Water Tube Boiler | HWHT - Hot Water Heat | 7/31/2026
Papillion-LaVista North High | 402 E Centennial Rd | Papillion | NE | 68046-2078 | Sarpy | NE41075 | Active | 7466 | 19-HE060471419 | 2020 | Riello | WT - Water Tube Boiler | HWHT - Hot Water Heat | 7/31/2026
Papillion-LaVista North High | 402 E Centennial Rd | Papillion | NE | 68046-2078 | Sarpy | NE42335 | Active | 518861 | 2102518861 | 2021 | Raypak | FTVT - Firetube Vertical TB | IPHT - Indoor Pool Heater | 7/31/2026
Papillion-LaVista North High | 402 E Centennial Rd | Papillion | NE | 68046-2078 | Sarpy | NE42875 | Active | 20817 | 21F-8725 | 2021 | ALDRICH/LES | FTVT - Firetube Vertical TB | GLYC - Glycol Bldg Heat Sys | 7/31/2026
Michael Foods | 402 N 3rd St | Norfolk | NE | 68701-4127 | Madison | NE03523 | Active | 11254 | 21588 | 1962 | Cleaver Brooks | FTSM - FTS Marine Dry Back | PROC - Process Steam | 3/31/2026
Michael Foods | 402 N 3rd St | Norfolk | NE | 68701-4127 | Madison | NE04219 | Scrapped/Junked | 43800 | 47486 | 1987 | First Thermal | FTSM - FTS Marine Dry Back | PROC - Process Steam | 9/30/2009
Michael Foods | 402 N 3rd St | Norfolk | NE | 68701-4127 | Madison | NE11439 | Active | 32214 | R0276 | 1979 | Kewanee | FT - Firetube Boiler | PROC - Process Steam | 6/30/2026
Michael Foods | 402 N 3rd St | Norfolk | NE | 68701-4127 | Madison | NE21439 | Inactive | 14036 | 14036 | 1998 | Superior Boiler Works | FTWB - FTS Marine Wet Back | 0030 - Portable HPS Boiler | 3/31/2023
City of Lexington | 402 N Grant St | Lexington | NE | 68850-1933 | Dawson | NE15139 | Out of Service | n/a | 211A123408 | 1987 | Peerless | CI - Cast Iron | HWHT - Hot Water Heat | 11/30/2017
BMO | 402 N Main St | Valentine | NE | 69201-1526 | Cherry | NE10146 | Active | 16503 | 07F-4410 | 2007 | Aldrich Co./L.E.S. Inc. | FTVT - Firetube Vertical TB | HWHT - Hot Water Heat | 2/28/2025
COMMUNITY FIRST BANK | 402 N Main St | Valentine | NE | 69201-1526 | CHERRY | NE19381 | Scrapped/Junked |  |  | 1967 | BRYAN STEAM LLC | WT - Water Tube Boiler | HWHT - Hot Water Heat | 8/31/2004
MCCOOK TOWNHOUSE | 402 Norris Ave | McCook | NE | 69001-2035 | RED WILLOW | NE21177 | Exempt 1999 LB-66 |  | 3441 | 1997 | VANGUARD | AHWH - ANSI/Fired Water Htr | HWSD - Hot Water Dom/Potable | 4/30/2000
MCCOOK TOWNHOUSE | 402 Norris Ave | McCook | NE | 69001-2035 | RED WILLOW | NE34250 | Scrapped/Junked |  | 210-155 | 1960 | PEERLESS HEATER COMPANY |  | STHT - Steam-Heat | 4/30/2001
Lumen | 402 W 1st St | McCook | NE | 69001-3604 | Red Willow | NE15123 | Active | 6444 | 89-2061 | 1989 | Aldrich | FTVT - Firetube Vertical TB | HWHT - Hot Water Heat | 11/30/2025
Lumen | 402 W 1st St | McCook | NE | 69001-3604 | Red Willow | NE15124 | Active | 6445 | 89-2062 | 1989 | Aldrich | FTVT - Firetube Vertical TB | HWHT - Hot Water Heat | 11/30/2025
Lumen | 402 W 1st St | McCook | NE | 69001-3604 | Red Willow | NE15125 | Active | 6446 | 89-2063 | 1989 | Aldrich | FTVT - Firetube Vertical TB | HWHT - Hot Water Heat | 11/30/2025
UNL West Central Research | 402 W State Farm Rd | North Platte | NE | 69101-7751 | Lincoln | NE01340 | Out of Service | 36398 |  | 1975 | Cleaver & Brooks |  | PROC - Process Steam | 8/31/2006
UNL West Central Research | 402 W State Farm Rd | North Platte | NE | 69101-7751 | Lincoln | NE11566 | Inactive |  | 211-3769 | 1978 | Peerless | CI - Cast Iron |  | 6/30/2001
UNL West Central Research | 402 W State Farm Rd | North Platte | NE | 69101-7751 | Lincoln | NE11567 | Inactive |  | 211-3765 | 1978 | Peerless | CI - Cast Iron |  | 6/30/2001
UNL West Central Research | 402 W State Farm Rd | North Platte | NE | 69101-7751 | Lincoln | NE11568 | Scrapped/Junked |  | 85978 | 1967 | Ruud-Rheem |  |  | 6/30/2001
UNL West Central Research | 402 W State Farm Rd | North Platte | NE | 69101-7751 | Lincoln | NE11569 | Scrapped/Junked |  |  | 1965 | Amst | CI - Cast Iron |  | 8/31/2006
UNL North Platte | 402 W State Farm Rd | North Platte | NE | 69101-7751 | Lincoln | NE08607 | Active | 11219 | 01E-9034 | 2001 | ALES | FTVT - Firetube Vertical TB | HWHT - Hot Water Heat | 1/31/2027
UNL North Platte | 402 W State Farm Rd | North Platte | NE | 69101-7751 | Lincoln | NE08608 | Active | 11218 | 01E-9033 | 2001 | ALES | FTVT - Firetube Vertical TB | HWHT - Hot Water Heat | 1/31/2027
UNL North Platte | 402 W State Farm Rd | North Platte | NE | 69101-7751 | Lincoln | NE26922 | Active | 9009 | 49009 | 2017 | Chromalox | ELBL - Electric Boiler | PROC - Process Steam | 1/31/2026
Chappell City Pool | 402 Washington Ave | Chappell | NE | 69129 | Deuel | NE09859 | Active | 123361 | C02D03110 | 2002 | WTRP | CPFT - Horiz Cpr Fin Boiler | OPHT - Outdoor Pool Heater | 6/30/2026
CHAPPELL CITY POOL | 402 WASHINGTON AVE | CHAPPELL | NE | 69129 | DEUEL | NE40600 | Scrapped/Junked |  | 46630 | 1994 | AJAX BOILER INC | WT - Water Tube Boiler | OPHT - Outdoor Pool Heater | 6/30/2002
Druid Hill Elementary | 4020 N 30th St | Omaha | NE | 68111-2975 | Douglas | NE09609 | Active | 51544 | 23764 | 2001 | Kewanee | FTFB - Firetube-Firebox Boiler | HWHT - Hot Water Heat | 12/31/2025
Druid Hill Elementary | 4020 N 30th St | Omaha | NE | 68111-2975 | Douglas | NE09610 | Active | 51548 | 23762 | 2001 | Kewanee | FTFB - Firetube-Firebox Boiler | HWHT - Hot Water Heat | 12/31/2025
Regional West Medical Ctr | 4021 Ave B | Scottsbluff | NE | 69361-4602 | Scotts Bluff | NE02112 | Scrapped/Junked | 14381 | L-36994 | 1965 | CLEAVER BROOKS | FTSM - FTS Marine Dry Back | BSUP - Bldg Heat & Process | 10/31/2005
Regional West Medical Ctr | 4021 Ave B | Scottsbluff | NE | 69361-4602 | Scotts Bluff | NE02113 | Scrapped/Junked | 14382 |  | 1965 | CLEAVER BROOKS | FTSM - FTS Marine Dry Back | BSUP - Bldg Heat & Process | 10/31/2005
Regional West Medical Ctr | 4021 Ave B | Scottsbluff | NE | 69361-4602 | Scotts Bluff | NE06590 | Active | 15871 | 15871 | 2005 | superior | FTWB - FTS Marine Wet Back | BSUP - Bldg Heat & Process | 10/31/2026
Regional West Medical Ctr | 4021 Ave B | Scottsbluff | NE | 69361-4602 | Scotts Bluff | NE06591 | Active | 15868 | 15868 | 2005 | superior | FTWB - FTS Marine Wet Back | BSUP - Bldg Heat & Process | 5/31/2026
Regional West Medical Ctr | 4021 Ave B | Scottsbluff | NE | 69361-4602 | Scotts Bluff | NE26184 | Active | 102985 | N4-21319-016 | 2016 | SUSSMAN | ELBL - Electric Boiler | PROC - Process Steam | 10/31/2026
Regional West Medical Ctr | 4021 Ave B | Scottsbluff | NE | 69361-4602 | Scotts Bluff | NE26185 | Active | 102982 | N4-21320-016 | 2016 | SUSSMAN | ELBL - Electric Boiler | PROC - Process Steam | 10/31/2026
Contitech USA | 4021 N 56th St | Lincoln | NE | 68504-1708 | Lancaster | NE03140 | Inactive |  | 32-80 | 1915 | BABCOCK & WILCOX | WT - Water Tube Boiler | PROC - Process Steam | 9/30/1987
Contitech USA | 4021 N 56th St | Lincoln | NE | 68504-1708 | Lancaster | NE04287 | Inactive | 23646 |  | 1972 | B&W | WT - Water Tube Boiler | POWR - Power Generation | 7/31/2006
Contitech USA | 4021 N 56th St | Lincoln | NE | 68504-1708 | Lancaster | NE11822 | Active | 21865 | #3 | 1965 | Babcock & Wilcox | WT - Water Tube Boiler | PROC - Process Steam | 7/31/2026
Contitech USA | 4021 N 56th St | Lincoln | NE | 68504-1708 | Lancaster | NE11833 | Active | 22801 | FM1632 | 1968 | Babcock & Wilcox | WT - Water Tube Boiler | PROC - Process Steam | 7/31/2026
Contitech USA | 4021 N 56th St | Lincoln | NE | 68504-1708 | Lancaster | NE13603 | Active | 10251 | 23564 / #6 | 2008 | Vapor Corp | COBL - Coil Type Boiler | PROC - Process Steam | 7/31/2026
Contitech USA | 4021 N 56th St | Lincoln | NE | 68504-1708 | Lancaster | NE13604 | Active | 10252 | 23565 / #7 | 2008 | Vapor Corp | COBL - Coil Type Boiler | PROC - Process Steam | 7/31/2026
Contitech USA | 4021 N 56th St | Lincoln | NE | 68504-1708 | Lancaster | NE13628 | Out of Service | 93880 | 23587 / #8 | 2008 | Vapor Corp./Hydro Steam | ELBL - Electric Boiler | PROC - Process Steam | 7/31/2016
J J Coin Laundry | 4023 N 30th St | Omaha | NE | 68111-2974 | Douglas | NE06126 | Out of Service | 8101 | C09K0260/8101 | 2004 | HTPI | COBL - Coil Type Boiler | HWSD - Hot Water Dom/Potable | 4/30/2016
J J Coin Laundry | 4023 N 30th St | Omaha | NE | 68111-2974 | Douglas | NE06127 | Inactive | 8107 | C09K0259/8107 | 2004 | HTPI | COBL - Coil Type Boiler | HWSD - Hot Water Dom/Potable | 4/30/2025
J J Coin Laundry | 4023 N 30th St | Omaha | NE | 68111-2974 | Douglas | NE06128 | Out of Service | 9067 | D12K0287/9067 | 2004 | HTPI | COBL - Coil Type Boiler | HWSD - Hot Water Dom/Potable | 4/30/2016
Behlen Mfg Co | 4025 E 23rd St | Columbus | NE | 68601-3448 | Platte | NE09470 | Active | 2829 | N-2829 | 1965 | Kewanee | FTFB - Firetube-Firebox Boiler | HWHT - Hot Water Heat | 11/30/2026
Behlen Mfg Co | 4025 E 23rd St | Columbus | NE | 68601-3448 | Platte | NE09471 | Scrapped/Junked |  | 1284401085 | 1984 | Ruud-Rheem | AHWH - ANSI/Fired Water Htr | HWSD - Hot Water Dom/Potable | 11/30/2008
Behlen Mfg Co | 4025 E 23rd St | Columbus | NE | 68601-3448 | Platte | NE09472 | Scrapped/Junked |  | 0386403440 | 1968 | Ruud-Rheem | WHTB - Waste Heat Boiler | HWDP - Hotwater Heat & Dom Supply | 9/30/2004
Behlen Mfg Co | 4025 E 23rd St | Columbus | NE | 68601-3448 | Platte | NE13879 | Active | 15373 | L-42054 | 1967 | Cleaver & Brooks | FTSM - FTS Marine Dry Back | PROC - Process Steam | 11/30/2026
Behlen Mfg Co | 4025 E 23rd St | Columbus | NE | 68601-3448 | Platte | NE15421 | Active | NA | 0680405820 | 1980 | Ruud-Rheem | CHWH - ASME/Fired Water Heater | HWSD - Hot Water Dom/Potable | 11/30/2026
The Western Sugar Cooperative | 40284 22nd Ave | Mitchell | NE | 69357-3540 | Scotts Bluff | NE02456 | Inactive | 8027 | 34-8756 | 1961 | Cleaver & Brooks | FT - Firetube Boiler | PROC - Process Steam | 6/30/2008
The Western Sugar Cooperative | 40284 22nd Ave | Mitchell | NE | 69357-3540 | Scotts Bluff | NE12326 | Inactive |  | 7031 | 1920 | B&W |  | PROC - Process Steam | 6/30/1996
The Western Sugar Cooperative | 40284 22nd Ave | Mitchell | NE | 69357-3540 | Scotts Bluff | NE12327 | Inactive |  | 7032 | 1920 | B&W |  | PROC - Process Steam | 6/30/1996
The Western Sugar Cooperative | 40284 22nd Ave | Mitchell | NE | 69357-3540 | Scotts Bluff | NE12328 | Inactive |  | 7033 | 1920 | B&W |  | PROC - Process Steam | 6/30/1996
The Western Sugar Cooperative | 40284 22nd Ave | Mitchell | NE | 69357-3540 | Scotts Bluff | NE12329 | Inactive |  | 7034 | 1920 | B&W |  | PROC - Process Steam | 6/30/1996
The Western Sugar Cooperative | 40284 22nd Ave | Mitchell | NE | 69357-3540 | Scotts Bluff | NE12330 | Inactive |  | 7035 | 1920 | B&W |  | PROC - Process Steam | 6/30/1996
The Western Sugar Cooperative | 40284 22nd Ave | Mitchell | NE | 69357-3540 | Scotts Bluff | NE12331 | Inactive |  | 7036 | 1920 | B&W |  | PROC - Process Steam | 6/30/1996
The Western Sugar Cooperative | 40284 22nd Ave | Mitchell | NE | 69357-3540 | Scotts Bluff | NE14802 | Inactive | 111 |  | 1978 | SUPR | FT - Firetube Boiler | PROC - Process Steam | 7/31/1996
The Western Sugar Cooperative | 40284 22nd Ave | Mitchell | NE | 69357-3540 | Scotts Bluff | NE14922 | Inactive |  | 7-16C | 1970 | NATI | CI - Cast Iron |  | 6/30/2003
KUBICEK CLEANERS | 403 E 10th St | Schuyler | NE | 68661-2121 | COLFAX | NE01168 | Inactive | 7900 | 7900 | 1963 | STEAMASTER | FT - Firetube Boiler | PROC - Process Steam | 10/31/2002
Lone Tree Towing and Recovery | 403 E 4th St | Grand Island | NE | 68801-4607 | Hall | NE19126 | Out of Service | n/a | 1502512 | 1982 | Peerless | CI - Cast Iron | HWHT - Hot Water Heat | 12/31/2020
City of Lincoln, Nebraska Haymarket Park | 403 Line Drive Cir | Lincoln | NE | 68508-4010 | Lancaster | NE08397 | Scrapped/Junked | 59218 | LA011006882966 | 2001 | A. O. Smith | FT - Firetube Boiler | HWSD - Hot Water Dom/Potable | 9/30/2021
City of Lincoln, Nebraska Haymarket Park | 403 Line Drive Cir | Lincoln | NE | 68508-4010 | Lancaster | NE08398 | Scrapped/Junked | 59302 | LA011006885966 | 2001 | A. O. Smith | FT - Firetube Boiler | HWSD - Hot Water Dom/Potable | 9/30/2025
Apartment Building | 403 N 40th St | Omaha | NE | 68131-2366 | Douglas | NE16286 | Active | n/a | 0000001309 | 1949 | HYDR | CI - Cast Iron | HWHT - Hot Water Heat | 3/31/2026
Apartment Building | 403 N 40th St | Omaha | NE | 68131-2366 | Douglas | NE17867 | Active | n/a | 0000000385 | 1948 | HYDR | CI - Cast Iron | HWHT - Hot Water Heat | 3/31/2026
Ken Stein | 4030 S Wabash Ave | Hastings | NE | 68901-7755 | Adams | NE01344 | Inactive | n/a | 9861 | 1915 | The New Huber | HOBB - Hobby/Antique Boiler | 0024 - Antique Steam Tractor | 5/31/2021
USA STEAK BUFFET | 404 3rd Ave | Kearney | NE | 68845-7814 | BUFFALO | NE22328 | Scrapped/Junked |  | 0997G00450 | 1997 | RHEEM MANUFACTURING CO | AHWH - ANSI/Fired Water Htr | HWSD - Hot Water Dom/Potable | 4/30/1999
Colorado Biolabs | 404 Avenue M | Cozad | NE | 69130-1078 | Dawson | NE23584 | Active | 63 | 4021 | 2000 | SASK | FTSM - FTS Marine Dry Back | PROC - Process Steam | 6/30/2026
Stuart Public School | 404 E 2nd St | Stuart | NE | 68780-1704 | Holt | NE31987 | Inactive | n/a | G-952 | 1958 | Kewanee | FTFB - Firetube-Firebox Boiler | STHT - Steam-Heat | 1/31/2021
Stuart Public School | 404 E 2nd St | Stuart | NE | 68780-1704 | Holt | NE41169 | Active | NA | 734235-201606 | 2020 | Peerless | CI - Cast Iron | STHT - Steam-Heat | 11/30/2026
Stuart Public School | 404 E 2nd St | Stuart | NE | 68780-1704 | Holt | NE41170 | Active | NA | 788258-202008 | 2020 | Peerless | CI - Cast Iron | STHT - Steam-Heat | 11/30/2026
Stuart Public School | 404 E 2nd St | Stuart | NE | 68780-1704 | Holt | NE41171 | Active | NA | 783421-202003 | 2020 | Peerless | CI - Cast Iron | STHT - Steam-Heat | 11/30/2026
UNL College of Technical AG | 404 E 7th St | Curtis | NE | 69025-2807 | Frontier | NE01326 | Active | 6367 | 0 | 1972 | superior | FTSM - FTS Marine Dry Back | STHT - Steam-Heat | 6/30/2025
UNL College of Technical AG | 404 E 7th St | Curtis | NE | 69025-2807 | Frontier | NE01382 | Inactive | 95402 | N4-6280-277 | 1977 | Chro | ELBL - Electric Boiler | PROC - Process Steam | 8/31/2011
UNL College of Technical AG | 404 E 7th St | Curtis | NE | 69025-2807 | Frontier | NE08051 | Active | 37662 | R5577 | 1983 | Kewanee | FTWB - FTS Marine Wet Back | STHT - Steam-Heat | 8/31/2025
UNL College of Technical AG | 404 E 7th St | Curtis | NE | 69025-2807 | Frontier | NE11563 | Inactive | 13291 |  | 1975 | Ruud-Rheem |  |  | 8/31/2001
UNL College of Technical AG | 404 E 7th St | Curtis | NE | 69025-2807 | Frontier | NE11564 | Inactive | 13346 |  | 1975 | Ruud-Rheem |  |  | 8/31/2000
UNL College of Technical AG | 404 E 7th St | Curtis | NE | 69025-2807 | Frontier | NE19592 | Active | 224221 | B10H00224221 | 2010 | Lochinvar | CPFT - Horiz Cpr Fin Boiler | HWHT - Hot Water Heat | 4/30/2025
UNL College of Technical AG | 404 E 7th St | Curtis | NE | 69025-2807 | Frontier | NE24164 | Active | 30831 | 76389 | 2011 | Burnham | FTFB - Firetube-Firebox Boiler | STHT - Steam-Heat | 8/31/2025
Vacant Bldg. | 404 E 8th St | Firth | NE | 68358-6303 | Lancaster | NE07840 | Scrapped/Junked | 35807 | 0571348 | 1996 | AOSM | CHWH - ASME/Fired Water Heater | HWSD - Hot Water Dom/Potable | 10/31/2013
Wilcox Public School | 404 E Sapp St | Wilcox | NE | 68982-3040 | Kearney | NE00681 | Active | 3426 | 030123293 | 2001 | Rbi | WT - Water Tube Boiler | IPHT - Indoor Pool Heater | 1/31/2026
Wilcox Public School | 404 E Sapp St | Wilcox | NE | 68982-3040 | Kearney | NE09017 | Scrapped/Junked |  | 73-84401 | 1973 | TELEDYNE LAARS | CPFT - Horiz Cpr Fin Boiler | IPHT - Indoor Pool Heater | 8/31/2000
Wilcox Public School | 404 E Sapp St | Wilcox | NE | 68982-3040 | Kearney | NE20421 | Active | 131543 | 9605131543 | 1996 | Raypak | CPFH - Copper Fin Water Heater | HWSD - Hot Water Dom/Potable | 1/31/2026
Wilcox Public School | 404 E Sapp St | Wilcox | NE | 68982-3040 | Kearney | NE20422 | Inactive | 131563 | 9605131563 | 1996 | Raypak | CPFT - Horiz Cpr Fin Boiler | HWHT - Hot Water Heat | 1/31/2018
Wilcox Public School | 404 E Sapp St | Wilcox | NE | 68982-3040 | Kearney | NE20423 | Inactive | 131564 | 9605131564 | 1996 | Raypak | CPFT - Horiz Cpr Fin Boiler | HWHT - Hot Water Heat | 1/31/2018
Wilcox Public School | 404 E Sapp St | Wilcox | NE | 68982-3040 | Kearney | NE20424 | Inactive | 131565 | 9605131565 | 1996 | Raypak | CPFT - Horiz Cpr Fin Boiler | HWHT - Hot Water Heat | 1/31/2018
Mullen High School | 404 N Blaine | Mullen | NE | 69152 | Hooker | NE33208 | Active | n/a | 1BJ3 | 1965 | AMST | CI - Cast Iron | HWHT - Hot Water Heat | 9/30/2026
Mullen High School | 404 N Blaine | Mullen | NE | 69152 | Hooker | NE33282 | Active | n/a | 1BJ3 | 1965 | AMST | CI - Cast Iron | HWHT - Hot Water Heat | 9/30/2026
Christ Community Church-BMIC#425580 | 404 S 108th Ave | Omaha | NE | 68154-2626 | Douglas | NE10868 | Out of Service | 40606 |  | 1987 | Kewanee | FTFB - Firetube-Firebox Boiler | HWHT - Hot Water Heat | 9/2/2021
Christ Community Church-BMIC#425580 | 404 S 108th Ave | Omaha | NE | 68154-2626 | Douglas | NE12552 | Scrapped/Junked | 16837 | 07F | 2007 | Les Inc/Aldrich Co | FTNT - FT Vertical Tubeless | HWSD - Hot Water Dom/Potable | 5/31/2016
Christ Community Church-BMIC#425580 | 404 S 108th Ave | Omaha | NE | 68154-2626 | Douglas | NE18067 | Active | 33572 | R2053 | 1980 | Kewanee | FTFB - Firetube-Firebox Boiler | HWHT - Hot Water Heat | 5/31/2026
Christ Community Church-BMIC#425580 | 404 S 108th Ave | Omaha | NE | 68154-2626 | Douglas | NE18068 | Active | 40606 | 93322 | 1987 | Kewanee | FTFB - Firetube-Firebox Boiler | HWHT - Hot Water Heat | 5/31/2026
Christ Community Church-BMIC#425580 | 404 S 108th Ave | Omaha | NE | 68154-2626 | Douglas | NE20321 | Scrapped/Junked | 7812 | 93-E4036 | 1993 | Aldrich | FTVT - Firetube Vertical TB | HWHT - Hot Water Heat | 5/31/2007
Christ Community Church-BMIC#425580 | 404 S 108th Ave | Omaha | NE | 68154-2626 | Douglas | NE20322 | Exempt 1999 LB-66 |  | M87416260 | 1987 | Stat |  |  | 7/31/1999
Christ Community Church-BMIC#425580 | 404 S 108th Ave | Omaha | NE | 68154-2626 | Douglas | NE20323 | Exempt 1999 LB-66 |  | M87416261 | 1987 | Stat |  |  | 7/31/1999
Christ Community Church-BMIC#425580 | 404 S 108th Ave | Omaha | NE | 68154-2626 | Douglas | NE20324 | Exempt 1999 LB-66 |  | M87416259 | 1987 | Stat |  |  | 7/31/1999
Christ Community Church-BMIC#425580 | 404 S 108th Ave | Omaha | NE | 68154-2626 | Douglas | NE20325 | Out of Service | 25275 | B-88209 | 1987 | State Ind. | AHWH - ANSI/Fired Water Htr | HWSD - Hot Water Dom/Potable | 5/31/2013
Christ Community Church-BMIC#425580 | 404 S 108th Ave | Omaha | NE | 68154-2626 | Douglas | NE26362 | Active | 72705 | G15-2419 | 2015 | Aerco | FTNT - FT Vertical Tubeless | HWHT - Hot Water Heat | 5/31/2026
Elkhorn Valley Bank & Trust | 404 S 25th St | Norfolk | NE | 68701-4413 | Madison | NE41039 | Active | 480084 | D1.19.38.00201 | 2019 | Lochinvar | WTSS - Watertube SS Steel | HWHT - Hot Water Heat | 6/30/2026
Elkhorn Valley Bank & Trust | 404 S 25th St | Norfolk | NE | 68701-4413 | Madison | NE41040 | Active | 480083 | D1.19.38.00200 | 2019 | Lochinvar | WTSS - Watertube SS Steel | HWHT - Hot Water Heat | 6/30/2026
Holy Trinity School | 404 S Broadway Ave | Hartington | NE | 68739-4613 | Cedar | NE13934 | Scrapped/Junked | 126868 | 126868 | 2008 | AO SMITH | CHWH - ASME/Fired Water Heater | HWSD - Hot Water Dom/Potable | 1/31/2012
Holy Trinity School | 404 S Broadway Ave | Hartington | NE | 68739-4613 | Cedar | NE18506 | Scrapped/Junked |  | LH93002171 | 1993 | AO SMITH | CHWH - ASME/Fired Water Heater | HWSD - Hot Water Dom/Potable | 7/31/2008
Holy Trinity School | 404 S Broadway Ave | Hartington | NE | 68739-4613 | Cedar | NE23042 | Active | 10239 | 99E-7785 | 1999 | Aldrich | FTFB - Firetube-Firebox Boiler | STHT - Steam-Heat | 1/31/2026
Holy Trinity School | 404 S Broadway Ave | Hartington | NE | 68739-4613 | Cedar | NE23043 | Active | 10241 | 99E-7787 | 1999 | Aldrich | FTFB - Firetube-Firebox Boiler | STHT - Steam-Heat | 1/31/2026
McCook Public Schools Building | 404 W 7th St | McCook | NE | 69001-3557 | Red Willow | NE30130 | Scrapped/Junked | N/A | G-608 | 1965 | AMST | CI - Cast Iron | STHT - Steam-Heat | 11/30/2024
McCook Public Schools Building | 404 W 7th St | McCook | NE | 69001-3557 | Red Willow | NE43106 | Active | N/A | 960802R-202411 | 2023 | Peerless | CI - Cast Iron | STHT - Steam-Heat | 10/31/2026
WALKER POST MANOR | 404 W Derby St | Oxford | NE | 68967-2702 | FURNAS | NE21126 | Inactive |  | 3310 | 1997 | RUUD | AHWH - ANSI/Fired Water Htr | HWSD - Hot Water Dom/Potable | 5/31/2000
WALKER POST MANOR | 404 W Derby St | Oxford | NE | 68967-2702 | FURNAS | NE34249 | Scrapped/Junked |  | M2683 | 1964 | KEWANEE | FT - Firetube Boiler | STHT - Steam-Heat | 5/31/2000
Riverside Lodge | 404 Woodland Dr | Grand Island | NE | 68801-8906 | Hall | NE06695 | Inactive | 2420 | 0509062557 | 2005 | RAYPAK INC, CALIFORNIA | CPFH - Copper Fin Water Heater | HWHT - Hot Water Heat | 1/1/1900
Riverside Lodge | 404 Woodland Dr | Grand Island | NE | 68801-8906 | Hall | NE06836 | Scrapped/Junked | 24279 | 0606242729 | 2006 | Raypak | CPFH - Copper Fin Water Heater | HWHT - Hot Water Heat | 11/30/2014
Riverside Lodge | 404 Woodland Dr | Grand Island | NE | 68801-8906 | Hall | NE07565 | Scrapped/Junked |  | 200606-002278 | 2006 | NORI | COWH - Coil Type Water Heater | HWSD - Hot Water Dom/Potable | 11/30/2007
Riverside Lodge | 404 Woodland Dr | Grand Island | NE | 68801-8906 | Hall | NE10149 | Scrapped/Junked | 1940 | ELR00744 | 2007 | Noritz | CPFH - Copper Fin Water Heater | HWSD - Hot Water Dom/Potable | 11/30/2022
Riverside Lodge | 404 Woodland Dr | Grand Island | NE | 68801-8906 | Hall | NE10150 | Scrapped/Junked | 1936 | ELR00740 | 2007 | Noritz | CPFH - Copper Fin Water Heater | HWSD - Hot Water Dom/Potable | 11/30/2022
Riverside Lodge | 404 Woodland Dr | Grand Island | NE | 68801-8906 | Hall | NE18145 | Scrapped/Junked |  | 0000000930 | 1994 | AO SMITH | AHWH - ANSI/Fired Water Htr | HWSD - Hot Water Dom/Potable | 9/30/1999
Riverside Lodge | 404 Woodland Dr | Grand Island | NE | 68801-8906 | Hall | NE18146 | Exempt 1999 LB-66 |  |  | 1994 | AO SMITH | AHWH - ANSI/Fired Water Htr | HWSD - Hot Water Dom/Potable | 9/30/1999
Riverside Lodge | 404 Woodland Dr | Grand Island | NE | 68801-8906 | Hall | NE18147 | Scrapped/Junked |  |  | 1994 | RHEEM MANUFACTURING CO | AHWH - ANSI/Fired Water Htr | HWSD - Hot Water Dom/Potable | 9/30/1999
Riverside Lodge | 404 Woodland Dr | Grand Island | NE | 68801-8906 | Hall | NE20633 | Scrapped/Junked | 71005 |  | 1996 | RHEEM MANUFACTURING CO | CHWH - ASME/Fired Water Heater | HWSD - Hot Water Dom/Potable | 9/30/2001
Riverside Lodge | 404 Woodland Dr | Grand Island | NE | 68801-8906 | Hall | NE20634 | Exempt 1999 LB-66 |  | 1128 | 1997 | RHEEM MANUFACTURING CO | AHWH - ANSI/Fired Water Htr | HWSD - Hot Water Dom/Potable | 9/30/1999
Riverside Lodge | 404 Woodland Dr | Grand Island | NE | 68801-8906 | Hall | NE20635 | Exempt 1999 LB-66 |  | 4178 | 1997 | RHEEM MANUFACTURING CO | AHWH - ANSI/Fired Water Htr | HWSD - Hot Water Dom/Potable | 9/30/1999
Riverside Lodge | 404 Woodland Dr | Grand Island | NE | 68801-8906 | Hall | NE25285 | Active | 318923 | G14-318923 | 2014 | Laars | WTSS - Watertube SS Steel | HWHT - Hot Water Heat | 11/30/2025
Riverside Lodge | 404 Woodland Dr | Grand Island | NE | 68801-8906 | Hall | NE25357 | Scrapped/Junked | 316483 | 65474195 | 2014 | Burnham | CPFH - Copper Fin Water Heater | HWHT - Hot Water Heat | 11/30/2015
Riverside Lodge | 404 Woodland Dr | Grand Island | NE | 68801-8906 | Hall | NE26154 | Active | 318956 | G15318956 | 2014 | Laars | WTSS - Watertube SS Steel | HWHT - Hot Water Heat | 11/30/2025
Riverside Lodge | 404 Woodland Dr | Grand Island | NE | 68801-8906 | Hall | NE37256 | Scrapped/Junked | 63486 | 1287107986 | 1987 | RAYPAK INC, CALIFORNIA | CPFT - Horiz Cpr Fin Boiler | HWHT - Hot Water Heat | 11/30/2005
Riverside Lodge | 404 Woodland Dr | Grand Island | NE | 68801-8906 | Hall | NE40845 | Exempt 1999 LB-66 |  | SA0825181 | 1998 | BRADFORD-WHITE | AHWH - ANSI/Fired Water Htr | HWSD - Hot Water Dom/Potable | 1/1/1900
Riverside Lodge | 404 Woodland Dr | Grand Island | NE | 68801-8906 | Hall | NE40846 | Exempt 1999 LB-66 |  | SE0834767 | 1998 | BRADFORD-WHITE | AHWH - ANSI/Fired Water Htr | HWSD - Hot Water Dom/Potable | 1/1/1900
Riverside Lodge | 404 Woodland Dr | Grand Island | NE | 68801-8906 | Hall | NE40847 | Active | 104541 | 64056699 | 1998 | Burnham | CI - Cast Iron | HWHT - Hot Water Heat | 11/30/2025
Riverside Lodge | 404 Woodland Dr | Grand Island | NE | 68801-8906 | Hall | NE40848 | Scrapped/Junked | 47556 | TC4930594 | 1998 | BRADFORD-WHITE | CHWH - ASME/Fired Water Heater | HWSD - Hot Water Dom/Potable | 11/30/2005
Riverside Lodge | 404 Woodland Dr | Grand Island | NE | 68801-8906 | Hall | NE40849 | Exempt 1999 LB-66 |  |  | 1998 | BRADFORD-WHITE | AHWH - ANSI/Fired Water Htr | HWSD - Hot Water Dom/Potable | 1/1/1900
UNL Vet Diagnostic Center | 4040 East Campus Loop | Lincoln | NE | 68583 | Lancaster | NE27021 | Active | 56949 | 95845 | 2016 | Lattner Boiler Co | ELBL - Electric Boiler | STHT - Steam-Heat | 4/30/2026
GOLDEN PALACE | 4040 N 132nd St | Omaha | NE | 68164-1838 | Douglas | NE21880 | Exempt 1999 LB-66 |  | MH95-0453899930 | 1995 | AO SMITH | AHWH - ANSI/Fired Water Htr | HWSD - Hot Water Dom/Potable | 2/29/2000
Franklin County Building | 405 15th Ave | Franklin | NE | 68939-1330 | Franklin | NE23546 | Out of Service | N/A | 211-13770-1098 | 1999 | Peerless | CI - Cast Iron | STHT - Steam-Heat | 2/28/2017
CITY LIBRARY | 405 AVE A | PLATTSMOUTH | NE | 68048-1946 | CASS | NE04327 | Inactive |  | 3B21X | 1966 | KEWANEE | FT - Firetube Boiler | STHT - Steam-Heat | 10/31/2000
Orchard Municpal Pool | 405 E 6th | Orchard | NE | 68764 | Antelope | NE14143 | Active | 295326 | 0904295326 | 2009 | RAYPAK INC, CALIFORNIA | CPFT - Horiz Cpr Fin Boiler | OPHT - Outdoor Pool Heater | 6/30/2025
Madison CSD Elementary | 405 E 8th St | Madison | NE | 68748-6319 | Madison | NE00700 | Scrapped/Junked | 10931 | 00E8685 | 2000 | ALDR | FTFB - Firetube-Firebox Boiler | HWHT - Hot Water Heat | 8/31/2008
Madison CSD Elementary | 405 E 8th St | Madison | NE | 68748-6319 | Madison | NE18788 | Active | 17028 | 08F-4935 | 2008 | Aldrich | FTVT - Firetube Vertical TB | HWHT - Hot Water Heat | 8/31/2026
Madison CSD Elementary | 405 E 8th St | Madison | NE | 68748-6319 | Madison | NE18789 | Active | 17024 | 08F-4931 | 2008 | Aldrich | FTVT - Firetube Vertical TB | GLYC - Glycol Bldg Heat Sys | 8/31/2026
Madison CSD Elementary | 405 E 8th St | Madison | NE | 68748-6319 | Madison | NE31272 | Scrapped/Junked | 37843 |  | 1984 | KEWA | FTFB - Firetube-Firebox Boiler | HWHT - Hot Water Heat | 8/31/2008
Madison CSD Elementary | 405 E 8th St | Madison | NE | 68748-6319 | Madison | NE33263 | Scrapped/Junked |  | K7145 | 1958 | KEWANEE | FTFB - Firetube-Firebox Boiler | HWHT - Hot Water Heat | 8/31/2000
Beatrice Youth Center | 405 N 5th St | Beatrice | NE | 68310-2902 | Gage | NE08864 | Exempt | N/A | S0036139 | 2000 | Slant Fin | CI - Cast Iron | HWHT - Hot Water Heat | 9/30/2014
Beatrice Youth Center | 405 N 5th St | Beatrice | NE | 68310-2902 | Gage | NE15546 | Scrapped/Junked |  | 24401 | 1990 | PEERLESS HEATER COMPANY |  | HWHT - Hot Water Heat | 11/30/2002
Arnold School District | 405 N Haskell St | Arnold | NE | 69120-6828 | Lincoln | NE17570 | Active | 17544 | F5451 | 2009 | Aldrich | FTHT - Firetube Horizontal | STHT - Steam-Heat | 3/31/2025
Arnold School District | 405 N Haskell St | Arnold | NE | 69120-6828 | Lincoln | NE17571 | Active | 17543 | F5450 | 2009 | Aldrich | FTHT - Firetube Horizontal | STHT - Steam-Heat | 3/31/2025
Arnold School District | 405 N Haskell St | Arnold | NE | 69120-6828 | Lincoln | NE20229 | Exempt 1999 LB-66 |  | 000000000004983 | 1994 | AO SMITH | AHWH - ANSI/Fired Water Htr | HWSD - Hot Water Dom/Potable | 7/31/2000
Arnold School District | 405 N Haskell St | Arnold | NE | 69120-6828 | Lincoln | NE27084 | Active | 19860 | 17F-7768 | 2017 | Aldrich | FT - Firetube Boiler | HWHT - Hot Water Heat | 3/31/2026
Arnold School District | 405 N Haskell St | Arnold | NE | 69120-6828 | Lincoln | NE33835 | Scrapped/Junked |  | L8391 | 1961 | Kewannee | FT - Firetube Boiler | STHT - Steam-Heat | 3/31/2010
Arnold School District | 405 N Haskell St | Arnold | NE | 69120-6828 | Lincoln | NE33912 | Scrapped/Junked | NA | 72626 | 1968 | Peerless | CI - Cast Iron | HWHT - Hot Water Heat | 3/31/2017
Arnold School District | 405 N Haskell St | Arnold | NE | 69120-6828 | Lincoln | NE33985 | Active | A-709-SOB | 2852 | 1965 | American Standard | CI - Cast Iron | STHT - Steam-Heat | 3/31/2025
ZACH'S CAR WASH | 405 N Main St | Wilber | NE | 68465-3117 | SALINE | NE19676 | Exempt | 27125 | 940-C95-27125 | 1995 | AO SMITH | COBL - Coil Type Boiler | HWSP - Hot Water Non Potable Supply | 1/31/2002
CenturyLink | 405 N Vine St | North Platte | NE | 69101-3953 | Lincoln | NE14361 | Out of Service | 5929 | 881391 | 1988 | Aldrich | FTVT - Firetube Vertical TB | HWHT - Hot Water Heat | 11/30/2014
CenturyLink | 405 N Vine St | North Platte | NE | 69101-3953 | Lincoln | NE14362 | Out of Service | 5928 | 881390 | 1988 | Aldrich | FTVT - Firetube Vertical TB | HWHT - Hot Water Heat | 11/30/2014
CenturyLink | 405 N Vine St | North Platte | NE | 69101-3953 | Lincoln | NE14363 | Out of Service | 5930 | 881392 | 1988 | Aldrich | FTVT - Firetube Vertical TB | HWHT - Hot Water Heat | 11/30/2014
CenturyLink | 405 N Vine St | North Platte | NE | 69101-3953 | Lincoln | NE14364 | Out of Service | 5927 | 881389 | 1988 | Aldrich | FTVT - Firetube Vertical TB | HWHT - Hot Water Heat | 11/30/2014
Ashley Park Apartments | 405 S 24th Ave | Omaha | NE | 68131-3639 | Douglas | NE25982 | Scrapped/Junked | n/a | 63494-1191 | 1907 | Peerless | CI - Cast Iron | STHT - Steam-Heat | 3/31/2020
Ashley Park Apartments | 405 S 24th Ave | Omaha | NE | 68131-3639 | Douglas | NE28068 | Active | n/a | 721975-201507 | 2019 | Peerless | CI - Cast Iron | STHT - Steam-Heat | 3/31/2023
VILLA VINEE APARTMENTS | 405 S 78th St | Omaha | NE | 68114-4586 | Douglas | NE22996 | Exempt 1999 LB-66 |  | MF89-0037370880 | 1989 | AO SMITH | AHWH - ANSI/Fired Water Htr | HWSD - Hot Water Dom/Potable | 4/30/2000
Humphrey Public School | 405 S 7th St | Humphrey | NE | 68642-4246 | Platte | NE08816 | Scrapped/Junked | 175988 | 0010175988 | 2000 | Raypak | CHWH - ASME/Fired Water Heater | HWSD - Hot Water Dom/Potable | 2/28/2026
Humphrey Public School | 405 S 7th St | Humphrey | NE | 68642-4246 | Platte | NE08817 | Scrapped/Junked | 175987 | 0010175987 | 2000 | Raypak | CHWH - ASME/Fired Water Heater | HWSD - Hot Water Dom/Potable | 2/28/2026
Humphrey Public School | 405 S 7th St | Humphrey | NE | 68642-4246 | Platte | NE08818 | Active | 4435 | 701-PY | 2000 | Fulton | FTUT - Firetube U-Tube Vert | HWHT - Hot Water Heat | 2/28/2026
Humphrey Public School | 405 S 7th St | Humphrey | NE | 68642-4246 | Platte | NE08819 | Active | 4429 | 700-PY | 2000 | Fulton | FTUT - Firetube U-Tube Vert | HWHT - Hot Water Heat | 2/28/2026
Humphrey Public School | 405 S 7th St | Humphrey | NE | 68642-4246 | Platte | NE08820 | Active | 4425 | 699-PY | 2000 | Fulton | FTUT - Firetube U-Tube Vert | HWHT - Hot Water Heat | 2/28/2026
Humphrey Public School | 405 S 7th St | Humphrey | NE | 68642-4246 | Platte | NE20114 | Inactive |  | 0000000RF78-200 | 1982 | RUUD | AHWH - ANSI/Fired Water Htr | HWSD - Hot Water Dom/Potable | 7/31/1999
Humphrey Public School | 405 S 7th St | Humphrey | NE | 68642-4246 | Platte | NE32704 | Inactive |  | 1B | 1938 | KEWANEE | FTFB - Firetube-Firebox Boiler | STHT - Steam-Heat | 7/31/2000
Humphrey Public School | 405 S 7th St | Humphrey | NE | 68642-4246 | Platte | NE43464 | Active | 160268 | F029432 | 2025 | PVI Industries | CHWH - ASME/Fired Water Heater | HWSD - Hot Water Dom/Potable | 2/28/2025
Humphrey Public School | 405 S 7th St | Humphrey | NE | 68642-4246 | Platte | NE43465 | Active | 160321 | F029435 | 2025 | PVI Industries | CHWH - ASME/Fired Water Heater | HWSD - Hot Water Dom/Potable | 2/28/2025
Kappa Delta | 405 University Ter | Lincoln | NE | 68508-1674 | Lancaster | NE01481 | Scrapped/Junked | 28782 | 942-E97-38782 | 1997 | A. O. Smith | COBL - Coil Type Boiler | HWSD - Hot Water Dom/Potable | 3/31/2018
Kappa Delta | 405 University Ter | Lincoln | NE | 68508-1674 | Lancaster | NE01482 | Out of Service | N/A | 1187 | 2000 | Hydro-Therm | CI - Cast Iron | HWHT - Hot Water Heat | 3/31/2018
Kappa Delta | 405 University Ter | Lincoln | NE | 68508-1674 | Lancaster | NE21345 | Out of Service | N/A | o/n 1 | 1972 | American Standard | CI - Cast Iron | HWHT - Hot Water Heat | 3/31/2013
AKRS | 4050 W Stolley Park Rd | Grand Island | NE | 68803-5505 | Hall | NE23790 | Scrapped/Junked | 207042 | 65311972 | 2011 | Gianonni/Burnham | WTSS - Watertube SS Steel | HWHT - Hot Water Heat | 2/28/2025
AKRS | 4050 W Stolley Park Rd | Grand Island | NE | 68803-5505 | Hall | NE23791 | Active | 212970 | 65311974 | 2012 | Gianonni/Burnham | WTSS - Watertube SS Steel | HWHT - Hot Water Heat | 2/28/2026
CHI Health Clinic Yankee Hill | 4055 Yankee Hill Rd | Lincoln | NE | 68516-7779 | Lancaster | NE41831 | Scrapped/Junked | 281767 | 21.PGT500.432.0204 | 2021 | Lochinvar | FTVT - Firetube Vertical TB | HWHT - Hot Water Heat | 8/31/2023
CHI Health Clinic Yankee Hill | 4055 Yankee Hill Rd | Lincoln | NE | 68516-7779 | Lancaster | NE41832 | Active | 405034 | 23.PGT550.432.0009 | 2023 | Lochinvar | FTVT - Firetube Vertical TB | HWHT - Hot Water Heat | 8/31/2026
CHI Health Clinic Yankee Hill | 4055 Yankee Hill Rd | Lincoln | NE | 68516-7779 | Lancaster | NE42121 | Active | 296654 | 21.PGT550.432.0629 | 2021 | Lochinvar | FTVT - Firetube Vertical TB | HWHT - Hot Water Heat | 8/31/2026
Iglesia Pentecostes Seguidores De Cristo | 406 E 3rd St | Fremont | NE | 68025-5012 | Dodge | NE30560 | Active | n/a | 61-50139-0689 | 1989 | Peerless | CI - Cast Iron | STHT - Steam-Heat | 11/30/2026
St Luke's Catholic School | 406 E 3rd St | Ogallala | NE | 69153-2637 | Keith | NE07364 | Active | n/a | 64934804 | 2006 | Burnham | CI - Cast Iron | STHT - Steam-Heat | 12/31/2026
St Luke's Catholic School | 406 E 3rd St | Ogallala | NE | 69153-2637 | Keith | NE07365 | Active | n/a | 64934808 | 2006 | Burnham | CI - Cast Iron | STHT - Steam-Heat | 12/31/2026
St Luke's Catholic School | 406 E 3rd St | Ogallala | NE | 69153-2637 | Keith | NE37506 | Scrapped/Junked | n/a | 2119262098 | 1984 | Peerless | CI - Cast Iron | STHT - Steam-Heat | 12/31/2015
Raymond Central Elementary School | 406 E 3rd St | Valparaiso | NE | 68065-5454 | Saunders | NE00068 | Active | 96572 | 799-0688 | 1999 | Teledyne Laars | CPFT - Horiz Cpr Fin Boiler | HWHT - Hot Water Heat | 7/31/2026
Golden Hotel | 406 E Douglas St | O'Neill | NE | 68763-1852 | Holt | NE21590 | Inactive | n/a | 211-122251096 | 1996 | Peerless | CI - Cast Iron | STHT - Steam-Heat | 5/31/2014
Golden Hotel | 406 E Douglas St | O'Neill | NE | 68763-1852 | Holt | NE35132 | Active | n/a | 211-1025 | 1967 | Peerless | CI - Cast Iron | STHT - Steam-Heat | 5/31/2026
*GOLDEN HOTEL | 406 E Douglas St | O'neill | NE | 68763-1852 |  | NE35133 | Inactive |  |  | 1954 | WEIL MCLAIN |  | STHT - Steam-Heat | 8/31/1997
Jefferson Elementary Schl | 406 N Cottonwood St | Norfolk | NE | 68701-4210 | Madison | NE16133 | Scrapped/Junked | n/a | 211A50821189 | 1989 | Peerless | CI - Cast Iron | STHT - Steam-Heat | 1/31/2021
Qwest Communications | 406 W Madison Ave | Norfolk | NE | 68701-5230 | Madison | NE11475 | Scrapped/Junked |  | 1B-J1 | 1969 | AMST | CI - Cast Iron | STHT - Steam-Heat | 4/30/2010
West Holt Memorial Hospital | 406 W Neely St | Atkinson | NE | 68713-4801 | Holt | NE22593 | Active | 6496 | 34973 | 2009 | Chromalox | ELBL - Electric Boiler | STER - Sterilizer | 10/31/2026
West Holt Memorial Hospital | 406 W Neely St | Atkinson | NE | 68713-4801 | Holt | NE30645 | Scrapped/Junked |  | 15263 | 1976 | ELEC | ELBL - Electric Boiler | 0020 - Supp to Sterlizer/Autoclave | 8/31/2009
West Holt Memorial Hospital | 406 W Neely St | Atkinson | NE | 68713-4801 | Holt | NE37295 | Out of Service | 27720 | P5397 | 1976 | Kewannee | FT - Firetube Boiler | STHT - Steam-Heat | 10/31/2023
West Holt Memorial Hospital | 406 W Neely St | Atkinson | NE | 68713-4801 | Holt | NE37296 | Scrapped/Junked | 27713 | P5400 | 1976 | Kewannee | FTFB - Firetube-Firebox Boiler | STHT - Steam-Heat | 10/31/2023
West Holt Memorial Hospital | 406 W Neely St | Atkinson | NE | 68713-4801 | Holt | NE43178 | Active | 62909 | 103521 | 2023 | Bryan | WT - Water Tube Boiler | STHT - Steam-Heat | 10/31/2026
West Holt Memorial Hospital | 406 W Neely St | Atkinson | NE | 68713-4801 | Holt | NE43179 | Active | 498936 | 23408936 | 2023 | Lochinvar | WTSS - Watertube SS Steel | HWHT - Hot Water Heat | 10/31/2026
West Holt Memorial Hospital | 406 W Neely St | Atkinson | NE | 68713-4801 | Holt | NE43180 | Active | 409279 | 23409279 | 2023 | Lochinvar | WTSS - Watertube SS Steel | HWHT - Hot Water Heat | 10/31/2026
First United Methodist Church | 406 W Phillip Ave | Norfolk | NE | 68701-5250 | Madison | NE10161 | Out of Service | N/A | 549023-200606 | 2006 | Peerless | CI - Cast Iron | STHT - Steam-Heat | 10/31/2012
First United Methodist Church | 406 W Phillip Ave | Norfolk | NE | 68701-5250 | Madison | NE23056 | Active | n/a | 211-13993-0399 | 1999 | Peerless | HCFT - Helical FT-Boiler | HWHT - Hot Water Heat | 10/31/2025
First United Methodist Church | 406 W Phillip Ave | Norfolk | NE | 68701-5250 | Madison | NE30643 | Scrapped/Junked |  | 3RB-1X | 1955 | KEWANEE | FT - Firetube Boiler | HWHT - Hot Water Heat | 10/31/2000
First United Methodist Church | 406 W Phillip Ave | Norfolk | NE | 68701-5250 | Madison | NE30644 | Scrapped/Junked |  | 2188-0786 | 1983 | PEERLESS HEATER COMPANY |  | STHT - Steam-Heat | 10/31/2006
New Life Presbyterian Church | 4060 Pratt St | Omaha | NE | 68111-2657 | Douglas | NE08569 | Active | n/a | 64305502 | 2000 | Burnham | CI - Cast Iron | HWHT - Hot Water Heat | 4/30/2024
New Life Presbyterian Church | 4060 Pratt St | Omaha | NE | 68111-2657 | Douglas | NE21602 | Active | n/a | 61-789090395 | 1995 | Peerless | CI - Cast Iron | HWHT - Hot Water Heat | 4/30/2024
New Life Presbyterian Church | 4060 Pratt St | Omaha | NE | 68111-2657 | Douglas | NE25643 | Scrapped/Junked |  |  | 1950 | PACIFIC | FTFB - Firetube-Firebox Boiler | HWHT - Hot Water Heat | 5/31/2001
USDA/Forest Service Bessey Nursery | 40637 River Loop | Halsey | NE | 69142 | Thomas | NE24668 | Active | 61449 | 61449 | 2013 | Parker Ind | WT - Water Tube Boiler | PROC - Process Steam | 2/28/2026
Jefferson Elementary | 4065 Vinton St | Omaha | NE | 68105-3842 | Douglas | NE05455 | Exempt 1999 LB-66 | 28043 |  | 1976 | AO SMITH | AHWH - ANSI/Fired Water Htr | HWSD - Hot Water Dom/Potable | 6/30/2000
Jefferson Elementary | 4065 Vinton St | Omaha | NE | 68105-3842 | Douglas | NE07345 | Active | 15568 | 06F-3475 | 2006 | ALES | FTVT - Firetube Vertical TB | HWHT - Hot Water Heat | 12/31/2026
Jefferson Elementary | 4065 Vinton St | Omaha | NE | 68105-3842 | Douglas | NE30998 | Scrapped/Junked | 36894 |  | 1983 | KEWANEE | FTFB - Firetube-Firebox Boiler | STHT - Steam-Heat | 12/31/2006
Jefferson Elementary | 4065 Vinton St | Omaha | NE | 68105-3842 | Douglas | NE30999 | Scrapped/Junked | 37054 |  | 1983 | Kewannee | FTFB - Firetube-Firebox Boiler | STHT - Steam-Heat | 12/31/2006
Wyo-Braska Alfalfa Mill | 40650 Sunflower Rd | Mitchell | NE | 69357-9802 | Scotts Bluff | NE43890 | Active | 1350 | LPE132.5-15-8M | 2003 | Hurst | FT - Firetube Boiler | PROW - Process Hot Water | 1/31/2026
Thedford Elementary | 407 Court | Thedford | NE |  | Thomas | NE31652 | Scrapped/Junked | n/a | W2011 | 1950 | AMRA | CI - Cast Iron | HWHT - Hot Water Heat | 1/31/2020
Sarah Ann Hester Nursing Home | 407 Dakota St | Benkelman | NE | 69021-2124 | Dundy | NE00224 | Scrapped/Junked | 54589 | n/a | 2000 | AO SMITH | CHWH - ASME/Fired Water Heater | HWSD - Hot Water Dom/Potable | 3/31/2016
Sarah Ann Hester Nursing Home | 407 Dakota St | Benkelman | NE | 69021-2124 | Dundy | NE10580 | Scrapped/Junked | 94630 | 94630 | 2002 | RHEEM | CHWH - ASME/Fired Water Heater | HWSD - Hot Water Dom/Potable | 3/31/2013
Sarah Ann Hester Nursing Home | 407 Dakota St | Benkelman | NE | 69021-2124 | Dundy | NE24110 | Scrapped/Junked | 153626 | 153626 | 2010 | AO SMITH | CHWH - ASME/Fired Water Heater | HWSD - Hot Water Dom/Potable | 3/31/2023
Sarah Ann Hester Nursing Home | 407 Dakota St | Benkelman | NE | 69021-2124 | Dundy | NE24299 | Scrapped/Junked | 51976 | n/a | 1999 | AO SMITH | CHWH - ASME/Fired Water Heater | HWSD - Hot Water Dom/Potable | 3/31/2012
Sarah Ann Hester Nursing Home | 407 Dakota St | Benkelman | NE | 69021-2124 | Dundy | NE24662 | Active | 151726 | 1041M000728 | 2010 | AO SMITH | CHWH - ASME/Fired Water Heater | HWSD - Hot Water Dom/Potable | 3/31/2027
Sarah Ann Hester Nursing Home | 407 Dakota St | Benkelman | NE | 69021-2124 | Dundy | NE26210 | Active | 201336 | 1506M001701 | 2015 | AO SMITH | CHWH - ASME/Fired Water Heater | HWSD - Hot Water Dom/Potable | 3/31/2027
Sarah Ann Hester Nursing Home | 407 Dakota St | Benkelman | NE | 69021-2124 | Dundy | NE35190 | Scrapped/Junked |  |  | 1985 | AOSM | CHWH - ASME/Fired Water Heater | HWSD - Hot Water Dom/Potable | 3/31/2010
Sarah Ann Hester Nursing Home | 407 Dakota St | Benkelman | NE | 69021-2124 | Dundy | NE41686 | Active | 303583 | 303583 | 2023 | AO SMITH | CHWH - ASME/Fired Water Heater | HWSD - Hot Water Dom/Potable | 3/31/2027
SARAH ANN HESTER MEMORIAL | 407 DAKOTA ST | BENKELMAN | NE | 69021 | DUNDY | NE16411 | Scrapped/Junked |  | 4863 | 1990 | RHEEM MANUFACTURING CO | AHWH - ANSI/Fired Water Htr | HWSD - Hot Water Dom/Potable | 6/30/1999
SARAH ANN HESTER MEMORIAL | 407 DAKOTA ST | BENKELMAN | NE | 69021 | DUNDY | NE18045 | Scrapped/Junked |  | 0000023677 | 1993 | AO SMITH | AHWH - ANSI/Fired Water Htr | HWSD - Hot Water Dom/Potable | 6/30/2000
SARAH ANN HESTER MEMORIAL | 407 DAKOTA ST | BENKELMAN | NE | 69021 | DUNDY | NE18468 | Scrapped/Junked | 45045 | 4281 | 1993 | STATE INDUSTRIES | CHWH - ASME/Fired Water Heater | HWSD - Hot Water Dom/Potable | 3/31/2003
SARAH ANN HESTER MEMORIAL | 407 DAKOTA ST | BENKELMAN | NE | 69021 | DUNDY | NE20213 | Exempt 1999 LB-66 |  | 000000000008462 | 1995 | AO SMITH | AHWH - ANSI/Fired Water Htr | HWSD - Hot Water Dom/Potable | 6/30/2000
SARAH ANN HESTER MEMORIAL | 407 DAKOTA ST | BENKELMAN | NE | 69021 | DUNDY | NE24281 | Inactive |  | KL0730858 | 1998 | Unknown | FT - Firetube Boiler | HWSP - Hot Water Non Potable Supply | 12/6/2000
SARAH ANN HESTER MEMORIAL | 407 DAKOTA ST | BENKELMAN | NE | 69021 | DUNDY | NE35187 | Inactive |  | 1 | 1955 | IRON FIREMAN | FT - Firetube Boiler | STHT - Steam-Heat | 6/30/1995
APARTMENT HOUSE | 407 E 14th St | Crete | NE | 68333-1600 | SALINE | NE23303 | Inactive |  | 2 | 1991 | WEIL MCLAIN |  | STHT - Steam-Heat | 12/31/2004
The Church of Jesus Christ - Lincoln FM - McCook | 407 Elizabeth Ln | McCook | NE | 69001-2830 | Red Willow | NE00000 | Inactive | duplicate | [5 empty] | 12/31/9999
The Church of Jesus Christ - Lincoln FM - McCook | 407 Elizabeth Ln | McCook | NE | 69001-2830 | Red Willow | NE23530 | Exempt 1999 LB-66 |  | 4040 | 1996 | A. O. Smith | FT - Firetube Boiler | HWDP - Hotwater Heat & Dom Supply | 11/30/2000
First Congreg UCC #X010600 | 407 Main St | Thedford | NE | 69166-6007 | Thomas | NE43856 | Active | 78187 | PG75.11.0238 | 2013 | AIC SA | FTSS - Firetube Stainless Steel | HWHT - Hot Water Heat | 8/31/2025
Hay Springs Public School | 407 N Baker St | Hay Springs | NE | 69347 | Sheridan | NE28225 | Active | 313376 | 18.VC60.128.2389 | 2018 | Lochinvar | COBL - Coil Type Boiler | HWHT - Hot Water Heat | 11/30/2025
Hay Springs Public School | 407 N Baker St | Hay Springs | NE | 69347 | Sheridan | NE28226 | Active | 95873 | 18.PGT400.113.0990 | 2018 | Lochinvar | COBL - Coil Type Boiler | HWHT - Hot Water Heat | 11/30/2025
Hay Springs Public School | 407 N Baker St | Hay Springs | NE | 69347 | Sheridan | NE28227 | Active | 332463 | 18PGT400.113.0578 | 2018 | Lochinvar | COBL - Coil Type Boiler | HWHT - Hot Water Heat | 11/30/2025
Hay Springs Public School | 407 N Baker St | Hay Springs | NE | 69347 | Sheridan | NE31739 | Scrapped/Junked | n/a | 246B-11 | 1980 | Bryant | CI - Cast Iron | HWHT - Hot Water Heat | 4/30/2019
Hay Springs Public School | 407 N Baker St | Hay Springs | NE | 69347 | Sheridan | NE34407 | Scrapped/Junked |  | JB-8-B | 1965 | Weil-Mcclain | CI - Cast Iron | STHT - Steam-Heat | 4/30/2003
HAY SPRINGS PUBLIC SCH | 407 N BAKER ST | HAY SPRINGS | NE | 69347 | SHERIDAN | NE19356 | Exempt 1999 LB-66 |  | 0000012317 | 1983 | AO SMITH | AHWH - ANSI/Fired Water Htr | HWSD - Hot Water Dom/Potable | 4/30/2000
VILLA VINEE APARTMENTS | 407 S 78th St | Omaha | NE | 68114-4587 | Douglas | NE22997 | Exempt 1999 LB-66 |  | MG90-0174775880 | 1990 | AO SMITH | AHWH - ANSI/Fired Water Htr | HWSD - Hot Water Dom/Potable | 4/30/2000
Springs Motel | 407 W Main St | Bloomfield | NE | 68718-4140 | KNOX | NE23061 | Exempt |  |  | 1976 | AMERICAN STANDARD |  | HWHT - Hot Water Heat | 4/30/2008
Springs Motel | 407 W Main St | Bloomfield | NE | 68718-4140 | KNOX | NE23062 | Out of Service | n/a | n/a | 1976 | AOSM | COBL - Coil Type Boiler | HWHT - Hot Water Heat | 4/30/2014
Good Sam Village | 4075 Timberline St | Grand Island | NE | 68803-6553 | Hall | NE17076 | Scrapped/Junked | 5144 | ELR02289 | 2007 | Noritz | CPFH - Copper Fin Water Heater | HWSD - Hot Water Dom/Potable | 3/31/2022
Good Sam Village | 4075 Timberline St | Grand Island | NE | 68803-6553 | Hall | NE17077 | Active | 5143 | ELR02288 | 2007 | Noritz | CPFH - Copper Fin Water Heater | HWSD - Hot Water Dom/Potable | 3/31/2026
Good Sam Village | 4075 Timberline St | Grand Island | NE | 68803-6553 | Hall | NE17078 | Active | 5148 | ELR02293 | 2007 | Noritz | CPFH - Copper Fin Water Heater | HWSD - Hot Water Dom/Potable | 3/31/2026
Good Sam Village | 4075 Timberline St | Grand Island | NE | 68803-6553 | Hall | NE17079 | Scrapped/Junked | 5146 | ELR02291 | 2007 | Noritz | CPFH - Copper Fin Water Heater | HWSD - Hot Water Dom/Potable | 3/31/2022
Good Sam Village | 4075 Timberline St | Grand Island | NE | 68803-6553 | Hall | NE17080 | Scrapped/Junked | 5145 | ELR02290 | 2007 | Noritz | CPFH - Copper Fin Water Heater | HWSD - Hot Water Dom/Potable | 3/31/2022
Good Sam Village | 4075 Timberline St | Grand Island | NE | 68803-6553 | Hall | NE17081 | Active | 4831 | ELR02176 | 2007 | Noritz | CPFH - Copper Fin Water Heater | HWSD - Hot Water Dom/Potable | 3/31/2026
Good Sam Village | 4075 Timberline St | Grand Island | NE | 68803-6553 | Hall | NE17082 | Active | 4829 | ELR02174 | 2007 | Noritz | CPFH - Copper Fin Water Heater | HWSD - Hot Water Dom/Potable | 3/31/2026
Good Sam Village | 4075 Timberline St | Grand Island | NE | 68803-6553 | Hall | NE17083 | Active | 5107 | ELR02252 | 2007 | Noritz | CPFH - Copper Fin Water Heater | HWSD - Hot Water Dom/Potable | 3/31/2026
Good Sam Village | 4075 Timberline St | Grand Island | NE | 68803-6553 | Hall | NE17084 | Active | 5120 | ELR02265 | 2007 | Noritz | CPFH - Copper Fin Water Heater | HWSD - Hot Water Dom/Potable | 3/31/2026
Good Sam Village | 4075 Timberline St | Grand Island | NE | 68803-6553 | Hall | NE17540 | Active | N/A | 757080265 | 2008 | Aerco | CALU - Cast Aluminum | HWHT - Hot Water Heat | 3/31/2026
Good Sam Village | 4075 Timberline St | Grand Island | NE | 68803-6553 | Hall | NE17541 | Active | N/A | 757080259 | 2008 | Aerco | CALU - Cast Aluminum | HWHT - Hot Water Heat | 3/31/2026
Good Sam Village | 4075 Timberline St | Grand Island | NE | 68803-6553 | Hall | NE17542 | Active | 2439 | ELR00975 | 2007 | Noritz | CPFH - Copper Fin Water Heater | HWSD - Hot Water Dom/Potable | 3/31/2026
Good Sam Village | 4075 Timberline St | Grand Island | NE | 68803-6553 | Hall | NE17543 | Active | 4841 | ELR02186 | 2007 | Noritz | CPFH - Copper Fin Water Heater | HWSD - Hot Water Dom/Potable | 3/31/2026
Good Sam Village | 4075 Timberline St | Grand Island | NE | 68803-6553 | Hall | NE17544 | Active | 3130 | ELR01326 | 2007 | Noritz | CPFH - Copper Fin Water Heater | HWSD - Hot Water Dom/Potable | 3/31/2026
Good Sam Village | 4075 Timberline St | Grand Island | NE | 68803-6553 | Hall | NE17545 | Active | 2450 | ELR00986 | 2007 | Noritz | CPFH - Copper Fin Water Heater | HWSD - Hot Water Dom/Potable | 3/31/2026
Good Sam Village | 4075 Timberline St | Grand Island | NE | 68803-6553 | Hall | NE17546 | Active | 4835 | ELR02180 | 2007 | Noritz | CPFH - Copper Fin Water Heater | HWSD - Hot Water Dom/Potable | 3/31/2026
Good Sam Village | 4075 Timberline St | Grand Island | NE | 68803-6553 | Hall | NE17547 | Active | 5110 | ELR02255 | 2007 | Noritz | CPFH - Copper Fin Water Heater | HWSD - Hot Water Dom/Potable | 3/31/2026
Good Sam Village | 4075 Timberline St | Grand Island | NE | 68803-6553 | Hall | NE17548 | Active | 5117 | ELR02262 | 2007 | Noritz | CPFH - Copper Fin Water Heater | HWSD - Hot Water Dom/Potable | 3/31/2026
Good Sam Village | 4075 Timberline St | Grand Island | NE | 68803-6553 | Hall | NE17549 | Active | 5118 | ELR02263 | 2007 | Noritz | CPFH - Copper Fin Water Heater | HWSD - Hot Water Dom/Potable | 3/31/2026
Good Sam Village | 4075 Timberline St | Grand Island | NE | 68803-6553 | Hall | NE25339 | Active | 20425 | ELR08411 | 2007 | Noritz | CPFH - Copper Fin Water Heater | HWSD - Hot Water Dom/Potable | 3/31/2026
Good Sam Village | 4075 Timberline St | Grand Island | NE | 68803-6553 | Hall | NE25340 | Active | 276236 | D1.13.36.00406 | 2014 | APEX | CPFH - Copper Fin Water Heater | HWHT - Hot Water Heat | 3/31/2026
Good Sam Village | 4075 Timberline St | Grand Island | NE | 68803-6553 | Hall | NE25341 | Active | 268237 | D1.13.25.00330 | 2014 | APEX | CPFT - Horiz Cpr Fin Boiler | HWHT - Hot Water Heat | 3/31/2026
Good Sam Village | 4075 Timberline St | Grand Island | NE | 68803-6553 | Hall | NE25388 | Active | 20420 | ELR08409 | 2007 | Noritz | CPFH - Copper Fin Water Heater | HWSD - Hot Water Dom/Potable | 3/31/2026
Good Sam Village | 4075 Timberline St | Grand Island | NE | 68803-6553 | Hall | NE42957 | Active | 042013 | ELR14132 | 2021 | Noritz | CPFH - Copper Fin Water Heater | HWSD - Hot Water Dom/Potable | 3/31/2026
Good Sam Village | 4075 Timberline St | Grand Island | NE | 68803-6553 | Hall | NE42958 | Active | 042000 | ELR14119 | 2021 | Noritz | CPFH - Copper Fin Water Heater | HWSD - Hot Water Dom/Potable | 3/31/2026
Good Sam Village | 4075 Timberline St | Grand Island | NE | 68803-6553 | Hall | NE42959 | Active | 041990 | ELR14109 | 2021 | Noritz | CPFH - Copper Fin Water Heater | HWSD - Hot Water Dom/Potable | 3/31/2026
Guardian Angels Grade School | 408 E Walnut St | West Point | NE | 68788-1537 | Cuming | NE16875 | Active | 43745 | 97278 | 1991 | Kewanee | FTFB - Firetube-Firebox Boiler | STHT - Steam-Heat | 12/31/2025
Guardian Angels Grade School | 408 E Walnut St | West Point | NE | 68788-1537 | Cuming | NE43469 | Active | 630685 | N1.24.50.00053 | 2024 | Lochinvar | WTSS - Watertube SS Steel | HWHT - Hot Water Heat | 12/31/2024
Tekamah Aquatic Center | 408 N 10th St | Tekamah | NE | 68061 | Burt | NE07839 | Scrapped/Junked | 911653 |  | 1999 | AOSM | CHWH - ASME/Fired Water Heater | HWSD - Hot Water Dom/Potable | 6/30/2009
Tekamah Aquatic Center | 408 N 10th St | Tekamah | NE | 68061 | Burt | NE09855 | Scrapped/Junked | 190422 | 0201190422 | 2001 | Raypak | CPFH - Copper Fin Water Heater | OPHT - Outdoor Pool Heater | 6/30/2020
Tekamah Aquatic Center | 408 N 10th St | Tekamah | NE | 68061 | Burt | NE41828 | Active | 531668 | 2110531668 | 2021 | Raypak | CPPH - Ansi Cpr Fin Pool Heater | OPHT - Outdoor Pool Heater | 8/31/2024
MONROE SCHOOL | 408 OSBORN ST | MONROE | NE | 68647 | PLATTE | NE21576 | Inactive |  | PFG-7-PIN | 1996 | WEIL MCLAIN |  | HWHT - Hot Water Heat | 6/30/2001
MONROE SCHOOL | 408 OSBORN ST | MONROE | NE | 68647 | PLATTE | NE32814 | Inactive | 17446 |  | 1983 | BRYAN STEAM LLC | WT - Water Tube Boiler | STHT - Steam-Heat | 6/30/2001
Riverside Public School | 408 W Dayton St | Cedar Rapids | NE | 68627-5559 | Boone | NE21251 | Scrapped/Junked | 8980 | 96-E5982 | 1996 | LES Aldrich | FTFB - Firetube-Firebox Boiler | GLYC - Glycol Bldg Heat Sys | 11/30/2025
Riverside Public School | 408 W Dayton St | Cedar Rapids | NE | 68627-5559 | Boone | NE32901 | Scrapped/Junked |  |  | 1975 | BRYAN STEAM LLC |  | STHT - Steam-Heat | 1/1/1900
Midwest Pms LLC | 408 W Ivan St | Lexington | NE | 68850-2412 | Dawson | NE10202 | Active | 16267 | 16267 | 2007 | Superior | FTSM - FTS Marine Dry Back | PROC - Process Steam | 7/31/2026
MIDWEST PMS LLC | 408 W IVAN ST | LEXINGTON | NE | 68850 | DAWSON | NE03665 | Inactive |  | 28093 | 1969 | PM LATTNER MFR COMPANY | FT - Firetube Boiler | PROC - Process Steam | 7/31/1995
MIDWEST PMS LLC | 408 W IVAN ST | LEXINGTON | NE | 68850 | DAWSON | NE15309 | Inactive | 907 | 79128-50 | 1979 | ABCO | FTSM - FTS Marine Dry Back | PROC - Process Steam | 7/31/2008
ATMAR APARTMENTS | 408 W Koenig St | Grand Island | NE | 68801-6596 | HALL | NE16664 | Inactive |  | 00211-6563 | 1970 | PEERLESS HEATER COMPANY |  | STHT - Steam-Heat | 1/31/2003
Christ Connection Center | 409 E Adams St | O'Neill | NE | 68763-1537 | Holt | NE22352 | Exempt | n/a | 9055 | 1973 | Kewanee | FTFB - Firetube-Firebox Boiler | STHT - Steam-Heat | 2/28/2021
Grand Island FD Station 1 | 409 E Fonner Park Rd | Grand Island | NE | 68801-7988 | Hall | NE41309 | Active | 524912 | 1211600062 | 2021 | Sermeta | COBL - Coil Type Boiler | HWHT - Hot Water Heat | 1/31/2025
Grand Island FD Station 1 | 409 E Fonner Park Rd | Grand Island | NE | 68801-7988 | Hall | NE41310 | Active | 531110 | 1212600201 | 2021 | Sermeta | COBL - Coil Type Boiler | HWHT - Hot Water Heat | 1/31/2025
Atkinson Good Sam Cntr | 409 Neely St | Atkinson | NE | 68713 | Holt | NE15986 | Active | n/a | 00HNF-1518 | 1988 | HYDR | WT - Water Tube Boiler | HWHT - Hot Water Heat | 2/28/2026
Atkinson Good Sam Cntr | 409 Neely St | Atkinson | NE | 68713 | Holt | NE21296 | Active | n/a | CP-3369203 | 1997 | Weil-Mcclain | CI - Cast Iron | HWHT - Hot Water Heat | 2/28/2026
ATKINSON GOOD SAM CNTR | 409 NEELY ST | ATKINSON | NE | 68713 | HOLT | NE21295 | Exempt 1999 LB-66 |  | ME97-0653874 | 1997 | AO SMITH | AHWH - ANSI/Fired Water Htr | HWSD - Hot Water Dom/Potable | 2/29/2000
VILLA VINEE APARTMENTS | 409 S 78th St | Omaha | NE | 68114-4588 | Douglas | NE22998 | Exempt 1999 LB-66 |  | MC93-0263213880 | 1993 | AO SMITH | AHWH - ANSI/Fired Water Htr | HWSD - Hot Water Dom/Potable | 4/30/2000
MCH Housing | 409 W 1st St | McCook | NE | 69001-3605 | Red Willow | NE43843 | Active | 380001 | 22.PG60.94.03882 | 2022 | Lochinvar | FTSS - Firetube Stainless Steel | GLFH - Glycol Floor Heat System | 11/30/2026
Hi Gain Feedlot | 40965 Road 754 | Farnam | NE | 69029-7017 | Dawson | NE25399 | Active | 17422 | 17422 | 2013 | Superior Boiler Works | FTSM - FTS Marine Dry Back | PROC - Process Steam | 3/31/2026
Eagle Theatre | 410 Box Butte | Alliance | NE | 69301-3344 | Box Butte | NE34244 | Scrapped/Junked |  | S-48-9 | 1920 | Ideal American | CI - Cast Iron | STHT - Steam-Heat | 3/31/2000
Alliance Theatre | 410 Box Butte Ave | Alliance | NE | 69301-3344 | Box Butte | NE23578 | Inactive |  |  | 1978 | BRYN | CI - Cast Iron | HWHT - Hot Water Heat | 3/31/2009
Wood River Fire House | 410 Green St, #92 | Wood River | NE | 68883-0092 | Hall | NE22140 | Out of Service | n/a | M000005554 | 2005 | Slant Fin | CI - Cast Iron | HWHF - Hot Water Heat-Floor | 2/28/2025
Wood River Fire House | 410 Green St, #92 | Wood River | NE | 68883-0092 | Hall | NE22141 | Out of Service | n/a | M000005555 | 2005 | Slant Fin | CI - Cast Iron | HWHF - Hot Water Heat-Floor | 2/28/2025
Minden Post Office | 410 N Minden Ave | Minden | NE | 68959-1659 | Kearney | NE43115 | Active | 20219 | 20219 | 2023 | Superior Boiler Works | FTHT - Firetube Horizontal | STHT - Steam-Heat | 12/31/2025
Pinnacle Bank | 410 N Washington St | Lexington | NE | 68850-1941 | Dawson | NE10428 | Scrapped/Junked | n/a | P-0722 | 1974 | Kewanee | FT - Firetube Boiler | HWHT - Hot Water Heat | 4/30/2013
Pinnacle Bank | 410 N Washington St | Lexington | NE | 68850-1941 | Dawson | NE22815 | Active | 109874 | 00157251200909 | 2009 | Peerless | WTSS - Watertube SS Steel | HWHT - Hot Water Heat | 10/31/2026
HOME COMFORT LAUNDRY | 410 N Webster St | Red Cloud | NE | 68970-2467 | WEBSTER | NE40381 | Exempt 1999 LB-66 |  | RN0288403635 | 1988 | RHEEM MANUFACTURING CO | AHWH - ANSI/Fired Water Htr | HWSD - Hot Water Dom/Potable | 9/30/2000
HOME COMFORT LAUNDRY | 410 N Webster St | Red Cloud | NE | 68970-2467 | WEBSTER | NE40382 | Exempt 1999 LB-66 |  | RN0888402810 | 1988 | RHEEM MANUFACTURING CO | AHWH - ANSI/Fired Water Htr | HWSD - Hot Water Dom/Potable | 9/30/2000
Sacred Heart Church | 410 Poplar St | Sutherland | NE | 69165-2116 | Lincoln | NE41635 | Active | NA | 64475410 | 2002 | Burnham | CI - Cast Iron | HWHT - Hot Water Heat | 12/31/2026
Sacred Heart Church | 410 Poplar St | Sutherland | NE | 69165-2116 | Lincoln | NE41636 | Active | NA | 64475409 | 2002 | Burnham | CI - Cast Iron | HWHT - Hot Water Heat | 12/31/2026
Wells Fargo | 410 Rodeo Rd | North Platte | NE | 69101-2240 | Lincoln | NE00000 | Inactive | [6 empty] | 1/1/1980
Structure Design | 410 S 7th St | Lincoln | NE | 68508-2425 | Lancaster | NE30613 | Scrapped/Junked | n/a | 61-67896-0393 | 1993 | Peerless | CI - Cast Iron | HWHT - Hot Water Heat | 12/31/2012
Swanson Elementary | 410 S 86th St | Omaha | NE | 68114-4006 | Douglas | NE21255 | Scrapped/Junked | 30557 | AJH353980 | 1997 | Weben-Jarco | COBL - Coil Type Boiler | HWSD - Hot Water Dom/Potable | 1/31/2019
Swanson Elementary | 410 S 86th St | Omaha | NE | 68114-4006 | Douglas | NE28034 | Active | 5216 | FC248003771 | 2018 | Riello | WT - Water Tube Boiler | HWHT - Hot Water Heat | 7/31/2026
Swanson Elementary | 410 S 86th St | Omaha | NE | 68114-4006 | Douglas | NE28035 | Active | 5202 | FC248003771 | 2018 | Riello | WT - Water Tube Boiler | HWHT - Hot Water Heat | 7/31/2026
Swanson Elementary | 410 S 86th St | Omaha | NE | 68114-4006 | Douglas | NE28036 | Active | 5203 | FC248003771 | 2018 | Riello | WT - Water Tube Boiler | HWHT - Hot Water Heat | 7/31/2026
Swanson Elementary | 410 S 86th St | Omaha | NE | 68114-4006 | Douglas | NE28037 | Active | 4988 | FC248003771 | 2018 | Riello | WT - Water Tube Boiler | HWHT - Hot Water Heat | 7/31/2026
Swanson Elementary | 410 S 86th St | Omaha | NE | 68114-4006 | Douglas | NE28038 | Active | 4985 | FC248003771 | 2018 | Riello | WT - Water Tube Boiler | HWHT - Hot Water Heat | 7/31/2026
Swanson Elementary | 410 S 86th St | Omaha | NE | 68114-4006 | Douglas | NE28039 | Active | 4995 | FC248003771 | 2018 | Riello | WT - Water Tube Boiler | HWHT - Hot Water Heat | 7/31/2026
Swanson Elementary | 410 S 86th St | Omaha | NE | 68114-4006 | Douglas | NE33357 | Scrapped/Junked | n/a | K8725 | 1959 | Kewanee | FTSM - FTS Marine Dry Back | HWHT - Hot Water Heat | 1/31/2019
BLUE HILL GRADE SCHOOL | 410 S Sycamore St | Blue Hill | NE | 68930-8009 | WEBSTER | NE22370 | Exempt 1999 LB-66 |  | 0398-G01599 | 1998 | RHEEM MANUFACTURING CO | AHWH - ANSI/Fired Water Htr | HWSD - Hot Water Dom/Potable | 8/31/1999
BLUE HILL GRADE SCHOOL | 410 S Sycamore St | Blue Hill | NE | 68930-8009 | WEBSTER | NE33624 | Inactive |  | MGB6 | 1982 | WEIL MCLAIN |  | STHT - Steam-Heat | 8/31/2002
BLUE HILL GRADE SCHOOL | 410 S Sycamore St | Blue Hill | NE | 68930-8009 | WEBSTER | NE33625 | Inactive |  | MGB6 | 1982 | WEIL MCLAIN |  | STHT - Steam-Heat | 8/31/2002
Louisville Care Center | 410 W 5th St | Louisville | NE | 68037-6006 | Cass | NE06939 | Scrapped/Junked | 101841 | 101841 | 2006 | AOSC | CHWH - ASME/Fired Water Heater | HWSD - Hot Water Dom/Potable | 9/30/2010
Louisville Care Center | 410 W 5th St | Louisville | NE | 68037-6006 | Cass | NE12162 | Scrapped/Junked | 77322 | E03400009 | 2003 | STAT | CHWH - ASME/Fired Water Heater | HWSD - Hot Water Dom/Potable | 9/30/2016
Louisville Care Center | 410 W 5th St | Louisville | NE | 68037-6006 | Cass | NE18791 | Scrapped/Junked | 130750 | 130750 | 2008 | A O Smith | CHWH - ASME/Fired Water Heater | HWSD - Hot Water Dom/Potable | 9/30/2015
Louisville Care Center | 410 W 5th St | Louisville | NE | 68037-6006 | Cass | NE25683 | Active | 51237 | 117970A | 2013 | PVI Industries | CHWH - ASME/Fired Water Heater | HWSD - Hot Water Dom/Potable | 9/30/2026
Louisville Care Center | 410 W 5th St | Louisville | NE | 68037-6006 | Cass | NE26536 | Active | 70484 | F001324 | 2016 | PVI Industries | CHWH - ASME/Fired Water Heater | HWSD - Hot Water Dom/Potable | 9/30/2026
Louisville Care Center | 410 W 5th St | Louisville | NE | 68037-6006 | Cass | NE30425 | Scrapped/Junked | 847 | LM87-000087 | 1987 | AO SMITH | CHWH - ASME/Fired Water Heater | HWSD - Hot Water Dom/Potable | 8/31/2006
Louisville Care Center | 410 W 5th St | Louisville | NE | 68037-6006 | Cass | NE30593 | Scrapped/Junked | 23224 | LK93-0023224 | 1993 | AO SMITH | CHWH - ASME/Fired Water Heater | HWSD - Hot Water Dom/Potable | 8/31/2003
West Park Elementary | 4100 Adamy St | Columbus | NE | 68601-2973 | Platte | NE20670 | Scrapped/Junked | 89427 | 109689427 | 1997 | Pvi | CHWH - ASME/Fired Water Heater | HWSD - Hot Water Dom/Potable | 1/31/2013
West Park Elementary | 4100 Adamy St | Columbus | NE | 68601-2973 | Platte | NE33457 | Scrapped/Junked | na | L3724 | 1960 | Kewanee | FTFB - Firetube-Firebox Boiler | HWHT - Hot Water Heat | 1/31/2020
West Park Elementary | 4100 Adamy St | Columbus | NE | 68601-2973 | Platte | NE41080 | Scrapped/Junked | 353216 | 10.PG120.05.0186 | 2019 | Lochinvar | FTVT - Firetube Vertical TB | HWHT - Hot Water Heat | 1/31/2022
West Park Elementary | 4100 Adamy St | Columbus | NE | 68601-2973 | Platte | NE41081 | Scrapped/Junked | 353100 | 19.PG120.05.0178 | 2019 | Lochinvar | FTVT - Firetube Vertical TB | HWHT - Hot Water Heat | 1/31/2022
Emmanuel Congregational Church | 4100 Avenue B | Scottsbluff | NE | 69361-4657 | Scotts Bluff | NE04913 | Scrapped/Junked |  | 2111294G | 1976 | PEERLESS HEATER COMPANY |  | HWHT - Hot Water Heat | 4/30/2003
Emmanuel Congregational Church | 4100 Avenue B | Scottsbluff | NE | 69361-4657 | Scotts Bluff | NE18753 | Scrapped/Junked | N/A | 64398015 | 2001 | Burnham | CI - Cast Iron | HWHT - Hot Water Heat | 12/31/2018
Emmanuel Congregational Church | 4100 Avenue B | Scottsbluff | NE | 69361-4657 | Scotts Bluff | NE18754 | Out of Service | N/A | 9999 | 2001 | Burnham | CI - Cast Iron | HWHT - Hot Water Heat | 12/31/2017
Emmanuel Congregational Church | 4100 Avenue B | Scottsbluff | NE | 69361-4657 | Scotts Bluff | NE27593 | Active | 0 | 65650788 | 2018 | Burnham | CI - Cast Iron | HWHT - Hot Water Heat | 10/31/2026
Emmanuel Congregational Church | 4100 Avenue B | Scottsbluff | NE | 69361-4657 | Scotts Bluff | NE27594 | Active | 0 | 65647063 | 2018 | Burnham | CI - Cast Iron | HWHT - Hot Water Heat | 10/31/2026
Villa Regina Mother House | 4100 SW 56th St | Lincoln | NE | 68522-9261 | Lancaster | NE26026 | Scrapped/Junked | 30381 | 70892 | 1991 | Bryan | WT - Water Tube Boiler | HWHT - Hot Water Heat | 10/31/2018
Villa Regina Mother House | 4100 SW 56th St | Lincoln | NE | 68522-9261 | Lancaster | NE26027 | Scrapped/Junked | 30379 | 70890 | 1991 | Bryan | WT - Water Tube Boiler | HWHT - Hot Water Heat | 10/31/2018
RICHARD NICHOLLS | 4101 Grant St | Omaha | NE | 68111-3404 | Douglas | NE14587 | Inactive |  | 2L104 | 1967 | THERMO PAK | WT - Water Tube Boiler | HWHT - Hot Water Heat | 6/30/1999
April Sampson Cancer Center | 4101 Tiger Lily Road | Lincoln | NE | 68516 | Lancaster | NE42504 | Active | 286834 | 21.WHTX.188.1522 | 2021 | PVI Industries | CHWH - ASME/Fired Water Heater | HWSD - Hot Water Dom/Potable | 12/31/2025
April Sampson Cancer Center | 4101 Tiger Lily Road | Lincoln | NE | 68516 | Lancaster | NE42505 | Active | 294074 | 21.WHTX.188.1252 | 2021 | PVI Industries | CHWH - ASME/Fired Water Heater | HWSD - Hot Water Dom/Potable | 12/31/2025
April Sampson Cancer Center | 4101 Tiger Lily Road | Lincoln | NE | 68516 | Lancaster | NE42506 | Active | 257891 | 21.WHTX.188.1252 | 2021 | PVI Industries | CHWH - ASME/Fired Water Heater | HWSD - Hot Water Dom/Potable | 12/31/2025
April Sampson Cancer Center | 4101 Tiger Lily Road | Lincoln | NE | 68516 | Lancaster | NE42507 | Active | 286859 | 21.WHTX.188.1547 | 2021 | PVI Industries | CHWH - ASME/Fired Water Heater | HWSD - Hot Water Dom/Potable | 12/31/2025
April Sampson Cancer Center | 4101 Tiger Lily Road | Lincoln | NE | 68516 | Lancaster | NE42508 | Active | 1561 | 22051 | 2022 | Fulton | FTHT - Firetube Horizontal | HWHT - Hot Water Heat | 12/31/2025
April Sampson Cancer Center | 4101 Tiger Lily Road | Lincoln | NE | 68516 | Lancaster | NE42509 | Active | 1565 | 22053 | 2022 | Fulton | FTHT - Firetube Horizontal | HWHT - Hot Water Heat | 12/31/2025
April Sampson Cancer Center | 4101 Tiger Lily Road | Lincoln | NE | 68516 | Lancaster | NE42510 | Active | 1560 | 220 | 2022 | Fulton | FTHT - Firetube Horizontal | HWHT - Hot Water Heat | 12/31/2025
VA Medical Center | 4101 Woolworth Ave | Omaha | NE | 68105-1850 | Douglas | NE24680 | Exempt | 1585 | 201623 | 1973 | Nebraska Boiler | WT - Water Tube Boiler | STHT - Steam-Heat | 6/30/2014
VA Medical Center | 4101 Woolworth Ave | Omaha | NE | 68105-1850 | Douglas | NE24681 | Exempt | 1586 | 201624 | 1973 | Nebraska Boiler | WT - Water Tube Boiler | STHT - Steam-Heat | 6/30/2014
ST ROSE PARISH | 4102 S 13th St | Omaha | NE | 68107-2335 | Douglas | NE32630 | Inactive |  | 1701944 | 1963 | PEERLESS HEATER COMPANY |  | STHT - Steam-Heat | 6/30/1986
Douglas County Hospital | 4102 Woolworth Ave | Omaha | NE | 68105-1851 | Douglas | NE01720 | Active | 13067 | OL103549 | 2004 | Cleaver & Brooks | FTWB - FTS Marine Wet Back | BSUP - Bldg Heat & Process | 7/31/2026
Douglas County Hospital | 4102 Woolworth Ave | Omaha | NE | 68105-1851 | Douglas | NE11815 | Inactive | 4883 | 463-18 | 1963 | Brothers Inc | WT - Water Tube Boiler | PROC - Process Steam | 6/30/2010
Douglas County Hospital | 4102 Woolworth Ave | Omaha | NE | 68105-1851 | Douglas | NE11868 | Active | 39892 | 2824 | 1986 | Kewanee | FTSM - FTS Marine Dry Back | PROC - Process Steam | 6/30/2026
Douglas County Hospital | 4102 Woolworth Ave | Omaha | NE | 68105-1851 | Douglas | NE13504 | Inactive | 1564 |  | 1973 | NEBRASKA BOILER | WT - Water Tube Boiler | PROC - Process Steam | 11/30/1995
Douglas County Hospital | 4102 Woolworth Ave | Omaha | NE | 68105-1851 | Douglas | NE20002 | Active | 47336 | 11321 | 1995 | Kewanee | FTSM - FTS Marine Dry Back | STHT - Steam-Heat | 8/31/2026
A-1 DISCOUNT CLEANERS | 4105 S 84th St | Omaha | NE | 68127-1703 | Douglas | NE04772 | Inactive | 38960 |  | 1987 | PM LATTNER MFR COMPANY | FTNF - Firetube Flueless | PROC - Process Steam | 10/31/2000
Cambridge Court | 4107 Central Ave | Kearney | NE | 68847-2532 | Buffalo | NE03723 | Active | N/A | n/a | 1988 | Weil-Mcclain | CI - Cast Iron | HWHT - Hot Water Heat | 1/31/2027
Cambridge Court | 4107 Central Ave | Kearney | NE | 68847-2532 | Buffalo | NE03724 | Scrapped/Junked | N/A | n/a | 1989 | Weil-Mcclain | CI - Cast Iron | HWHT - Hot Water Heat | 1/31/2012
Cambridge Court | 4107 Central Ave | Kearney | NE | 68847-2532 | Buffalo | NE19837 | Active | 318465 | 1101318465 | 2011 | Raypak | CPFT - Horiz Cpr Fin Boiler | HWHT - Hot Water Heat | 1/31/2027
Cambridge Court | 4107 Central Ave | Kearney | NE | 68847-2532 | Buffalo | NE21315 | Exempt 1999 LB-66 |  | 03258 | 1992 | RUUD | AHWH - ANSI/Fired Water Htr | HWSD - Hot Water Dom/Potable | 1/31/1999
Cambridge Court | 4107 Central Ave | Kearney | NE | 68847-2532 | Buffalo | NE21341 | Scrapped/Junked | 42119 | 0809504 | 1997 | BRDW | CHWH - ASME/Fired Water Heater | HWSD - Hot Water Dom/Potable | 1/31/2014
Cambridge Court | 4107 Central Ave | Kearney | NE | 68847-2532 | Buffalo | NE25859 | Active | 105134 | 120134 | 2013 | Bradford White | CHWH - ASME/Fired Water Heater | HWSD - Hot Water Dom/Potable | 1/31/2026
Omaha Classic Coin Laundry | 4107 S 24th St | Omaha | NE | 68107-1858 | Douglas | NE22763 | Active | 229092 | J10H00229092 | 2010 | Hamilton Eng | CPFT - Horiz Cpr Fin Boiler | HWDP - Hotwater Heat & Dom Supply | 1/31/2026
Omaha Classic Coin Laundry | 4107 S 24th St | Omaha | NE | 68107-1858 | Douglas | NE22764 | Active | 229091 | J10H00229091 | 2010 | Hamilton Eng | CPFT - Horiz Cpr Fin Boiler | HWDP - Hotwater Heat & Dom Supply | 1/31/2026
RITZ CLEANERS | 4108 N 24th St | Omaha | NE | 68110-1626 | Douglas | NE12763 | Inactive | 38039 |  | 1986 | PM LATTNER MFR COMPANY | FT - Firetube Boiler | PROC - Process Steam | 1/31/1999
Rodeway Inn & Suites | 411 2nd Ave | Kearney | NE | 68847-7805 | Buffalo | NE06387 | Scrapped/Junked | 102596 | 102596/04102596 | 2004 | RHER | CHWH - ASME/Fired Water Heater | HWSD - Hot Water Dom/Potable | 12/31/2009
Rodeway Inn & Suites | 411 2nd Ave | Kearney | NE | 68847-7805 | Buffalo | NE14347 | Exempt |  | E9150289-P | 1987 | TELEDYNE LAARS | CPPH - Ansi Cpr Fin Pool Heater | IPHT - Indoor Pool Heater | 7/31/2000
Rodeway Inn & Suites | 411 2nd Ave | Kearney | NE | 68847-7805 | Buffalo | NE18684 | Scrapped/Junked | 116864 | URNG040860074 | 2008 | RHEEM | CHWH - ASME/Fired Water Heater | HWSD - Hot Water Dom/Potable | 10/31/2018
Rodeway Inn & Suites | 411 2nd Ave | Kearney | NE | 68847-7805 | Buffalo | NE30502 | Scrapped/Junked | 63722 | 0993G00618 | 1993 | RHEEM MANUFACTURING CO | CHWH - ASME/Fired Water Heater | HWSD - Hot Water Dom/Potable | 7/31/2003
Rodeway Inn & Suites | 411 2nd Ave | Kearney | NE | 68847-7805 | Buffalo | NE30619 | Scrapped/Junked | 67179 | 1194G00776 | 1994 | RHEEM MANUFACTURING CO | CHWH - ASME/Fired Water Heater | HWSD - Hot Water Dom/Potable | 1/31/2006
Jefferson County Courthouse | 411 4th St | Fairbury | NE | 68352-2536 | Jefferson | NE05747 | Scrapped/Junked | n/a | 211-11405-1095 | 1995 | Peerless | CI - Cast Iron | STHT - Steam-Heat | 3/31/2023
Jefferson County Courthouse | 411 4th St | Fairbury | NE | 68352-2536 | Jefferson | NE42256 | Active | N/A | 793429-202012 | 2020 | Peerless | CI - Cast Iron | STHT - Steam-Heat | 2/28/2027
St Benedict's School | 411 5th Rue | Nebraska City | NE | 68410-3023 | Otoe | NE31596 | Scrapped/Junked | N/A | F2322 | 1950 | Penn Range Boiler | CI - Cast Iron | HWHT - Hot Water Heat | 12/31/2024
Pure Serenite Spa | 411 5th St | Fairbury | NE | 68352-2501 | Jefferson | NE05227 | Out of Service |  | K40-8 | 1970 | AMKW | CI - Cast Iron | STHT - Steam-Heat | 4/30/2006
Colfax County Courthouse | 411 E 11th St | Schuyler | NE | 68661-1917 | Colfax | NE04182 | Active | 5918 | 1902807 | 1990 | Teledyne Laars | CPFT - Horiz Cpr Fin Boiler | HWHT - Hot Water Heat | 2/28/2027
Lawrence/Nelson Elem Schl | 411 E 2nd St | Lawrence | NE | 68957-6479 | Nuckolls | NE16516 | Inactive |  | 210-8897 | 1980 | PEERLESS HEATER COMPANY |  | STHT - Steam-Heat | 8/31/2002
Lawrence/Nelson Elem Schl | 411 E 2nd St | Lawrence | NE | 68957-6479 | Nuckolls | NE31590 | Inactive | 4681 | H4681 | 1955 | KEWA | FT - Firetube Boiler | STHT - Steam-Heat | 10/31/2008
Lawrence/Nelson Elem Schl | 411 E 2nd St | Lawrence | NE | 68957-6479 | Nuckolls | NE31591 | Scrapped/Junked |  | 5369 | 1925 | IDEAL |  | STHT - Steam-Heat | 10/31/2007
Lawrence/Nelson Elem Schl | 411 E 2nd St | Lawrence | NE | 68957-6479 | Nuckolls | NE37062 | Scrapped/Junked |  | 2906 | 1982 | Rheem Manufacturing Co | CHWH - ASME/Fired Water Heater | HWSD - Hot Water Dom/Potable | 12/31/2004
OGALLALA POLICE STATION | 411 E 2nd St | Ogallala | NE | 69153-2631 | KEITH | NE04487 | Scrapped/Junked |  | M6023 | 1979 | KEWANEE | FT - Firetube Boiler | HWHT - Hot Water Heat | 1/31/2005
Cuprem Inc | 411 E Elm St | Kenesaw | NE | 68956 | Adams | NE02129 | Scrapped/Junked | 16855 | 26855 | 1986 | Electro-Steam | ELBL - Electric Boiler | PROC - Process Steam | 7/31/2015
Morrill Jr/Sr High School | 411 E Hamilton | Morrill | NE | 69358 | Scotts Bluff | NE22044 | Active | 82806 | E07A11527 | 2009 | Heat Transfer Products Inc. | WTSS - Watertube SS Steel | HWHT - Hot Water Heat | 6/30/2026
Morrill Jr/Sr High School | 411 E Hamilton | Morrill | NE | 69358 | Scotts Bluff | NE31315 | Scrapped/Junked |  | 13-66 | 1960 | USRA | CI - Cast Iron | HWHT - Hot Water Heat | 10/31/2009
MORRILL JR/SR HIGH SCHOOL | 411 E HAMILTON | MORRILL | NE | 69358 | SCOTTS BLUFF | NE15145 | Scrapped/Junked |  | 33061 | 1977 | AO SMITH | AHWH - ANSI/Fired Water Htr | HWSD - Hot Water Dom/Potable | 10/31/2001
MORRILL JR/SR HIGH SCHOOL | 411 E HAMILTON | MORRILL | NE | 69358 | SCOTTS BLUFF | NE16941 | Scrapped/Junked |  | 0000033442 | 1989 | AO SMITH | AHWH - ANSI/Fired Water Htr | HWSD - Hot Water Dom/Potable | 10/31/1996
MORRILL JR/SR HIGH SCHOOL | 411 E HAMILTON | MORRILL | NE | 69358 | SCOTTS BLUFF | NE18923 | Exempt 1999 LB-66 |  | AQ84001748 | 1984 | AO SMITH | AHWH - ANSI/Fired Water Htr | HWSD - Hot Water Dom/Potable | 10/31/1999
MORRILL JR/SR HIGH SCHOOL | 411 E HAMILTON | MORRILL | NE | 69358 | SCOTTS BLUFF | NE18924 | Exempt 1999 LB-66 |  | AE85007528 | 1985 | AO SMITH | AHWH - ANSI/Fired Water Htr | HWSD - Hot Water Dom/Potable | 10/31/1999
Sommerset Apts | 411 E Washington St | West Point | NE | 68788-1307 | Douglas | NE13922 | Out of Service | 122727 | 122727 | 2008 | AO SMITH | CHWH - ASME/Fired Water Heater | HWSD - Hot Water Dom/Potable | 4/30/2019
Sommerset Apts | 411 E Washington St | West Point | NE | 68788-1307 | Douglas | NE13923 | Scrapped/Junked | 96590 | 96590 | 2005 | AO SMITH | CHWH - ASME/Fired Water Heater | HWSD - Hot Water Dom/Potable | 4/30/2022
Hastings Masonic Temple | 411 N Hastings Ave | Hastings | NE | 68901-5162 | ADAMS | NE05801 | Exempt 1999 LB-66 |  | 9267 | 1989 | STATE INDUSTRIES | AHWH - ANSI/Fired Water Htr | HWSD - Hot Water Dom/Potable | 2/29/2000
Hastings Masonic Temple | 411 N Hastings Ave | Hastings | NE | 68901-5162 | ADAMS | NE15122 | Out of Service | n/a | 211-A-1236 | 1988 | Peerless | CI - Cast Iron | STHT - Steam-Heat | 11/30/2017
Hastings Masonic Temple | 411 N Hastings Ave | Hastings | NE | 68901-5162 | ADAMS | NE26433 | Active | 19784 | 16F-7692 | 2016 | Aldrich | FT - Firetube Boiler | STHT - Steam-Heat | 11/30/2026
Flat Creek Inc | 411 S 13th St | Lincoln | NE | 68508-2517 | Lancaster | NE15517 | Scrapped/Junked | n/a | 3R12/6046 | 1959 | Kewanee | FTFB - Firetube-Firebox Boiler | STHT - Steam-Heat | 10/31/2018
Flat Creek Inc | 411 S 13th St | Lincoln | NE | 68508-2517 | Lancaster | NE27906 | Active | 20110 | 18F-8018 | 2018 | Aldrich | FTHT - Firetube Horizontal | STHT - Steam-Heat | 12/31/2025
VILLA VINEE APARTMENTS | 411 S 78th St | Omaha | NE | 68114-4589 | Douglas | NE23103 | Exempt 1999 LB-66 |  | MM91-0203652880 | 1989 | AO SMITH | AHWH - ANSI/Fired Water Htr | HWSD - Hot Water Dom/Potable | 4/30/2000
Good Sam Society Ravenna | 411 W Genoa St | Ravenna | NE | 68869-1213 | Buffalo | NE00191 | Scrapped/Junked | 51854 | LJ99-0870083 | 1999 | AOSM | CHWH - ASME/Fired Water Heater | HWSD - Hot Water Dom/Potable | 4/30/2016
Good Sam Society Ravenna | 411 W Genoa St | Ravenna | NE | 68869-1213 | Buffalo | NE15942 | Inactive | N/A | 7BNJ6 | 1975 | AMERICAN STANDARD |  | HWHT - Hot Water Heat | 4/30/2005
Good Sam Society Ravenna | 411 W Genoa St | Ravenna | NE | 68869-1213 | Buffalo | NE18972 | Exempt 1999 LB-66 |  | 0000071604 | 1969 | RUUD | AHWH - ANSI/Fired Water Htr | HWSD - Hot Water Dom/Potable | 4/30/1997
Good Sam Society Ravenna | 411 W Genoa St | Ravenna | NE | 68869-1213 | Buffalo | NE18973 | Exempt 1999 LB-66 |  | AJ86-02110 | 1986 | AO SMITH | AHWH - ANSI/Fired Water Htr | HWSD - Hot Water Dom/Potable | 4/30/1999
Good Sam Society Ravenna | 411 W Genoa St | Ravenna | NE | 68869-1213 | Buffalo | NE18974 | Exempt 1999 LB-66 |  | AF86-03388 | 1986 | AO SMITH | AHWH - ANSI/Fired Water Htr | HWSD - Hot Water Dom/Potable | 4/30/1999
Good Sam Society Ravenna | 411 W Genoa St | Ravenna | NE | 68869-1213 | Buffalo | NE22371 | Exempt 1999 LB-66 |  | MF98-0746503 | 1998 | RHEEM MANUFACTURING CO | AHWH - ANSI/Fired Water Htr | HWSD - Hot Water Dom/Potable | 4/30/1999
Good Sam Society Ravenna | 411 W Genoa St | Ravenna | NE | 68869-1213 | Buffalo | NE22372 | Exempt 1999 LB-66 |  | MF98-0746415 | 1998 | RHEEM MANUFACTURING CO | AHWH - ANSI/Fired Water Htr | HWSD - Hot Water Dom/Potable | 4/30/1999
Fantastic Beginnings | 4110 S 13th St | Omaha | NE | 68107-2315 | Douglas | NE16127 | Scrapped/Junked | n/a | L-4482 | 1960 | Kewanee | FTFB - Firetube-Firebox Boiler | HWHT - Hot Water Heat | 1/31/2019
Syngenta Omaha Plant | 4111 Gibson Rd | Omaha | NE | 68107-2353 | Douglas | NE02259 | Out of Service | 6437 | O-14463 | 1955 | Cleaver & Brooks | FTSM - FTS Marine Dry Back | STHT - Steam-Heat | 10/31/2013
Syngenta Omaha Plant | 4111 Gibson Rd | Omaha | NE | 68107-2353 | Douglas | NE02260 | Scrapped/Junked |  | 1 | 1951 | Superior Boiler Works | FTSM - FTS Marine Dry Back | STHT - Steam-Heat | 10/31/2007
Syngenta Omaha Plant | 4111 Gibson Rd | Omaha | NE | 68107-2353 | Douglas | NE02261 | Active | 53874 | L7851 | 1982 | Cleaver & Brooks | FTSM - FTS Marine Dry Back | STHT - Steam-Heat | 10/31/2024
Syngenta Omaha Plant | 4111 Gibson Rd | Omaha | NE | 68107-2353 | Douglas | NE09311 | Active | 16616 | 07F-4523 | 2007 | Les Inc/Aldrich Co | FTFB - Firetube-Firebox Boiler | BSUP - Bldg Heat & Process | 10/31/2024
Syngenta Omaha Plant | 4111 Gibson Rd | Omaha | NE | 68107-2353 | Douglas | NE09312 | Active | 16617 | 07F-4524 | 2007 | Les Inc/Aldrich Co | FTFB - Firetube-Firebox Boiler | BSUP - Bldg Heat & Process | 10/30/2024
Syngenta Omaha Plant | 4111 Gibson Rd | Omaha | NE | 68107-2353 | Douglas | NE14874 | Active | 17564 | 09F-5471 | 2009 | Les Inc/Aldrich Co | FTFB - Firetube-Firebox Boiler | PROC - Process Steam | 10/31/2024
Syngenta Omaha Plant | 4111 Gibson Rd | Omaha | NE | 68107-2353 | Douglas | NE14875 | Active | 17562 | 09F-5469 | 2009 | Les Inc/Aldrich Co | FTFB - Firetube-Firebox Boiler | PROC - Process Steam | 10/31/2024
Syngenta Omaha Plant | 4111 Gibson Rd | Omaha | NE | 68107-2353 | Douglas | NE23937 | Active | 170093 | 170093 | 2012 | AO SMITH | CHWH - ASME/Fired Water Heater | HWSD - Hot Water Dom/Potable | 10/31/2024
Syngenta Omaha Plant | 4111 Gibson Rd | Omaha | NE | 68107-2353 | Douglas | NE32914 | Inactive | 48591 |  | 1980 | Cleaver & Brooks |  | PROC - Process Steam | 6/30/2004
Venue Restaurant & Lounge | 4111 Pioneer Woods Dr Ste 100 | Lincoln | NE | 68506-7558 | Lancaster | NE05938 | Exempt | 129942 | CGCR01F133 | 2001 | CHART INC | UTNK - Unfired Vertical Tank | 0041 - CO2 Dispensing | 1/1/1900
Venue Restaurant & Lounge | 4111 Pioneer Woods Dr Ste 100 | Lincoln | NE | 68506-7558 | Lancaster | NE05939 | Scrapped/Junked | 87276 | ME040016254/87276 | 2004 | AOSM | CHWH - ASME/Fired Water Heater | HWSD - Hot Water Dom/Potable | 1/31/2012
Venue Restaurant & Lounge | 4111 Pioneer Woods Dr Ste 100 | Lincoln | NE | 68506-7558 | Lancaster | NE05940 | Exempt | 45556 | 67348-82-4149 | 2004 | CRNF | COOK - Fired Cooker | COOK - Cooker/Kettle | 5/31/2022
Westridge Middle School | 4111 W 13th St | Grand Island | NE | 68803-2915 | Hall | NE10083 | Active | 46531 | G-07-0194 | 2007 | Aerco International | FTVT - Firetube Vertical TB | HWHT - Hot Water Heat | 1/31/2027
Westridge Middle School | 4111 W 13th St | Grand Island | NE | 68803-2915 | Hall | NE10084 | Active | 46532 | G07-0195 | 2007 | Aerco International | FTVT - Firetube Vertical TB | HWHT - Hot Water Heat | 1/31/2027
Westridge Middle School | 4111 W 13th St | Grand Island | NE | 68803-2915 | Hall | NE10085 | Scrapped/Junked | 42698 | G05-0619 | 2005 | Aerco International | FTVT - Firetube Vertical TB | HWSD - Hot Water Dom/Potable | 1/31/2026
PONY EXPRESS GREENHOUSE | 41115 Road 763 | Gothenburg | NE | 69138-4058 | DAWSON | NE10404 | Inactive | 177 | 3002.0269 | 2002 | WK CRONE BV/NETHERLANDS | FT - Firetube Boiler | HWHT - Hot Water Heat | 9/30/2007
PONY EXPRESS GREENHOUSE | 41115 Road 763 | Gothenburg | NE | 69138-4058 | DAWSON | NE10405 | Inactive | 176 | 3002.0268 | 2002 | WK CRONE BV/NETHERLANDS | FT - Firetube Boiler | HWHT - Hot Water Heat | 9/30/2007
Blueknight Energy Partners LP | 4112 N Academy Rd | Grand Island | NE | 68801-9247 | Hall | NE40509 | Active | 2674 | 52000-200-2 | 1995 | Hurst Boiler & Welding Co | FTSM - FTS Marine Dry Back | PROC - Process Steam | 2/28/2026
St Bridget School | 4112 S 26th St | Omaha | NE | 68107-1601 | Douglas | NE06477 | Scrapped/Junked | 14219 | J19K1116 | 2004 | HTPI | COBL - Coil Type Boiler | HWHT - Hot Water Heat | 12/31/2016
St Bridget School | 4112 S 26th St | Omaha | NE | 68107-1601 | Douglas | NE23162 | Exempt 1999 LB-66 |  | MC96-0511541960 | 1996 | AO SMITH | AHWH - ANSI/Fired Water Htr | HWSD - Hot Water Dom/Potable | 6/30/1999
St Bridget School | 4112 S 26th St | Omaha | NE | 68107-1601 | Douglas | NE26943 | Active | 135473 | 14.PG75.41.0497 | 2014 | AIC | FTVT - Firetube Vertical TB | HWHT - Hot Water Heat | 12/31/2025
St Bridget School | 4112 S 26th St | Omaha | NE | 68107-1601 | Douglas | NE32544 | Active | n/a | B9832 | 1949 | Kewanee | FTFB - Firetube-Firebox Boiler | STHT - Steam-Heat | 12/31/2025
St Bridget School | 4112 S 26th St | Omaha | NE | 68107-1601 | Douglas | NE32545 | Active | n/a | B9833 | 1949 | Kewanee | FTFB - Firetube-Firebox Boiler | STHT - Steam-Heat | 12/31/2025
SUPER 8 MOTEL | 4112 S Lincoln Ave | York | NE | 68467-9457 | YORK | NE21526 | Exempt 1999 LB-66 |  | 0490D05119 | 1990 | RHEEM MANUFACTURING CO | AHWH - ANSI/Fired Water Htr | HWSD - Hot Water Dom/Potable | 1/31/2000
SUPER 8 MOTEL | 4112 S Lincoln Ave | York | NE | 68467-9457 | YORK | NE22541 | Exempt 1999 LB-66 |  | 0297F03307 | 1997 | RUUD | AHWH - ANSI/Fired Water Htr | HWSD - Hot Water Dom/Potable | 1/31/2000
Dialysis Clinic Inc-Dci | 4112 Twin Creek Dr | Bellevue | NE | 68123-4083 | Sarpy | NE12398 | Active | 78416 | K03319995 | 2003 | State Industries | CHWH - ASME/Fired Water Heater | HWSD - Hot Water Dom/Potable | 2/28/2025
Sheldon Apartments | 4114 S 25th St | Omaha | NE | 68107-1747 | Douglas | NE04419 | Scrapped/Junked |  | 10982 | 1974 | Bryant Boiler | CI - Cast Iron | STHT - Steam-Heat | 5/31/2002
Sheldon Apartments | 4114 S 25th St | Omaha | NE | 68107-1747 | Douglas | NE10544 | Active | n/a | GPD-5-19340 | 2002 | Weil-Mcclain | CI - Cast Iron | STHT - Steam-Heat | 1/31/2025
A1 Enterprises | 4114 S 90th St | Omaha | NE | 68127-1302 | Douglas | NE06792 | Inactive | 24193 | K28L22602 | 2005 | HTPI | WT - Water Tube Boiler | HWHT - Hot Water Heat | 1/31/2017
A1 Enterprises | 4114 S 90th St | Omaha | NE | 68127-1302 | Douglas | NE06793 | Inactive | 24105 | K28L22605 | 2005 | HTPI | WT - Water Tube Boiler | HWHT - Hot Water Heat | 1/31/2019
RVW Inc | 4118 Howard Blvd | Columbus | NE | 68601-4036 | Platte | NE40629 | Scrapped/Junked | 32771 | 603701 | 1979 | Kewanee | FTFB - Firetube-Firebox Boiler | STHT - Steam-Heat | 2/28/2020
Lourdes Central High School | 412 2nd Ave | Nebraska City | NE | 68410-1704 | Otoe | NE24566 | Active | 135006 | 135006 | 2012 | PVI Industries | FTVT - Firetube Vertical TB | HWSD - Hot Water Dom/Potable | 12/31/2025
Lourdes Central High School | 412 2nd Ave | Nebraska City | NE | 68410-1704 | Otoe | NE24567 | Active | 61927 | G-12-7054 | 2012 | Aerco | FTVT - Firetube Vertical TB | HWHT - Hot Water Heat | 12/31/2025
Lourdes Central High School | 412 2nd Ave | Nebraska City | NE | 68410-1704 | Otoe | NE24568 | Active | 61928 | G-12-0755 | 2012 | Aerco | FTVT - Firetube Vertical TB | HWHT - Hot Water Heat | 12/31/2025
Lourdes Central High School | 412 2nd Ave | Nebraska City | NE | 68410-1704 | Otoe | NE31604 | Scrapped/Junked | N/A | 2BJ3 | 1959 | AMST | CI - Cast Iron | HWHT - Hot Water Heat | 12/31/2013
Lourdes Central High School | 412 2nd Ave | Nebraska City | NE | 68410-1704 | Otoe | NE32277 | Scrapped/Junked | N/A | 1BJ1 | 1965 | AMST | CI - Cast Iron | HWHT - Hot Water Heat | 12/31/2013
Lourdes Central High School | 412 2nd Ave | Nebraska City | NE | 68410-1704 | Otoe | NE41860 | Active | 154348 | F019785 | 2012 | PVI Industries | CHWH - ASME/Fired Water Heater | HWSD - Hot Water Dom/Potable | 12/31/2025
West Point Dairy Products | 412 E Elk St | West Point | NE | 68788-1065 | Cuming | NE04202 | Inactive | 24315 | 423952 | 1970 | Kewanee | FTSM - FTS Marine Dry Back | PROC - Process Steam | 6/30/2012
West Point Dairy Products | 412 E Elk St | West Point | NE | 68788-1065 | Cuming | NE04576 | Inactive | 33943 | 620691/R-1983 | 1980 | Kewanee | FTSM - FTS Marine Dry Back | PROC - Process Steam | 6/30/2012
West Point Dairy Products | 412 E Elk St | West Point | NE | 68788-1065 | Cuming | NE23015 | Inactive | 9586 | 9789-01 | 1998 | Johnston Boiler Co. | FTSM - FTS Marine Dry Back | PROC - Process Steam | 6/30/2012
FOX THEATER | 412 Norris Ave | McCook | NE | 69001-2004 | RED WILLOW | NE21114 | Scrapped/Junked |  | 1267 | 1968 | SLANT FIN |  | STHT - Steam-Heat | 3/31/2004
Wilber Power Plant | 412 S Main St | Wilber | NE | 68465 | Saline | NE06186 | Active | 00131 | 770PC8000131 | 1980 | AOSM | COBL - Coil Type Boiler | ENGH - Diesel Engine Block Heat | 11/30/2026
Mount Carmel Home | 412 W 18th St | Kearney | NE | 68845-5948 | Buffalo | NE05408 | Scrapped/Junked | 2056 | M6147 | 1964 | KEWA | FTFB - Firetube-Firebox Boiler | HWHT - Hot Water Heat | 6/30/2010
Mount Carmel Home | 412 W 18th St | Kearney | NE | 68845-5948 | Buffalo | NE05409 | Scrapped/Junked |  | M6148 | 1964 | KEWA | FTFB - Firetube-Firebox Boiler | HWHT - Hot Water Heat | 6/30/2010
Mount Carmel Home | 412 W 18th St | Kearney | NE | 68845-5948 | Buffalo | NE05410 | Active | n/a | 211-8905-0984 | 1985 | Peerless | CI - Cast Iron | HWHT - Hot Water Heat | 4/30/2026
Mount Carmel Home | 412 W 18th St | Kearney | NE | 68845-5948 | Buffalo | NE05713 | Scrapped/Junked | 70213 |  | 1995 | RUUD | CHWH - ASME/Fired Water Heater | HWSD - Hot Water Dom/Potable | 6/30/2002
Mount Carmel Home | 412 W 18th St | Kearney | NE | 68845-5948 | Buffalo | NE05892 | Scrapped/Junked | 78054 | URNG0498G03013 | 1998 | RUUD | CHWH - ASME/Fired Water Heater | HWSD - Hot Water Dom/Potable | 6/30/2006
Mount Carmel Home | 412 W 18th St | Kearney | NE | 68845-5948 | Buffalo | NE06443 | Scrapped/Junked | 222242 | 0405222242 | 2004 | Raypak | CPFH - Copper Fin Water Heater | HWSD - Hot Water Dom/Potable | 4/30/2021
Mount Carmel Home | 412 W 18th St | Kearney | NE | 68845-5948 | Buffalo | NE07406 | Scrapped/Junked | 106962 | URNG0106G01322 | 2005 | RHEEM | CHWH - ASME/Fired Water Heater | HWSD - Hot Water Dom/Potable | 6/30/2012
Mount Carmel Home | 412 W 18th St | Kearney | NE | 68845-5948 | Buffalo | NE08594 | Scrapped/Junked | 84248 | 4087 | 2000 | RHEEM MANUFACTURING CO | CHWH - ASME/Fired Water Heater | HWSD - Hot Water Dom/Potable | 6/30/2004
Mount Carmel Home | 412 W 18th St | Kearney | NE | 68845-5948 | Buffalo | NE14369 | Scrapped/Junked |  | 647M0413 | 1968 | AOSM | COBL - Coil Type Boiler | HWSD - Hot Water Dom/Potable | 6/30/2010
Mount Carmel Home | 412 W 18th St | Kearney | NE | 68845-5948 | Buffalo | NE14370 | Scrapped/Junked |  | C47657AO5O | 1968 | AOSM | COBL - Coil Type Boiler | HWSD - Hot Water Dom/Potable | 6/30/2010
Mount Carmel Home | 412 W 18th St | Kearney | NE | 68845-5948 | Buffalo | NE14371 | Scrapped/Junked |  | 640647M041 | 1968 | AOSM | COBL - Coil Type Boiler | HWSD - Hot Water Dom/Potable | 6/30/2010
Mount Carmel Home | 412 W 18th St | Kearney | NE | 68845-5948 | Buffalo | NE16085 | Scrapped/Junked | 113285 | 080909 | 2009 | CAMUS | COWH - Coil Type Water Heater | HWDP - Hotwater Heat & Dom Supply | 4/30/2025
Mount Carmel Home | 412 W 18th St | Kearney | NE | 68845-5948 | Buffalo | NE16086 | Inactive | 113267 | 080909255 | 2009 | CAMUS | COBL - Coil Type Boiler | HWHT - Hot Water Heat | 4/30/2024
Mount Carmel Home | 412 W 18th St | Kearney | NE | 68845-5948 | Buffalo | NE16087 | Scrapped/Junked | 113277 | 080909256 | 2009 | CAMUS | COWH - Coil Type Water Heater | HWHT - Hot Water Heat | 4/30/2025
Mount Carmel Home | 412 W 18th St | Kearney | NE | 68845-5948 | Buffalo | NE21067 | Scrapped/Junked | 116865 | UNRG0408G00742 | 2008 | RHEEM | CHWH - ASME/Fired Water Heater | HWSD - Hot Water Dom/Potable | 4/30/2019
Mount Carmel Home | 412 W 18th St | Kearney | NE | 68845-5948 | Buffalo | NE29149 | Scrapped/Junked | 146357 | 146357 | 2016 | RHEEM | FT - Firetube Boiler | HWSD - Hot Water Dom/Potable | 4/30/2024
Mount Carmel Home | 412 W 18th St | Kearney | NE | 68845-5948 | Buffalo | NE29164 | Active | 520574 | 2103520574 | 2021 | Raypak | CPFH - Copper Fin Water Heater | HWSD - Hot Water Dom/Potable | 4/30/2026
Mount Carmel Home | 412 W 18th St | Kearney | NE | 68845-5948 | Buffalo | NE42941 | Active | 381170 | D1.16.24.00177 | 2016 | CAMUS | COWH - Coil Type Water Heater | HWHT - Hot Water Heat | 4/30/2026
Mount Carmel Home | 412 W 18th St | Kearney | NE | 68845-5948 | Buffalo | NE42942 | Active | 381174 | D1.16.24.00181 | 2016 | CAMUS | COWH - Coil Type Water Heater | HWHT - Hot Water Heat | 4/30/2026
Mount Carmel Home | 412 W 18th St | Kearney | NE | 68845-5948 | Buffalo | NE42943 | Active | 381171 | D1.16.24.00178 | 2016 | CAMUS | COWH - Coil Type Water Heater | HWHT - Hot Water Heat | 4/30/2026
SINK & BAER CLEANERS | 412 W 3rd St | Grand Island | NE | 68801-5943 | HALL | NE10355 | Inactive | 17 |  | 1948 | MUNDS | WT - Water Tube Boiler | PROC - Process Steam | 5/31/1987
Gorilla Wash | 4120 S 24th St | Omaha | NE | 68107-1802 | Douglas | NE25542 | Scrapped/Junked | 114237 | P02112 | 1989 | Teledyne Laars | CPFT - Horiz Cpr Fin Boiler | HWSP - Hot Water Non Potable Supply | 3/31/2019
Gorilla Wash | 4120 S 24th St | Omaha | NE | 68107-1802 | Douglas | NE25543 | Scrapped/Junked | 118813 | 8992497 | 1989 | Teledyne Laars | WT - Water Tube Boiler | HWFS - HW Heat - Floor & Sidewalk | 3/31/2019
Gorilla Wash | 4120 S 24th St | Omaha | NE | 68107-1802 | Douglas | NE43271 | Active | 313370 | 18.VC60.128.2383 | 2018 | Lochinvar | FTVT - Firetube Vertical TB | HWHF - Hot Water Heat-Floor | 4/30/2025
Gorilla Wash | 4120 S 24th St | Omaha | NE | 68107-1802 | Douglas | NE43272 | Active | 313373 | 18.VC60.128.2386 | 2018 | Lochinvar | FTVT - Firetube Vertical TB | HWHF - Hot Water Heat-Floor | 4/30/2025
Darling Ingredients Inc | 4125 Dahlman Ave | Omaha | NE | 68107-1565 | Douglas | NE09307 | Active | 13534 | S358-150-46 | 2007 | Hurst | FTWB - FTS Marine Wet Back | PROC - Process Steam | 3/31/2026
NEBRASKA PEO HOME | 413 N 5th St | Beatrice | NE | 68310-2902 | GAGE | NE20509 | Scrapped/Junked |  | AJ81-02953-R38 | 1981 | AO SMITH | AHWH - ANSI/Fired Water Htr | HWSD - Hot Water Dom/Potable | 7/31/2004
NEBRASKA PEO HOME | 413 N 5th St | Beatrice | NE | 68310-2902 | GAGE | NE20510 | Scrapped/Junked |  | 210-3765 | 1985 | PEERLESS HEATER COMPANY |  | STHT - Steam-Heat | 2/28/2001
VILLA VINEE APARTMENTS | 413 S 78th St | Omaha | NE | 68114-4590 | Douglas | NE23102 | Exempt 1999 LB-66 |  | MM89-0054406880 | 1989 | AO SMITH | AHWH - ANSI/Fired Water Htr | HWSD - Hot Water Dom/Potable | 4/30/2000
John Forney Tractor | 4131 E Rd | Bellwood | NE | 68624-2482 | Butler | NE01202 | Inactive |  | 15661 | 1914 | RUSSELL | HOBB - Hobby/Antique Boiler | 0024 - Antique Steam Tractor | 7/31/2007
John Forney Tractor | 4131 E Rd | Bellwood | NE | 68624-2482 | Butler | NE01317 | Out of Service | n/a | C2J61 | 1920 | ADVANCE-RUMLEY | HOBB - Hobby/Antique Boiler | 0024 - Antique Steam Tractor | 5/31/2019
John Forney Tractor | 4131 E Rd | Bellwood | NE | 68624-2482 | Butler | NE30201 | Inactive | n/a | 17118 | 1923 | RUSS | HOBB - Hobby/Antique Boiler | 0024 - Antique Steam Tractor | 6/30/2010
PRIVATE RESIDENCE | 4133 S 23rd St | Omaha | NE | 68107-1909 | Douglas | NE01691 | Exempt |  | 1101 | 1960 | CRANE |  | HWHT - Hot Water Heat | 5/31/2005
Crown Cork & Seal | 4133 S 72nd St | Omaha | NE | 68127-1802 | Douglas | NE15348 | Inactive | 218 |  | 1989 | Cleaver & Brooks |  |  | 7/31/2000
Crown Cork & Seal | 4133 S 72nd St | Omaha | NE | 68127-1802 | Douglas | NE34281 | Scrapped/Junked |  | 81077 | 1968 | Sellers Engineering | FTSM - FTS Marine Dry Back | HWSP - Hot Water Non Potable Supply | 7/31/2007
Crown Cork & Seal | 4133 S 72nd St | Omaha | NE | 68127-1802 | Douglas | NE34283 | Scrapped/Junked |  | 4419 | 1953 | Cleaver & Brooks | FTSM - FTS Marine Dry Back | HWHT - Hot Water Heat | 7/31/2007
Crown Cork & Seal | 4133 S 72nd St | Omaha | NE | 68127-1802 | Douglas | NE34284 | Scrapped/Junked |  | 4434 | 1953 | Cleaver & Brooks | FTSM - FTS Marine Dry Back | HWHT - Hot Water Heat | 7/31/2007
Pines At Blue Hill | 414 N Willson St | Blue Hill | NE | 68930-3561 | Webster | NE09753 | Scrapped/Junked | 92117 | URNG1201G01978 | 2001 | RHEEM | CHWH - ASME/Fired Water Heater | HWSD - Hot Water Dom/Potable | 4/30/2019
Pines At Blue Hill | 414 N Willson St | Blue Hill | NE | 68930-3561 | Webster | NE22304 | Scrapped/Junked | 74654 | RN0397G04924 | 1997 | RHEEM | CHWH - ASME/Fired Water Heater | HWSD - Hot Water Dom/Potable | 4/30/2017
Pines At Blue Hill | 414 N Willson St | Blue Hill | NE | 68930-3561 | Webster | NE27340 | Active | 140246 | A46145730 | 2014 | RHEEM | CHWH - ASME/Fired Water Heater | HWSD - Hot Water Dom/Potable | 4/30/2026
Pines At Blue Hill | 414 N Willson St | Blue Hill | NE | 68930-3561 | Webster | NE27518 | Active | 152151 | A511703481 | 2017 | RHEEM | CHWH - ASME/Fired Water Heater | HWSD - Hot Water Dom/Potable | 4/30/2026
Pines At Blue Hill | 414 N Willson St | Blue Hill | NE | 68930-3561 | Webster | NE37401 | Active | n/a | 211-8819 | 1983 | Peerless | CI - Cast Iron | HWHT - Hot Water Heat | 4/30/2026
Pines At Blue Hill | 414 N Willson St | Blue Hill | NE | 68930-3561 | Webster | NE37402 | Active | n/a | 211-6944 | 1983 | Peerless | CI - Cast Iron | HWHT - Hot Water Heat | 4/30/2026
Pines At Blue Hill | 414 N Willson St | Blue Hill | NE | 68930-3561 | Webster | NE37403 | Scrapped/Junked |  | AC82-25034-820 | 1982 | AO SMITH | AHWH - ANSI/Fired Water Htr | HWSD - Hot Water Dom/Potable | 4/30/2003
Twin River Water Park | 414 S 18th St | Plattsmouth | NE | 68048-2806 | Cass | NE40532 | Active | 81155 | C97I06723 | 1997 | TELE | CPFT - Horiz Cpr Fin Boiler | OPHT - Outdoor Pool Heater | 6/30/2026
PLATTSMOUTH CITY POOL | 414 S 18th St | Plattsmouth | NE | 68048-2806 | CASS | NE40533 | Exempt 1999 LB-66 |  | MM970699560970 | 1997 | AO SMITH | AHWH - ANSI/Fired Water Htr | HWSD - Hot Water Dom/Potable | 5/31/2000
Double D Cleaners | 414 West Ave | Holdrege | NE | 68949-2223 | Phelps | NE09989 | Inactive | 48157 | 88729 | 2002 | BRYA | WT - Water Tube Boiler | PROC - Process Steam | 4/30/2013
Double D Cleaners | 414 West Ave | Holdrege | NE | 68949-2223 | Phelps | NE14005 | Scrapped/Junked | 10425 |  | 1978 | Bryant Boiler | WT - Water Tube Boiler | PROC - Process Steam | 11/30/2002
Havelock United Methodist Church | 4140 N 60th St | Lincoln | NE | 68507-1107 | Lancaster | NE04260 | Active | n/a | 30930784 | 1984 | Peerless | CI - Cast Iron | HWHT - Hot Water Heat | 10/31/2025
Havelock United Methodist Church | 4140 N 60th St | Lincoln | NE | 68507-1107 | Lancaster | NE04261 | Scrapped/Junked |  | N3954 | 1966 | KEWANEE | FTFB - Firetube-Firebox Boiler | HWHT - Hot Water Heat | 10/31/2006
Havelock United Methodist Church | 4140 N 60th St | Lincoln | NE | 68507-1107 | Lancaster | NE04262 | Active | n/a | 30900784 | 1984 | Peerless | CI - Cast Iron | HWHT - Hot Water Heat | 10/31/2025
Havelock United Methodist Church | 4140 N 60th St | Lincoln | NE | 68507-1107 | Lancaster | NE04263 | Active | n/a | 30910784 | 1984 | Peerless | CI - Cast Iron | HWHT - Hot Water Heat | 10/31/2025
Havelock United Methodist Church | 4140 N 60th St | Lincoln | NE | 68507-1107 | Lancaster | NE04264 | Active | n/a | 30920784 | 1984 | Peerless | CI - Cast Iron | HWHT - Hot Water Heat | 10/31/2025
Havelock United Methodist Church | 4140 N 60th St | Lincoln | NE | 68507-1107 | Lancaster | NE06977 | Active | 8283 | 2005-46-0031 | 2005 | Giannoni | SSCO - SS Coil Boiler | HWHT - Hot Water Heat | 10/31/2025
Havelock United Methodist Church | 4140 N 60th St | Lincoln | NE | 68507-1107 | Lancaster | NE06978 | Active | 9437 | 2005-49-0017 | 2005 | Giannoni | SSCO - SS Coil Boiler | HWHT - Hot Water Heat | 10/31/2025
PERFECT CENTS CLEANING | 4141 S 89th St | Omaha | NE | 68127-1501 | Douglas | NE03994 | Inactive |  | 131957 | 1987 | WILLIAMS & DAVIS BOILERS | FT - Firetube Boiler | PROC - Process Steam | 3/31/1990
Freeman Public School | 415 8th St | Adams | NE | 68301 | Gage | NE17072 | Scrapped/Junked | 119298 | K07M003399 | 2007 | A O Smith | FTVT - Firetube Vertical TB | HWSD - Hot Water Dom/Potable | 1/31/2017
Freeman Public School | 415 8th St | Adams | NE | 68301 | Gage | NE25569 | Scrapped/Junked | n/a | 7715991 | 1990 | Burnham | CI - Cast Iron | HWHT - Hot Water Heat | 1/31/2014
Freeman Public School | 415 8th St | Adams | NE | 68301 | Gage | NE25570 | Scrapped/Junked | 3 | LF95-0443161 | 1995 | AOSM | CHWH - ASME/Fired Water Heater | HWSD - Hot Water Dom/Potable | 1/31/2009
Freeman Public School | 415 8th St | Adams | NE | 68301 | Gage | NE26582 | Scrapped/Junked | 147843 | 147843 | 2016 | RHEEM | CHWH - ASME/Fired Water Heater | HWSD - Hot Water Dom/Potable | 11/30/2023
Lincoln Federal Savings | 415 E 6th St | Fremont | NE | 68025-5152 | Dodge | NE17338 | Scrapped/Junked | n/a | 61-27077 | 1977 | Peerless | CI - Cast Iron | HWHT - Hot Water Heat | 1/31/2017
Lincoln Federal Savings | 415 E 6th St | Fremont | NE | 68025-5152 | Dodge | NE26593 | Active | 385365 | 091623469 | 2016 | CAMUS | WTSS - Watertube SS Steel | HWHT - Hot Water Heat | 12/31/2025
Maxwell Public Schools | 415 E Hwy 30 | Maxwell | NE | 69151-1132 | Lincoln | NE26921 | Active | 4238 | 17043200T | 2017 | BOCK | CHWH - ASME/Fired Water Heater | HWSD - Hot Water Dom/Potable | 1/31/2027
Maxwell Public Schools | 415 E Hwy 30 | Maxwell | NE | 69151-1132 | Lincoln | NE33616 | Scrapped/Junked | 34650 | R3032 | 1980 | Kewanee | FTFB - Firetube-Firebox Boiler | HWHT - Hot Water Heat | 1/31/2018
Maxwell Public Schools | 415 E Hwy 30 | Maxwell | NE | 69151-1132 | Lincoln | NE33618 | Scrapped/Junked | 34651 | R3033 | 1980 | Kewanee | FTFB - Firetube-Firebox Boiler | HWHT - Hot Water Heat | 1/31/2018
Maxwell Public Schools | 415 E Hwy 30 | Maxwell | NE | 69151-1132 | Lincoln | NE35444 | Scrapped/Junked |  | MB88-011943286 | 1988 | AOSM | AHWH - ANSI/Fired Water Htr | HWSD - Hot Water Dom/Potable | 8/31/2008
Central NE Public Power | 415 Lincoln St | Holdrege | NE | 68949-3241 | Phelps | NE14299 | Active | 10881 | 49669 | 1978 | Bryan | WT - Water Tube Boiler | GLYC - Glycol Bldg Heat Sys | 3/31/2026
Gamma Phi Beta | 415 N 16th St | Lincoln | NE | 68508-1697 | Lancaster | NE04726 | Scrapped/Junked |  | 211-7501 | 1975 | Peerless | CI - Cast Iron | STHT - Steam-Heat | 3/31/2009
Gamma Phi Beta | 415 N 16th St | Lincoln | NE | 68508-1697 | Lancaster | NE16078 | Scrapped/Junked | 209914 | 409209914 | 2009 | Laars | COWH - Coil Type Water Heater | HWHT - Hot Water Heat | 11/30/2018
Gamma Phi Beta | 415 N 16th St | Lincoln | NE | 68508-1697 | Lancaster | NE16079 | Scrapped/Junked | 209286 | H09209286 | 2009 | Laars | COWH - Coil Type Water Heater | HWHT - Hot Water Heat | 11/30/2018
Gamma Phi Beta | 415 N 16th St | Lincoln | NE | 68508-1697 | Lancaster | NE16080 | Active | 127448 | 9281059000 | 2008 | A O Smith | FTVT - Firetube Vertical TB | HWSD - Hot Water Dom/Potable | 11/30/2025
Gamma Phi Beta | 415 N 16th St | Lincoln | NE | 68508-1697 | Lancaster | NE19213 | Active | 132536 | 9281059000 | 2008 | A O Smith | FTVT - Firetube Vertical TB | HWSD - Hot Water Dom/Potable | 11/30/2025
Gamma Phi Beta | 415 N 16th St | Lincoln | NE | 68508-1697 | Lancaster | NE19625 | Exempt 1999 LB-66 |  | 000000AB84 | 1984 | AO SMITH | AHWH - ANSI/Fired Water Htr | HWSD - Hot Water Dom/Potable | 10/31/1999
Gamma Phi Beta | 415 N 16th St | Lincoln | NE | 68508-1697 | Lancaster | NE19626 | Exempt 1999 LB-66 |  | 000000AD84 | 1984 | AO SMITH | AHWH - ANSI/Fired Water Htr | HWSD - Hot Water Dom/Potable | 10/31/1999
Gamma Phi Beta | 415 N 16th St | Lincoln | NE | 68508-1697 | Lancaster | NE19627 | Exempt 1999 LB-66 |  |  | 1984 | AO SMITH | AHWH - ANSI/Fired Water Htr | HWSD - Hot Water Dom/Potable | 10/31/1998
Gamma Phi Beta | 415 N 16th St | Lincoln | NE | 68508-1697 | Lancaster | NE24901 | Exempt 1999 LB-66 |  | MH980760902 | 1998 | AO SMITH | AHWH - ANSI/Fired Water Htr | HWSD - Hot Water Dom/Potable | 10/31/1999
Gamma Phi Beta | 415 N 16th St | Lincoln | NE | 68508-1697 | Lancaster | NE24902 | Exempt 1999 LB-66 |  | MH960572996 | 1996 | AO SMITH | AHWH - ANSI/Fired Water Htr | HWSD - Hot Water Dom/Potable | 10/31/1999
Gamma Phi Beta | 415 N 16th St | Lincoln | NE | 68508-1697 | Lancaster | NE27985 | Active | 340604 | 18.PG80.95.1777 | 2018 | Lochinvar | FTVT - Firetube Vertical TB | HWHT - Hot Water Heat | 11/30/2025
Gamma Phi Beta | 415 N 16th St | Lincoln | NE | 68508-1697 | Lancaster | NE27986 | Active | 327511 | 18.PG80.95.0980 | 2018 | Lochinvar | FTVT - Firetube Vertical TB | HWHT - Hot Water Heat | 11/30/2026
St Patrick's Parish | 415 N Chestnut St | North Platte | NE | 69101-6954 | Lincoln | NE07377 | Inactive | 70992 | LJ02-1934242 | 2002 | AOSM | CHWH - ASME/Fired Water Heater | HWSD - Hot Water Dom/Potable | 3/31/2021
St Patrick's Parish | 415 N Chestnut St | North Platte | NE | 69101-6954 | Lincoln | NE17407 | Active | n/a | 516529 | 1992 | Weil-Mcclain | CI - Cast Iron | HWHT - Hot Water Heat | 3/31/2026
St Patrick's Parish | 415 N Chestnut St | North Platte | NE | 69101-6954 | Lincoln | NE33204 | Scrapped/Junked | n/a | 6B | 1950 | American Radiator | CI - Cast Iron | STHT - Steam-Heat | 3/31/2014
CHARLIES GRILL & MARKET | 4150 S 144th St | Omaha | NE | 68137-1013 | Douglas | NE17853 | Exempt 1999 LB-66 |  |  | 1993 | AO SMITH | AHWH - ANSI/Fired Water Htr | HWSD - Hot Water Dom/Potable | 3/31/1995
Anew Travel Center | 41501 Harvest Dr | Cambridge | NE | 69022 | Furnas | NE24577 | Active | 278075 | J13H10278075 | 2013 | Lochinvar | WTSS - Watertube SS Steel | HWHF - Hot Water Heat-Floor | 2/28/2026
ROLLER HARDWARE/APPL/RENT | 416 Box Butte Ave | Alliance | NE | 69301-3344 | BOX BUTTE | NE03930 | Inactive |  | 2116769 | 1982 | PEERLESS HEATER COMPANY |  | STHT - Steam-Heat | 3/31/2005
Central Plains Devel Ctr | 416 Center Ave | Holbrook | NE |  | FURNAS | NE37003 | Inactive |  | 1 | 1985 | Peerless Heater Company | CI - Cast Iron | HWHT - Hot Water Heat | 7/31/1993
CENTRAL PLAINS DEVEL CTR | 416 CENTER AVE | HOLBROOK | NE | 68948 | FURNAS | NE04694 | Inactive | 42074 |  | 1989 | KEWANEE | FT - Firetube Boiler | STHT - Steam-Heat | 12/31/1993
CENTRAL PLAINS DEVEL CTR | 416 CENTER AVE | HOLBROOK | NE | 68948 | FURNAS | NE31371 | Inactive |  | 24M14109 | 1960 | BRYANT |  | HWHT - Hot Water Heat | 7/31/1996
Palace Apartments | 416 H St | David City | NE | 68632-1478 | Butler | NE12426 | Active | N/A | 352285-2001-03 | 2001 | Peerless | CI - Cast Iron | HWHT - Hot Water Heat | 12/31/2025
OFFICE BUILDING | 416 N Jeffers St | North Platte | NE | 69101-3938 | LINCOLN | NE34421 | Scrapped/Junked |  | M9374 | 1960 | KEWANEE | FTFB - Firetube-Firebox Boiler | HWHT - Hot Water Heat | 8/31/2000
Ewing High School | 416 N Spruce St | Ewing | NE | 68735-5579 | Holt | NE17383 | Scrapped/Junked | 7258 | 92-3266 | 1992 | Les Inc/Aldrich Co | FTVT - Firetube Vertical TB | HWHT - Hot Water Heat | 1/31/2022
Ewing High School | 416 N Spruce St | Ewing | NE | 68735-5579 | Holt | NE17384 | Scrapped/Junked | 7257 | 92-3265 | 1992 | Les Inc/Aldrich Co | FTVT - Firetube Vertical TB | HWHT - Hot Water Heat | 1/31/2022
Ewing Elementary School | 416 N Spruce St | Ewing | NE | 68735-5579 | Holt | NE32476 | Scrapped/Junked | N/A | 1BJ2 | 1973 | American Standard | CI - Cast Iron | STHT - Steam-Heat | 1/31/2022
Ewing Elementary School | 416 N Spruce St | Ewing | NE | 68735-5579 | Holt | NE32873 | Scrapped/Junked |  | 340724 | 1957 | BRYANT |  | HWHT - Hot Water Heat | 3/31/2008
Jobbers Canyon | 416 S 12th St | Omaha | NE | 68102-2810 | Douglas | NE06466 | Inactive | 61429 | 63267 | 2005 | REIM | ELBL - Electric Boiler | PROC - Process Steam | 9/30/2007
Younes Conference Center South | 416 Talmadge St | Kearney | NE | 68845-7804 | Buffalo | NE19224 | Active | 130367 | 0910130367 | 2010 | PVI Industries | FTVT - Firetube Vertical TB | HWHT - Hot Water Heat | 12/31/2026
Younes Conference Center South | 416 Talmadge St | Kearney | NE | 68845-7804 | Buffalo | NE19225 | Active | 130368 | 0910130368 | 2010 | PVI Industries | FTVT - Firetube Vertical TB | HWHT - Hot Water Heat | 12/31/2025
Grace Lutheran Church | 416 W Park Ave | Norfolk | NE | 68701-5240 | Madison | NE22891 | Active | 67901 | PG40-09-0143 | 2012 | Heat Transfer Products Inc. | FTSS - Firetube Stainless Steel | HWHS - Hotwater Heat Sidewalks | 3/31/2026
Grace Lutheran Church | 416 W Park Ave | Norfolk | NE | 68701-5240 | Madison | NE22892 | Active | 67904 | PG40-09-0146 | 2012 | Heat Transfer Products Inc. | FTSS - Firetube Stainless Steel | HWHS - Hotwater Heat Sidewalks | 3/31/2026
Grace Lutheran Church | 416 W Park Ave | Norfolk | NE | 68701-5240 | Madison | NE34202 | Scrapped/Junked | n/a | N/A | 1962 | Weil-Mcclain | CI - Cast Iron | HWHT - Hot Water Heat | 3/31/2020
Shoemaker Elementary | 4160 W Old Potash Hwy | Grand Island | NE | 68803-3919 | Hall | NE06676 | Scrapped/Junked | 41762 | G-04-1341 | 2004 | Aerco International | HCFT - Helical FT-Boiler | HWHT - Hot Water Heat | 1/31/2017
Shoemaker Elementary | 4160 W Old Potash Hwy | Grand Island | NE | 68803-3919 | Hall | NE09956 | Inactive | 66110 | HW160M942 | 2001 | AO SMITH | AHWH - ANSI/Fired Water Htr | HWSD - Hot Water Dom/Potable | 7/31/2006
Shoemaker Elementary | 4160 W Old Potash Hwy | Grand Island | NE | 68803-3919 | Hall | NE15771 | Active | 53060 | G-09-0330 | 2009 | Aerco | HCFT - Helical FT-Boiler | HWHT - Hot Water Heat | 1/31/2027
Shoemaker Elementary | 4160 W Old Potash Hwy | Grand Island | NE | 68803-3919 | Hall | NE26451 | Active | 70395 | G-15-0271 | 2015 | Aerco | HCFT - Helical FT-Boiler | HWHT - Hot Water Heat | 1/31/2026
Shoemaker Elementary | 4160 W Old Potash Hwy | Grand Island | NE | 68803-3919 | Hall | NE32822 | Scrapped/Junked | 29594 |  | 1977 | KEWANEE | FTFB - Firetube-Firebox Boiler | HWHT - Hot Water Heat | 7/31/2006
Shoemaker Elementary | 4160 W Old Potash Hwy | Grand Island | NE | 68803-3919 | Hall | NE32823 | Scrapped/Junked |  | N-5190 | 1966 | KEWA | FTFB - Firetube-Firebox Boiler | HWHT - Hot Water Heat | 7/31/2010
WESTERN VALLEY PACKING | 417 9TH AVE | SCOTTSBLUFF | NE | 69361 | SCOTTS BLUFF | NE02285 | Inactive | 7937 |  | 1978 | SUPERIOR BOILERWORKS | FT - Firetube Boiler | PROC - Process Steam | 7/31/1994
Howells Public School | 417 Center St | Howells | NE | 68641-4133 | Cuming | NE17598 | Active | 17568 | 09F5475 | 2009 | Aldrich | FTVT - Firetube Vertical TB | HWHT - Hot Water Heat | 1/31/2027
Howells Public School | 417 Center St | Howells | NE | 68641-4133 | Cuming | NE17599 | Active | 17600 | 09F-5507 | 2009 | Aldrich | FTVT - Firetube Vertical TB | HWHT - Hot Water Heat | 1/31/2027
Howells Public School | 417 Center St | Howells | NE | 68641-4133 | Cuming | NE32849 | Scrapped/Junked |  | 7FDA-4353 | 1981 | H.B. SMITH |  | HWHT - Hot Water Heat | 8/31/2000
Howells Public School | 417 Center St | Howells | NE | 68641-4133 | Cuming | NE37007 | Scrapped/Junked |  | C80-561 | 1985 | PEERLESS HEATER COMPANY |  | HWHT - Hot Water Heat | 8/31/1999
Howells Public School | 417 Center St | Howells | NE | 68641-4133 | Cuming | NE40760 | Scrapped/Junked | 10098 | E7580 | 1999 | ALES | FTVT - Firetube Vertical TB | HWHT - Hot Water Heat | 8/31/2009
Howells Public School | 417 Center St | Howells | NE | 68641-4133 | Cuming | NE40761 | Scrapped/Junked | 10097 | E7579 | 1999 | ALES | FTVT - Firetube Vertical TB | HWHT - Hot Water Heat | 8/31/2009
St Luke's Catholic Church | 417 E 3rd St | Ogallala | NE | 69153-2636 | Keith | NE17052 | Active | N/A | 65146953 | 2009 | Burnham | CI - Cast Iron | HWHT - Hot Water Heat | 12/31/2026
St Luke's Catholic Church | 417 E 3rd St | Ogallala | NE | 69153-2636 | Keith | NE17053 | Active | N/A | 65146944 | 2009 | Burnham | CI - Cast Iron | HWHT - Hot Water Heat | 12/31/2026
St Luke's Catholic Church | 417 E 3rd St | Ogallala | NE | 69153-2636 | Keith | NE37581 | Scrapped/Junked |  | RM-545 | 1965 | Fitzgibbons | FT - Firetube Boiler | HWHT - Hot Water Heat | 8/31/2009
Central Catholic Activity Center | 417 E Walnut St | West Point | NE | 68788-1536 | Cuming | NE17600 | Active | 17528 | F-5435 | 2009 | Aldrich | FTHT - Firetube Horizontal | STHT - Steam-Heat | 12/31/2026
Central Catholic Activity Center | 417 E Walnut St | West Point | NE | 68788-1536 | Cuming | NE31985 | Scrapped/Junked |  | G-1708 | 1955 | KEWA | FTFB - Firetube-Firebox Boiler | STHT - Steam-Heat | 7/31/2009
MID AMERICA DAIRYMEN | 417 S 4th St | O'Neill | NE | 68763-1905 | Holt | NE11789 | Inactive | 6385 |  | 1956 | LEFFEL | FT - Firetube Boiler | PROC - Process Steam | 11/30/1988
MID AMERICA DAIRYMEN | 417 S 4th St | O'Neill | NE | 68763-1905 | Holt | NE11797 | Inactive | 2931 |  | 1955 | MURRAY | FT - Firetube Boiler | PROC - Process Steam | 10/31/1992
VILLA VINEE APARTMENTS | 417 S 78th St | Omaha | NE | 68114-4592 | Douglas | NE23101 | Exempt 1999 LB-66 |  | ML94-0384533930 | 1994 | AO SMITH | AHWH - ANSI/Fired Water Htr | HWSD - Hot Water Dom/Potable | 4/30/2000
Ravenna High School | 41750 Carthage Rd | Ravenna | NE | 68869-4051 | Buffalo | NE01998 | Active | 13412 | O4F-1328 | 2004 | ALES | FTVT - Firetube Vertical TB | HWHT - Hot Water Heat | 2/28/2027
Ravenna High School | 41750 Carthage Rd | Ravenna | NE | 68869-4051 | Buffalo | NE09436 | Scrapped/Junked | 65480 | 780JK86 | 1986 | AO SMITH | WT - Water Tube Boiler | HWSD - Hot Water Dom/Potable | 8/31/2006
Ravenna High School | 41750 Carthage Rd | Ravenna | NE | 68869-4051 | Buffalo | NE09437 | Scrapped/Junked | 70439 | 780JD8770 | 1987 | AO SMITH | WT - Water Tube Boiler | HWSD - Hot Water Dom/Potable | 8/31/2006
Ravenna High School | 41750 Carthage Rd | Ravenna | NE | 68869-4051 | Buffalo | NE25378 | Active | 19272 | 14F-7180 | 2014 | Aldrich | FTHT - Firetube Horizontal | HWHT - Hot Water Heat | 2/28/2027
Ravenna High School | 41750 Carthage Rd | Ravenna | NE | 68869-4051 | Buffalo | NE32467 | Scrapped/Junked | 6486 | 2336 | 1967 | Kewanee | FTFB - Firetube-Firebox Boiler | HWHT - Hot Water Heat | 2/28/2015
Cathedral Court Apartments | 4178 Cass St | Omaha | NE | 68131-1700 | Douglas | NE12872 | Exempt 1999 LB-66 |  | 000000584400071 | 1994 | RHEEM MANUFACTURING CO | AHWH - ANSI/Fired Water Htr | HWSD - Hot Water Dom/Potable | 6/30/2000
Cathedral Court Apartments | 4178 Cass St | Omaha | NE | 68131-1700 | Douglas | NE35335 | Scrapped/Junked | n/a | 18161 | 1949 | Pacific | FT - Firetube Boiler | HWHT - Hot Water Heat | 1/31/2018
Cathedral Court Apartments | 4178 Cass St | Omaha | NE | 68131-1700 | Douglas | NE41969 | Active | 124471 | 19.PG120.05.0538 | 2019 | Lochinvar | FT - Firetube Boiler | HWHT - Hot Water Heat | 12/31/2025
Pawnee City Housing Auth | 418 11th St Ofc 165 | Pawnee City | NE | 68420-3554 | Pawnee | NE08742 | Scrapped/Junked | n/a | 8-W2A | 1965 | CRAN | CI - Cast Iron | HWHT - Hot Water Heat | 10/31/2018
Pawnee City Housing Auth | 418 11th St Ofc 165 | Pawnee City | NE | 68420-3554 | Pawnee | NE08743 | Exempt |  | CP1117937 | 1983 | WEIL MCLAIN |  | HWHT - Hot Water Heat | 10/31/2002
Pawnee City Housing Auth | 418 11th St Ofc 165 | Pawnee City | NE | 68420-3554 | Pawnee | NE08744 | Exempt |  | 8-102B | 1965 | CRANE |  | HWHT - Hot Water Heat | 10/31/2002
Pawnee City Housing Auth | 418 11th St Ofc 165 | Pawnee City | NE | 68420-3554 | Pawnee | NE08745 | Inactive | n/a | 8-102C | 1965 | CRAN | CI - Cast Iron | HWHT - Hot Water Heat | 10/31/2019
Pawnee City Housing Auth | 418 11th St Ofc 165 | Pawnee City | NE | 68420-3554 | Pawnee | NE08746 | Scrapped/Junked | n/a | 8-102D | 1965 | CRAN | CI - Cast Iron | HWHT - Hot Water Heat | 10/31/2018
Pawnee City Housing Auth | 418 11th St Ofc 165 | Pawnee City | NE | 68420-3554 | Pawnee | NE08747 | Exempt |  | 8-102E | 1965 | CRANE |  | HWHT - Hot Water Heat | 10/31/2002
Pawnee City Housing Auth | 418 11th St Ofc 165 | Pawnee City | NE | 68420-3554 | Pawnee | NE08748 | Exempt |  | 10-102 | 1965 | CRANE |  | HWHT - Hot Water Heat | 10/31/2002
Pawnee City Housing Auth | 418 11th St Ofc 165 | Pawnee City | NE | 68420-3554 | Pawnee | NE08749 | Active | n/a | 8-102F | 1965 | CRAN | CI - Cast Iron | HWHT - Hot Water Heat | 10/31/2026
Pawnee City Housing Auth | 418 11th St Ofc 165 | Pawnee City | NE | 68420-3554 | Pawnee | NE08750 | Exempt |  | 51615 | 1971 | ACK O MATIC |  | HWHT - Hot Water Heat | 10/31/2002
Pawnee City Housing Auth | 418 11th St Ofc 165 | Pawnee City | NE | 68420-3554 | Pawnee | NE08751 | Exempt |  | 51635 | 1971 | ACK O MATIC |  | HWHT - Hot Water Heat | 10/31/2002
Pawnee City Housing Auth | 418 11th St Ofc 165 | Pawnee City | NE | 68420-3554 | Pawnee | NE08752 | Inactive | n/a | 49173 | 1971 | ACKE | CI - Cast Iron | HWHT - Hot Water Heat | 10/31/2019
Pawnee City Housing Auth | 418 11th St Ofc 165 | Pawnee City | NE | 68420-3554 | Pawnee | NE08753 | Exempt |  | 51618 | 1971 | ACK O MATIC |  | HWHT - Hot Water Heat | 10/31/2002
Pawnee City Housing Auth | 418 11th St Ofc 165 | Pawnee City | NE | 68420-3554 | Pawnee | NE08754 | Exempt |  | 51614 | 1971 | ACK O MATIC |  | HWHT - Hot Water Heat | 10/31/2002
OLD HIGH PLAINS MIDDLE | 418 3RD ST | HORDVILLE | NE | 68846 | HAMILTON | NE25572 | Inactive | 22188 | 69851 | 1993 | BURNHAM COMM/INDUST | FT - Firetube Boiler | STHT - Steam-Heat | 8/31/2005
OLD HIGH PLAINS MIDDLE | 418 3RD ST | HORDVILLE | NE | 68846 | HAMILTON | NE31466 | Inactive |  | S48075 | 1937 | IDEAL |  | STHT - Steam-Heat | 8/31/2000
OLD HIGH PLAINS MIDDLE | 418 3RD ST | HORDVILLE | NE | 68846 | HAMILTON | NE32834 | Inactive | 32534 | R0989 | 1979 | KEWANEE | FTFB - Firetube-Firebox Boiler | HWHT - Hot Water Heat | 8/31/2005
Wahoo Aquatic Center | 418 E 4th St | Wahoo | NE | 68066-1972 | Saunders | NE06900 | Active | 159576 | C05159576 | 2005 | Teledyne & Laars | CPFT - Horiz Cpr Fin Boiler | OPHT - Outdoor Pool Heater | 6/30/2026
The Laundry Zone | 418 E Leota St Ste 2 | North Platte | NE | 69101-7855 | Lincoln | NE10098 | Scrapped/Junked | 180067 | N/A | 2005 | A O Smith | FHRT - FT Horiz Return Tube | HWSD - Hot Water Dom/Potable | 2/28/2022
Oxford Manor Apartments | 418 N 39th St | Omaha | NE | 68131-2394 | Douglas | NE12848 | Scrapped/Junked | na | 53566-0190 | 1990 | Peerless | CI - Cast Iron | STHT - Steam-Heat | 1/31/2013
Longs Creek Village | 418 Q St | Auburn | NE | 68305-1040 | Nemaha | NE00072 | Active | n/a | MSJ-2735 | 2000 | HYDR | CI - Cast Iron | HWHT - Hot Water Heat | 9/30/2026
Longs Creek Village | 418 Q St | Auburn | NE | 68305-1040 | Nemaha | NE08842 | Active | n/a | MSJ-2734 | 2000 | HYDR | CI - Cast Iron | HWHT - Hot Water Heat | 9/30/2026
Tadousac Apartments | 418 S 38th Ave | Omaha | NE | 68131-3809 | Douglas | NE04310 | Out of Service | n/a | 103968 | 1947 | Pacific | FTFB - Firetube-Firebox Boiler | STHT - Steam-Heat | 8/31/2018
Tadousac Apartments | 418 S 38th Ave | Omaha | NE | 68131-3809 | Douglas | NE20346 | Exempt 1999 LB-66 |  | MG90-0173489880 | 1990 | AO SMITH | AHWH - ANSI/Fired Water Htr | HWSD - Hot Water Dom/Potable | 8/31/1999
Tadousac Apartments | 418 S 38th Ave | Omaha | NE | 68131-3809 | Douglas | NE20347 | Exempt 1999 LB-66 |  | MG90-0173487880 | 1990 | AO SMITH | AHWH - ANSI/Fired Water Htr | HWSD - Hot Water Dom/Potable | 8/31/1999
Tadousac Apartments | 418 S 38th Ave | Omaha | NE | 68131-3809 | Douglas | NE27773 | Active | NA | NA | 2018 | Burnham | CI - Cast Iron | STHT - Steam-Heat | 12/31/2026
OLD GOEHNER ELEM SCHOOL | 418 Seward St | Seward | NE | 68434-2129 | SEWARD | NE31520 | Exempt |  | L4894 | 1960 | KEWANEE | FT - Firetube Boiler | STHT - Steam-Heat | 8/31/1998
Valley Steam Club | 4180 E Rd | Bellwood | NE | 68624-2482 | Butler | NE30446 | Out of Service | N/A | FE724 | 1916 | Rumley | HOBB - Hobby/Antique Boiler | 0024 - Antique Steam Tractor | 9/30/2019
Farmers Elevator Company | 419 10th St | Wisner | NE | 68791-2174 | Cuming | NE04061 | Scrapped/Junked | 7496 | 7496 | 1976 | SUPR | FTSM - FTS Marine Dry Back | PROC - Process Steam | 8/31/2009
Farmers Elevator Company | 419 10th St | Wisner | NE | 68791-2174 | Cuming | NE04558 | Scrapped/Junked | 7495 | 7495 | 1976 | SUPR | FTSM - FTS Marine Dry Back | PROC - Process Steam | 7/31/2009
Farmers Elevator Company | 419 10th St | Wisner | NE | 68791-2174 | Cuming | NE05152 | Scrapped/Junked | 9887 | 9887 | 1986 | SUPR | FTSM - FTS Marine Dry Back | PROC - Process Steam | 6/30/2009
Central Catholic High | 419 E Decatur St | West Point | NE | 68788-1560 | Cuming | NE31984 | Scrapped/Junked | n/a | M1802 | 1962 | Kewanee | FTFB - Firetube-Firebox Boiler | HWHT - Hot Water Heat | 12/31/2025
Central Catholic High | 419 E Decatur St | West Point | NE | 68788-1560 | Cuming | NE43470 | Active | 630684 | N1.24.50.00052 | 2024 | Lochinvar | WTSS - Watertube SS Steel | HWHT - Hot Water Heat | 12/31/2024
Perkins County Elementary Schl | 419 Logan Ave | Grant | NE | 69140-3057 | Perkins | NE17487 | Scrapped/Junked |  | 211A8473-0992 | 1993 | PEER | CI - Cast Iron | HWHT - Hot Water Heat | 7/31/2010
Perkins County Elementary Schl | 419 Logan Ave | Grant | NE | 69140-3057 | Perkins | NE17998 | Active | 17888 | 10F-5796 | 2010 | Aldrich | FTVT - Firetube Vertical TB | HWHT - Hot Water Heat | 12/31/2026
Perkins County Elementary Schl | 419 Logan Ave | Grant | NE | 69140-3057 | Perkins | NE17999 | Active | 17887 | 10F-5795 | 2010 | Aldrich | FTVT - Firetube Vertical TB | HWHT - Hot Water Heat | 12/31/2026
Perkins County Elementary Schl | 419 Logan Ave | Grant | NE | 69140-3057 | Perkins | NE20223 | Exempt 1999 LB-66 |  | 000000000010310 | 1982 | AO SMITH | AHWH - ANSI/Fired Water Htr | HWSD - Hot Water Dom/Potable | 7/31/2000
Perkins County Elementary Schl | 419 Logan Ave | Grant | NE | 69140-3057 | Perkins | NE33840 | Inactive |  | L6320 | 1961 | KEWANEE | FTFB - Firetube-Firebox Boiler | HWHT - Hot Water Heat | 7/31/2008
Zion Lutheran Church | 419 Main St | Leigh | NE | 68643-4536 | Colfax | NE17275 | Active | n/a | 61-6580-0992 | 1991 | Peerless | CI - Cast Iron | HWHT - Hot Water Heat | 1/31/2026
VILLA VINEE APARTMENTS | 419 S 78th St | Omaha | NE | 68114-4593 | Douglas | NE22999 | Exempt 1999 LB-66 |  | 1288400226 | 1992 | RUUD | AHWH - ANSI/Fired Water Htr | HWSD - Hot Water Dom/Potable | 4/30/2000
POST OFFICE | 420 Broadway St | Fullerton | NE | 68638-3155 | NANCE | NE02089 | Inactive |  | N35 | 1965 | KEWANEE | FTFB - Firetube-Firebox Boiler | HWHT - Hot Water Heat | 8/31/2005
SUPER 8 MOTEL | 420 Broadway St | Holdrege | NE | 68949-2019 | PHELPS | NE40308 | Exempt 1999 LB-66 |  | URNGO198G04735 | 1998 | RHEEM MANUFACTURING CO | AHWH - ANSI/Fired Water Htr | HWSD - Hot Water Dom/Potable | 4/30/2000
SUPER 8 MOTEL | 420 Broadway St | Holdrege | NE | 68949-2019 | PHELPS | NE40309 | Exempt 1999 LB-66 |  | URNGO198G04734 | 1998 | RHEEM MANUFACTURING CO | AHWH - ANSI/Fired Water Htr | HWSD - Hot Water Dom/Potable | 4/30/2000
North Bend Elementary | 420 E 11th St | North Bend | NE | 68649-5001 | Dodge | NE16914 | Scrapped/Junked | 7275 | 92-3289 | 1992 | Aldrich | FTFB - Firetube-Firebox Boiler | HWHT - Hot Water Heat | 12/31/2019
Cozad Elementary School | 420 E 14th St | Cozad | NE | 69130-1617 | Dawson | NE10578 | Active | 68115 | n/a | 2002 | WEBJ | COBL - Coil Type Boiler | HWSD - Hot Water Dom/Potable | 12/31/2026
Cozad Elementary School | 420 E 14th St | Cozad | NE | 69130-1617 | Dawson | NE33662 | Scrapped/Junked |  | HSB4916 | 1956 | KEWANEE | FTFB - Firetube-Firebox Boiler | STHT - Steam-Heat | 6/30/2002
Cozad Elementary School | 420 E 14th St | Cozad | NE | 69130-1617 | Dawson | NE33665 | Scrapped/Junked |  | J-1470 | 1956 | KEWANEE | FTSM - FTS Marine Dry Back | STHT - Steam-Heat | 6/30/2002
Cozad Elementary School | 420 E 14th St | Cozad | NE | 69130-1617 | Dawson | NE33836 | Scrapped/Junked |  | 58224 | 1958 | SELLERS | FTSM - FTS Marine Dry Back | HWSD - Hot Water Dom/Potable | 6/30/2002
CITY INDOOR POOL | 420 E 33rd St | South Sioux City | NE | 68776-3326 | DAKOTA | NE01763 | Inactive |  | 47449-1 | 1992 | ALASKAN COPPER WORKS | ELPV - Electric Press VSL | IPHT - Indoor Pool Heater | 6/30/2008
CITY INDOOR POOL | 420 E 33rd St | South Sioux City | NE | 68776-3326 | DAKOTA | NE40835 | Exempt 1999 LB-66 |  | MJ93-0291739-916 | 1993 | AO SMITH | AHWH - ANSI/Fired Water Htr | HWSD - Hot Water Dom/Potable | 1/1/1900
CITY INDOOR POOL | 420 E 33rd St | South Sioux City | NE | 68776-3326 | DAKOTA | NE40836 | Inactive |  | CP3488605 | 1991 | WEIL MCLAIN | ELBL - Electric Boiler | IPHT - Indoor Pool Heater | 6/30/2008
Mid-America Diesel | 420 E Walker Rd | North Platte | NE | 69101-9303 | Lincoln | NE12435 | Scrapped/Junked | 10197 | 103291-01 | 2003 | Johnston Boiler Co. | FT - Firetube Boiler | STHT - Steam-Heat | 2/15/2008
Mid-America Diesel | 420 E Walker Rd | North Platte | NE | 69101-9303 | Lincoln | NE12436 | Scrapped/Junked | 10198 | 10329-02 | 2003 | Johnston Boiler Co. | FT - Firetube Boiler | STHT - Steam-Heat | 1/31/2008
St Joseph's School | 420 N 6th St | Beatrice | NE | 68310-2908 | Gage | NE27441 | Active | 401430 | 104370 | 2017 | Trinity | WTSS - Watertube SS Steel | HWHT - Hot Water Heat | 12/31/2026
St Joseph's School | 420 N 6th St | Beatrice | NE | 68310-2908 | Gage | NE27442 | Active | 401461 | 104364 | 2017 | Trinity | WTSS - Watertube SS Steel | HWHT - Hot Water Heat | 12/31/2026
St Joseph's School | 420 N 6th St | Beatrice | NE | 68310-2908 | Gage | NE37508 | Scrapped/Junked | N/A | 211-6434 | 1981 | Peerless | CI - Cast Iron | HWHT - Hot Water Heat | 12/31/2017
St Joseph's School | 420 N 6th St | Beatrice | NE | 68310-2908 | Gage | NE39182 | Inactive |  | 21BJ23 | 1960 | AMERICAN STANDARD |  | HWHT - Hot Water Heat | 12/31/1993
Pasadena Apartments | 420 Park Ave | Omaha | NE | 68131-3921 | Douglas | NE21973 | Active | n/a | 211A-7587-0991 | 1991 | Peerless | CI - Cast Iron | STHT - Steam-Heat | 1/31/2025
Wheatfields Diner | 420 S 12th St | Omaha | NE | 68102-2810 | Douglas | NE19278 | Scrapped/Junked |  | 211A10130-0994 | 1995 | PEER | CI - Cast Iron | STHT - Steam-Heat | 1/31/2009
District Energy Corp | 420 S 14th St | Lincoln | NE | 68528-1611 | Lancaster | NE40765 | Active | 14062 | 14062 | 1998 | SUPR | FTSM - FTS Marine Dry Back | BSUP - Bldg Heat & Process | 8/31/2026
District Energy Corp | 420 S 14th St | Lincoln | NE | 68528-1611 | Lancaster | NE40766 | Active | 14063 | 14630 | 1998 | SUPR | FTSM - FTS Marine Dry Back | BSUP - Bldg Heat & Process | 8/31/2026
District Energy Corp | 420 S 14th St | Lincoln | NE | 68528-1611 | Lancaster | NE40767 | Active | 14061 | 14061 | 1998 | SUPR | FTSM - FTS Marine Dry Back | BSUP - Bldg Heat & Process | 8/31/2026
Papillion-LaVista Schools Central Office | 420 S Washington St | Papillion | NE | 68046-2667 | Sarpy | NE20091 | Active | 8711 | 95-E5649 | 1996 | Aldrich | FTVT - Firetube Vertical TB | HWHT - Hot Water Heat | 7/31/2026
Papillion-LaVista Schools Central Office | 420 S Washington St | Papillion | NE | 68046-2667 | Sarpy | NE20092 | Scrapped/Junked | 8709 | 96-E5647 | 1996 | Aldrich | FTVT - Firetube Vertical TB | HWHT - Hot Water Heat | 7/31/2023
Papillion-LaVista Schools Central Office | 420 S Washington St | Papillion | NE | 68046-2667 | Sarpy | NE20093 | Active | 8708 | 96-E5646 | 1996 | Aldrich | FTVT - Firetube Vertical TB | HWHT - Hot Water Heat | 7/31/2026
Papillion-LaVista Schools Central Office | 420 S Washington St | Papillion | NE | 68046-2667 | Sarpy | NE27470 | Active | 19979 | 17F-7887 | 2017 | Aldrich | FTVT - Firetube Vertical TB | HWHT - Hot Water Heat | 7/31/2026
Building demolished | 420 University Ter | Lincoln | NE | 68508-1657 | Lancaster | NE40879 | Scrapped/Junked | 99887 | D993389(F9) | 1999 | Lochinvar | CPFT - Horiz Cpr Fin Boiler | HWHT - Hot Water Heat | 3/31/2017
Lincoln VA Clinic | 420 Victory Park Drive | Lincoln | NE | 68510 | Lancaster | NE29055 | Active | 352477 | 20352477 | 2020 | Lochinvar | FTVT - Firetube Vertical TB | HWHT - Hot Water Heat | 1/31/2027
Lincoln VA Clinic | 420 Victory Park Drive | Lincoln | NE | 68510 | Lancaster | NE29056 | Active | 352479 | 20352479 | 2020 | Lochinvar | FTVT - Firetube Vertical TB | HWHT - Hot Water Heat | 1/31/2027
Lincoln VA Clinic | 420 Victory Park Drive | Lincoln | NE | 68510 | Lancaster | NE29057 | Active | 352478 | 20352478 | 2020 | Lochinvar | FTVT - Firetube Vertical TB | HWHT - Hot Water Heat | 1/31/2027
Lincoln VA Clinic | 420 Victory Park Drive | Lincoln | NE | 68510 | Lancaster | NE29058 | Active | 86557 | G20-0562 | 2020 | Aerco | CHWH - ASME/Fired Water Heater | HWSD - Hot Water Dom/Potable | 1/31/2027
Lincoln VA Clinic | 420 Victory Park Drive | Lincoln | NE | 68510 | Lancaster | NE29059 | Active | 86558 | G20-0563 | 2020 | Aerco | CHWH - ASME/Fired Water Heater | HWSD - Hot Water Dom/Potable | 1/31/2027
Liberty House | 420 W 4th St | North Platte | NE | 69101-3829 | Lincoln | NE05362 | Scrapped/Junked |  | 0000179724 | 1990 | AO SMITH | AHWH - ANSI/Fired Water Htr | HWSD - Hot Water Dom/Potable | 4/30/1999
Liberty House | 420 W 4th St | North Platte | NE | 69101-3829 | Lincoln | NE05363 | Inactive |  | 0000230102 | 1992 | AO SMITH | AHWH - ANSI/Fired Water Htr | HWSD - Hot Water Dom/Potable | 4/30/1999
Liberty House | 420 W 4th St | North Platte | NE | 69101-3829 | Lincoln | NE05808 | Inactive |  | 00006 | 1995 | RHEEM MANUFACTURING CO | AHWH - ANSI/Fired Water Htr | HWSD - Hot Water Dom/Potable | 4/30/1999
Liberty House | 420 W 4th St | North Platte | NE | 69101-3829 | Lincoln | NE12222 | Scrapped/Junked | 7837 | L19J2432 | 2003 | HTPI | COBL - Coil Type Boiler | HWSD - Hot Water Dom/Potable | 6/30/2019
Liberty House | 420 W 4th St | North Platte | NE | 69101-3829 | Lincoln | NE18191 | Inactive | 22806 |  | 1993 | A. O. Smith | CHWH - ASME/Fired Water Heater | HWSD - Hot Water Dom/Potable | 4/30/1999
Liberty House | 420 W 4th St | North Platte | NE | 69101-3829 | Lincoln | NE28157 | Active | 321687 | 1832111400906 | 2018 | Lochinvar | COBL - Coil Type Boiler | HWSD - Hot Water Dom/Potable | 6/30/2026
Liberty House | 420 W 4th St | North Platte | NE | 69101-3829 | Lincoln | NE35497 | Scrapped/Junked |  | G40-46A11E | 1950 | AMERICAN STANDARD |  | HWHT - Hot Water Heat | 4/30/2005
Our Saviors Lutheran-BMIC#538313 | 420 W L St | Wymore | NE | 68466-1032 | Gage | NE35210 | Active | n/a | 50A2410 | 1978 | Peerless | CI - Cast Iron | HWHT - Hot Water Heat | 4/30/2026
CITY HALL | 420 W Market St | Albion | NE | 68620-1242 | BOONE | NE03692 | Inactive |  | 83R7 | 1934 | KEWANEE | FT - Firetube Boiler | STHT - Steam-Heat | 9/30/1991
Bethany Lutheran Church-BMIC#444869 | 4200 N 204th St | Elkhorn | NE | 68022-1128 | Douglas | NE01959 | Scrapped/Junked | 208915 | H04A00147 | 2004 | Waterpik Technologies | COBL - Coil Type Boiler | HWHT - Hot Water Heat | 1/31/2015
Bethany Lutheran Church-BMIC#444869 | 4200 N 204th St | Elkhorn | NE | 68022-1128 | Douglas | NE01960 | Scrapped/Junked | 209651 | H09209651 | 2009 | Waterpik Technologies | COBL - Coil Type Boiler | HWHT - Hot Water Heat | 1/31/2015
Bethany Lutheran Church-BMIC#444869 | 4200 N 204th St | Elkhorn | NE | 68022-1128 | Douglas | NE01961 | Scrapped/Junked | 208916 | H04A00144 | 2004 | WTRP | COBL - Coil Type Boiler | HWHT - Hot Water Heat | 1/31/2015
Bethany Lutheran Church-BMIC#444869 | 4200 N 204th St | Elkhorn | NE | 68022-1128 | Douglas | NE24869 | Active | n/a | 14H000092014 | 2014 | Aerco | CALU - Cast Aluminum | HWHT - Hot Water Heat | 10/31/2026
Bethany Lutheran Church-BMIC#444869 | 4200 N 204th St | Elkhorn | NE | 68022-1128 | Douglas | NE24870 | Active | n/a | 14H000082014 | 2014 | Aerco | CALU - Cast Aluminum | HWHT - Hot Water Heat | 10/31/2026
Hastings Regional Center | 4200 W 2nd St | Hastings | NE | 68901-9700 | Adams | NE00036 | Inactive |  |  | 1927 | MURRAY | WT - Water Tube Boiler | POWR - Power Generation | 7/31/2002
Hastings Regional Center | 4200 W 2nd St | Hastings | NE | 68901-9700 | Adams | NE00372 | Inactive |  | NV | 1927 | MURRAY | WT - Water Tube Boiler | POWR - Power Generation | 7/31/2002
Hastings Regional Center | 4200 W 2nd St | Hastings | NE | 68901-9700 | Adams | NE01130 | Inactive | 1147 | D-1147 | 1961 | NEBC | WT - Water Tube Boiler | BSUP - Bldg Heat & Process | 9/30/2010
Hastings Regional Center | 4200 W 2nd St | Hastings | NE | 68901-9700 | Adams | NE09708 | Scrapped/Junked | 9773 | S1000-150-71 | 2001 | Hurst | FTWB - FTS Marine Wet Back | BSUP - Bldg Heat & Process | 9/30/2020
Hastings Regional Center | 4200 W 2nd St | Hastings | NE | 68901-9700 | Adams | NE09709 | Inactive | 9796 | S2000-150-36 | 2001 | Hurst | FTWB - FTS Marine Wet Back | BSUP - Bldg Heat & Process | 9/30/2019
Hastings Regional Center | 4200 W 2nd St | Hastings | NE | 68901-9700 | Adams | NE09710 | Out of Service | 9797 | S2000-150-37 | 2001 | Hurst | FTWB - FTS Marine Wet Back | BSUP - Bldg Heat & Process | 9/30/2019
Hastings Regional Center | 4200 W 2nd St | Hastings | NE | 68901-9700 | Adams | NE29106 | Active | 488580 | 2012118585628 | 2020 | Lochinvar | COBL - Coil Type Boiler | GLYC - Glycol Bldg Heat Sys | 9/30/2025
Hastings Regional Center | 4200 W 2nd St | Hastings | NE | 68901-9700 | Adams | NE29107 | Active | 488581 | 2012118585627 | 2020 | Lochinvar | COBL - Coil Type Boiler | GLYC - Glycol Bldg Heat Sys | 9/30/2025
Hastings Regional Center | 4200 W 2nd St | Hastings | NE | 68901-9700 | Adams | NE29108 | Active | 486729 | 2012118585629 | 2020 | Lochinvar | COBL - Coil Type Boiler | HWHT - Hot Water Heat | 9/30/2025
Hastings Regional Center | 4200 W 2nd St | Hastings | NE | 68901-9700 | Adams | NE29109 | Active | 333021 | 1846112528164 | 2018 | Lochinvar | COBL - Coil Type Boiler | GLYC - Glycol Bldg Heat Sys | 9/30/2025
Hastings Regional Center | 4200 W 2nd St | Hastings | NE | 68901-9700 | Adams | NE29110 | Active | 330262 | 1840112088513 | 2018 | Lochinvar | COBL - Coil Type Boiler | GLYC - Glycol Bldg Heat Sys | 9/30/2025
Norfolk Lodge & Suites | 4200 W Norfolk Ave | Norfolk | NE | 68701-9202 | Madison | NE05949 | Scrapped/Junked | 00168907 | I04H00168907 | 2004 | Lochinvar | CPFT - Horiz Cpr Fin Boiler | IPHT - Indoor Pool Heater | 1/31/2014
Norfolk Lodge & Suites | 4200 W Norfolk Ave | Norfolk | NE | 68701-9202 | Madison | NE05950 | Scrapped/Junked | 00167871 | H04H00167871 | 2004 | Lochinvar | CPFT - Horiz Cpr Fin Boiler | IPHT - Indoor Pool Heater | 1/31/2014
Norfolk Lodge & Suites | 4200 W Norfolk Ave | Norfolk | NE | 68701-9202 | Madison | NE13674 | Scrapped/Junked | 18600 | 07TI-27153 | 2006 | NY THERMAL INC | WTSS - Watertube SS Steel | HWHS - Hotwater Heat Sidewalks | 1/31/2026
Norfolk Lodge & Suites | 4200 W Norfolk Ave | Norfolk | NE | 68701-9202 | Madison | NE13675 | Scrapped/Junked | 25223 | 07TI-32380 | 2006 | NY THERMAL INC | WTSS - Watertube SS Steel | HWBS - HWHT Building & Sidewalks | 1/31/2021
Norfolk Lodge & Suites | 4200 W Norfolk Ave | Norfolk | NE | 68701-9202 | Madison | NE24687 | Active | 283565 | K13H10283565 | 2013 | Lochinvar | WTSS - Watertube SS Steel | IPHT - Indoor Pool Heater | 1/31/2026
Norfolk Lodge & Suites | 4200 W Norfolk Ave | Norfolk | NE | 68701-9202 | Madison | NE24688 | Active | 278751 | K13H10278751 | 2013 | Lochinvar | WTSS - Watertube SS Steel | IPHT - Indoor Pool Heater | 1/31/2026
Norfolk Lodge & Suites | 4200 W Norfolk Ave | Norfolk | NE | 68701-9202 | Madison | NE27652 | Active | 414923 | 17441079966875 | 2017 | Lochinvar | WTSS - Watertube SS Steel | HWSD - Hot Water Dom/Potable | 1/31/2026
Norfolk Lodge & Suites | 4200 W Norfolk Ave | Norfolk | NE | 68701-9202 | Madison | NE27653 | Active | 414906 | 1743107926402 | 2017 | Lochinvar | WTSS - Watertube SS Steel | HWSD - Hot Water Dom/Potable | 1/31/2026
Norfolk Lodge & Suites | 4200 W Norfolk Ave | Norfolk | NE | 68701-9202 | Madison | NE29188 | Active | 189744 | 20.VC60..338.2414 | 2020 | Lochinvar | FTVT - Firetube Vertical TB | HWBS - HWHT Building & Sidewalks | 1/31/2026
Norfolk Lodge & Suites | 4200 W Norfolk Ave | Norfolk | NE | 68701-9202 | Madison | NE43775 | Active | 329435 | 22.VC60.338.03686 | 2022 | AIC GDYNIA/LOCHINVAR | FTVT - Firetube Vertical TB | HWHF - Hot Water Heat-Floor | 1/31/2025
COAKLEY INDUSTRIAL INC | 4201 N 30th St | Omaha | NE | 68111-2423 | Douglas | NE02657 | Scrapped/Junked | 1435 |  | 1963 | KEWANEE | FT - Firetube Boiler | PROC - Process Steam | 5/31/1999
Skinner Early Learning Center | 4201 N 34th Ave | Omaha | NE | 68111-2702 | Douglas | NE41248 | Active | 307406 | D1.14.23.00280 | 2014 | CAMUS | WT - Water Tube Boiler | HWHT - Hot Water Heat | 12/31/2025
Skinner Early Learning Center | 4201 N 34th Ave | Omaha | NE | 68111-2702 | Douglas | NE41249 | Active | 307407 | D1.14.23.00302 | 2014 | CAMUS | WT - Water Tube Boiler | HWHT - Hot Water Heat | 12/31/2025
McCarthy Building Co | 4201 S 130th St | Omaha | NE | 68137 | Douglas | NE28573 | Active | n/a | 18H00013 | 2019 | Aerco | CALU - Cast Aluminum | HWHT - Hot Water Heat | 2/28/2026
NE State Penitentiary | 4201 S 14th St | Lincoln | NE | 68502-5336 | Lancaster | NE01364 | Scrapped/Junked | 1773 | 2D-1815 | 1978 | Nebraska Boiler | WT - Water Tube Boiler | BSUP - Bldg Heat & Process | 11/30/2019
NE State Penitentiary | 4201 S 14th St | Lincoln | NE | 68502-5336 | Lancaster | NE01365 | Scrapped/Junked | 1774 | 2D-1816 | 1978 | Nebraska Boiler | WT - Water Tube Boiler | BSUP - Bldg Heat & Process | 6/30/2019
NE State Penitentiary | 4201 S 14th St | Lincoln | NE | 68502-5336 | Lancaster | NE27988 | Out of Service | 13587 | 13587 | 1997 | Superior Boiler Works | FTWB - FTS Marine Wet Back | 0030 - Portable HPS Boiler | 11/30/2019
Palm Beach Tan | 4202 Dodge St | Omaha | NE | 68131-2710 | Douglas | NE01460 | Inactive | 35160 | H936502 | 1993 | Lochinvar | CPFT - Horiz Cpr Fin Boiler | HWHT - Hot Water Heat | 2/28/2019
KEARNEY HOMESTEAD | 4205 6th Ave | Kearney | NE | 68845-3470 | BUFFALO | NE40007 | Exempt 1999 LB-66 |  | RN0797G00230 | 1997 | RHEEM-RUUD | AHWH - ANSI/Fired Water Htr | HWSD - Hot Water Dom/Potable | 7/31/2000
KEARNEY HOMESTEAD | 4205 6th Ave | Kearney | NE | 68845-3470 | BUFFALO | NE40008 | Exempt 1999 LB-66 |  | RN0597G00940 | 1997 | RHEEM-RUUD | AHWH - ANSI/Fired Water Htr | HWSD - Hot Water Dom/Potable | 7/31/2000
KEARNEY HOMESTEAD | 4205 6th Ave | Kearney | NE | 68845-3470 | BUFFALO | NE40009 | Exempt 1999 LB-66 |  | RN0597G00934 | 1997 | RHEEM-RUUD | AHWH - ANSI/Fired Water Htr | HWSD - Hot Water Dom/Potable | 7/31/2000
Beautiful Life | 4205 S 96th St | Omaha | NE | 68127-1221 | Douglas | NE34136 | Active | n/a | 210-9916 | 1972 | Peerless | CI - Cast Iron | HWHT - Hot Water Heat | 1/31/2024
Beautiful Life | 4205 S 96th St | Omaha | NE | 68127-1221 | Douglas | NE34137 | Inactive |  | 1K71-46363 | 1972 | LOCHINVAR | ELWH - Electric Water Heater | HWSD - Hot Water Dom/Potable | 12/31/1993
Beautiful Life | 4205 S 96th St | Omaha | NE | 68127-1221 | Douglas | NE34138 | Inactive |  | 1K71-46365 | 1972 | LOCHINVAR | ELWH - Electric Water Heater | HWSD - Hot Water Dom/Potable | 12/31/1993
Beautiful Life | 4205 S 96th St | Omaha | NE | 68127-1221 | Douglas | NE34140 | Out of Service | 2642 | 8014 | 1979 | Precision | ELBL - Electric Boiler | HWHT - Hot Water Heat | 12/31/2023
Beautiful Life | 4205 S 96th St | Omaha | NE | 68127-1221 | Douglas | NE42048 | Scrapped/Junked | 51439 | 118266A | 2015 | RIVERSIDE HYDRONICS | CHWH - ASME/Fired Water Heater | HWSD - Hot Water Dom/Potable | 12/31/2023
Oriental Trading Co Inc | 4206 S 108th St | Omaha | NE | 68137-1215 | Douglas | NE-OM13832 | Inactive | 16869 |  | 2008 | Aldrich | FTNT - FT Vertical Tubeless | HWHT - Hot Water-Heat | 8/31/2010
Oriental Trading Co Inc | 4206 S 108th St | Omaha | NE | 68137-1215 | Douglas | NE05116 | Scrapped/Junked |  | M-5246 | 1965 | Kewannee | FTFB - Firetube-Firebox Boiler | HWHT - Hot Water Heat | 8/31/2009
Oriental Trading Co Inc | 4206 S 108th St | Omaha | NE | 68137-1215 | Douglas | NE05118 | Exempt 1999 LB-66 |  |  | 1994 | A. O. Smith |  |  | 2/29/2000
Oriental Trading Co Inc | 4206 S 108th St | Omaha | NE | 68137-1215 | Douglas | NE13832 | Out of Service | 16869 | 08F-4776 | 2008 | ALDRICH/LES | FTVT - Firetube Vertical TB | HWHT - Hot Water Heat | 8/31/2015
CATHOLIC SOKOL BLDG | 4206 S 13th St | Omaha | NE | 68107-2317 | Douglas | NE12979 | Inactive |  | 211A-07-S-1 | 1989 | PEERLESS HEATER COMPANY |  | STHT - Steam-Heat | 10/31/2004
HERITAGE MANOR | 421 E 9th St | Schuyler | NE | 68661-2180 | COLFAX | NE40512 | Scrapped/Junked |  | 326N | 1950 | AMERICAN BOILER |  | STHT - Steam-Heat | 1/31/2006
Holdrege City Auditorium | 421 Grant St | Holdrege | NE | 68949-2248 | Phelps | NE15185 | Active | none | 211A9224-1093 | 1993 | Peerless | CI - Cast Iron | STHT - Steam-Heat | 5/31/2026
FLOYD KUKLIN | 421 N 9th St | Lincoln | NE | 68508-1316 | LANCASTER | NE37537 | Inactive |  | G8108 | 1980 | PEERLESS HEATER COMPANY |  | STHT - Steam-Heat | 11/30/1989
Our Savior Lutheran Church-BMIC#450983 | 421 N Pearl St | Wayne | NE | 68787-1904 | Wayne | NE06741 | Scrapped/Junked | 10574 | 10574/E18K0932 | 2004 | Peerless | SSCO - SS Coil Boiler | HWHT - Hot Water Heat | 12/31/2021
Our Savior Lutheran Church-BMIC#450983 | 421 N Pearl St | Wayne | NE | 68787-1904 | Wayne | NE06742 | Scrapped/Junked | 10588 | 10588/E18K0933 | 2004 | Peerless | SSCO - SS Coil Boiler | HWHT - Hot Water Heat | 12/31/2021
Our Savior Lutheran Church-BMIC#450983 | 421 N Pearl St | Wayne | NE | 68787-1904 | Wayne | NE06743 | Scrapped/Junked | 10581 | 10581/E18K0934 | 2004 | Peerless | SSCO - SS Coil Boiler | HWHT - Hot Water Heat | 12/31/2021
Our Savior Lutheran Church-BMIC#450983 | 421 N Pearl St | Wayne | NE | 68787-1904 | Wayne | NE16689 | Scrapped/Junked |  | 519 | 1972 | EDWARDS | FT - Firetube Boiler | HWHT - Hot Water Heat | 4/30/2000
Our Savior Lutheran Church-BMIC#450983 | 421 N Pearl St | Wayne | NE | 68787-1904 | Wayne | NE37181 | Scrapped/Junked |  | 4498 | 1955 | KEWANEE | FTFB - Firetube-Firebox Boiler | HWHT - Hot Water Heat | 10/31/2005
Our Savior Lutheran Church-BMIC#450983 | 421 N Pearl St | Wayne | NE | 68787-1904 | Wayne | NE41588 | Active | 249768 | 21.PG80.95.1003 | 2021 | Lochinvar | FTVT - Firetube Vertical TB | HWHT - Hot Water Heat | 5/31/2026
Our Savior Lutheran Church-BMIC#450983 | 421 N Pearl St | Wayne | NE | 68787-1904 | Wayne | NE41589 | Active | 249769 | 21.PG80.95.1004 | 2021 | Lochinvar | FTVT - Firetube Vertical TB | HWHT - Hot Water Heat | 5/31/2026
First United Methodist Church | 421 N Spruce St | Ogallala | NE | 69153-2150 | Keith | NE16410 | Scrapped/Junked | NA | 1 | 1953 | Fitzgibbons | FT - Firetube Boiler | STHT - Steam-Heat | 2/28/2021
First United Methodist Church | 421 N Spruce St | Ogallala | NE | 69153-2150 | Keith | NE28445 | Active | 152660 | 2023119555384 | 2019 | Lochinvar | FT - Firetube Boiler | HWDP - Hotwater Heat & Dom Supply | 11/30/2025
First United Methodist Church | 421 N Spruce St | Ogallala | NE | 69153-2150 | Keith | NE28446 | Active | 109160 | 19341160055156 | 2019 | Lochinvar | FT - Firetube Boiler | HWDP - Hotwater Heat & Dom Supply | 11/30/2025
Cambridge City Pool | 421 Nelson St | Cambridge | NE | 69022-3641 | Furnas | NE08348 | Scrapped/Junked | 73943 | 8690704 | 1986 | TELE | CPFT - Horiz Cpr Fin Boiler | OPHT - Outdoor Pool Heater | 6/30/2009
Cambridge City Pool | 421 Nelson St | Cambridge | NE | 69022-3641 | Furnas | NE28114 | Active | 339646 | 1918114730110 | 2019 | Lochinvar | CPFT - Horiz Cpr Fin Boiler | OPHT - Outdoor Pool Heater | 7/31/2026
High Plains Historical Society | 421 Norris Ave | McCook | NE | 69001-2003 | Red Willow | NE16306 | Out of Service | n/a | 4978 | 1987 | Bryant | CI - Cast Iron | HWHT - Hot Water Heat | 4/30/2016
First Baptist Church | 421 Park Ave | Omaha | NE | 68131-3904 | Douglas | NE17887 | Scrapped/Junked | n/a | 211A97970694 | 1994 | Peerless | CI - Cast Iron | STHT - Steam-Heat | 3/31/2017
First Baptist Church | 421 Park Ave | Omaha | NE | 68131-3904 | Douglas | NE21933 | Exempt 1999 LB-66 |  | F93591903 | 1993 | STATE INDUSTRIES | AHWH - ANSI/Fired Water Htr | HWSD - Hot Water Dom/Potable | 3/31/2000
First Central Congregational Church #X008000 | 421 S 36th St | Omaha | NE | 68131-3855 | Douglas | NE16443 | Scrapped/Junked | 16684 | 1914158 | 1991 | Teledyne Laars | CPFT - Horiz Cpr Fin Boiler | HWHT - Hot Water Heat | 10/31/2023
First Central Congregational Church #X008000 | 421 S 36th St | Omaha | NE | 68131-3855 | Douglas | NE16444 | Scrapped/Junked | 16701 | 1914175 | 1991 | Teledyne Laars | CPFT - Horiz Cpr Fin Boiler | HWHT - Hot Water Heat | 10/31/2023
First Central Congregational Church #X008000 | 421 S 36th St | Omaha | NE | 68131-3855 | Douglas | NE16445 | Scrapped/Junked | 125706 | 910800100 | 1991 | TELEDYNE LAARS | WT - Water Tube Boiler | HWSD - Hot Water Dom/Potable | 11/30/2000
First Central Congregational Church #X008000 | 421 S 36th St | Omaha | NE | 68131-3855 | Douglas | NE42853 | Active | 101 | 22-HE001102622 | 2022 | Riello Boiler | WT - Water Tube Boiler | HWHT - Hot Water Heat | 10/31/2026
First Central Congregational Church #X008000 | 421 S 36th St | Omaha | NE | 68131-3855 | Douglas | NE42854 | Active | 93 | 22-HE001032622 | 2022 | Riello Boiler | WT - Water Tube Boiler | HWHT - Hot Water Heat | 10/31/2026
First Central Congregational Church #X008000 | 421 S 36th St | Omaha | NE | 68131-3855 | Douglas | NE42855 | Active | 94 | 22-HE001032622 | 2022 | Riello Boiler | WT - Water Tube Boiler | HWHT - Hot Water Heat | 10/31/2026
VILLA VINEE APARTMENTS | 421 S 78th St | Omaha | NE | 68114-4594 | Douglas | NE23000 | Exempt 1999 LB-66 |  | ME95-0438097930 | 1995 | AO SMITH | AHWH - ANSI/Fired Water Htr | HWSD - Hot Water Dom/Potable | 4/30/2000
28TH STREET CAR WASH | 421 W 28th St | South Sioux City | NE | 68776-3114 | DAKOTA | NE24303 | Inactive | 118499 | 8992480 | 1989 | TELEDYNE LAARS | CPFT - Horiz Cpr Fin Boiler | HWSP - Hot Water Non Potable Supply | 12/31/2007
28TH STREET CAR WASH | 421 W 28th St | South Sioux City | NE | 68776-3114 | DAKOTA | NE24304 | Inactive | 65422 | 8507997 | 1985 | TELEDYNE LAARS | CPFT - Horiz Cpr Fin Boiler | HWHT - Hot Water Heat | 12/31/2007
28TH STREET CAR WASH | 421 W 28th St | South Sioux City | NE | 68776-3114 | DAKOTA | NE24305 | Inactive | 65423 | 8507998 | 1985 | TELEDYNE LAARS | CPFT - Horiz Cpr Fin Boiler | HWHT - Hot Water Heat | 12/31/2007
St Joseph Church | 421 W 2nd St | Ponca | NE | 68770-7214 | Dixon | NE00327 | Scrapped/Junked | n/a | G-410 | 1970 | AMST | CI - Cast Iron | HWHT - Hot Water Heat | 12/31/2016
St Joseph Church | 421 W 2nd St | Ponca | NE | 68770-7214 | Dixon | NE26590 | Active | 171458 | 16481 | 2015 | Trinity | FTVT - Firetube Vertical TB | HWHT - Hot Water Heat | 11/30/2026
Windy Hills Elementary | 4211 20th Ave | Kearney | NE | 68845-8255 | Buffalo | NE24592 | Scrapped/Junked | n/a | crow4000555646 | 2013 | Crown | CI - Cast Iron | HWHT - Hot Water Heat | 12/31/2016
Windy Hills Elementary | 4211 20th Ave | Kearney | NE | 68845-8255 | Buffalo | NE24593 | Scrapped/Junked | n/a | crow2400555414 | 2013 | Crown | CI - Cast Iron | HWHT - Hot Water Heat | 12/31/2016
Windy Hills Elementary | 4211 20th Ave | Kearney | NE | 68845-8255 | Buffalo | NE26476 | Active | 379242 | 1632103291761 | 2016 | Lochinvar | SSCO - SS Coil Boiler | GLYC - Glycol Bldg Heat Sys | 12/31/2026
Windy Hills Elementary | 4211 20th Ave | Kearney | NE | 68845-8255 | Buffalo | NE26477 | Active | 308378 | 1631103291759 | 2016 | Lochinvar | SSCO - SS Coil Boiler | GLYC - Glycol Bldg Heat Sys | 12/31/2026
Windy Hills Elementary | 4211 20th Ave | Kearney | NE | 68845-8255 | Buffalo | NE34794 | Scrapped/Junked | 34431 | R2889 | 1980 | Kewanee | FTFB - Firetube-Firebox Boiler | GLYC - Glycol Bldg Heat Sys | 12/31/2013
Helget Gas Products | 4211 S 102nd St | Omaha | NE | 68127-1031 | Douglas | NE22968 | Scrapped/Junked | 9035 | 96-E6038 | 1996 | Aldrich | FTVT - Firetube Vertical TB | HWHT - Hot Water Heat | 12/31/2014
Helget Gas Products | 4211 S 102nd St | Omaha | NE | 68127-1031 | Douglas | NE25917 | Scrapped/Junked | 143 | 120047 | 2014 | IA Manufacturing LLC | FTVT - Firetube Vertical TB | HWHT - Hot Water Heat | 12/31/2019
Helget Gas Products | 4211 S 102nd St | Omaha | NE | 68127-1031 | Douglas | NE26400 | Active | 287352 | 15287352 | 2015 | Lochinvar | WT - Water Tube Boiler | HWHT - Hot Water Heat | 12/31/2026
Helget Gas Products | 4211 S 102nd St | Omaha | NE | 68127-1031 | Douglas | NE35589 | Scrapped/Junked | 37134 | 1 | 1983 | Kewanee | FT - Firetube Boiler | HWHT - Hot Water Heat | 12/31/2016
Helget Gas Products | 4211 S 102nd St | Omaha | NE | 68127-1031 | Douglas | NE41215 | Active | 460 | 120228 | 2019 | Les Inc/Aldrich Co | FT - Firetube Boiler | HWHT - Hot Water Heat | 12/31/2026
Mirror Image Car Wash | 4215 2nd Ave | Kearney | NE | 68847-2407 | Buffalo | NE24588 | Active | 267667 | G13H10267667 | 2013 | Lochinvar | WTSS - Watertube SS Steel | HWHF - Hot Water Heat-Floor | 1/31/2026
Mirror Image Car Wash | 4215 2nd Ave | Kearney | NE | 68847-2407 | Buffalo | NE24589 | Active | 267662 | G13H10267662 | 2013 | Lochinvar | WTSS - Watertube SS Steel | HWHF - Hot Water Heat-Floor | 1/31/2026
Mirror Image Car Wash | 4215 2nd Ave | Kearney | NE | 68847-2407 | Buffalo | NE24590 | Active | 24590 | I13H30093732 | 2013 | Lochinvar | FTVT - Firetube Vertical TB | HWHF - Hot Water Heat-Floor | 1/31/2026
Mirror Image Car Wash | 4215 2nd Ave | Kearney | NE | 68847-2407 | Buffalo | NE40161 | Scrapped/Junked | 147710 | 9803147710 | 1998 | Raypak | CPFT - Horiz Cpr Fin Boiler | HWSP - Hot Water Non Potable Supply | 1/31/2014
Educational Serv Unit 13 | 4215 Avenue I | Scottsbluff | NE | 69361-4902 | Scotts Bluff | NE27311 | Active | 382940 | 5130727-201707 | 2016 | Peerless | WTSS - Watertube SS Steel | HWHT - Hot Water Heat | 12/31/2025
Educational Serv Unit 13 | 4215 Avenue I | Scottsbluff | NE | 69361-4902 | Scotts Bluff | NE27312 | Active | 382933 | 5130728-201707 | 2016 | Peerless | WTSS - Watertube SS Steel | HWHT - Hot Water Heat | 12/31/2025
Educational Serv Unit 13 | 4215 Avenue I | Scottsbluff | NE | 69361-4902 | Scotts Bluff | NE27313 | Active | 382936 | 1530726-201707 | 2016 | Peerless | WTSS - Watertube SS Steel | HWHT - Hot Water Heat | 12/31/2025
Educational Serv Unit 13 | 4215 Avenue I | Scottsbluff | NE | 69361-4902 | Scotts Bluff | NE31857 | Scrapped/Junked | N/A | D1 | 1968 | Rite | WT - Water Tube Boiler | HWHT - Hot Water Heat | 9/30/2017
Educational Serv Unit 13 | 4215 Avenue I | Scottsbluff | NE | 69361-4902 | Scotts Bluff | NE35160 | Scrapped/Junked | N/A | SN76476 | 1968 | Ruud-Rheem | AHWH - ANSI/Fired Water Htr | HWSD - Hot Water Dom/Potable | 9/30/2013
WATKINS CONCRETE | 4215 R St | Omaha | NE | 68107-3105 | SARPY | NE11982 | Inactive |  | L25 | 1960 | SUPERIOR BOILERWORKS | FTSM - FTS Marine Dry Back | STHT - Steam-Heat | 11/30/1997
WATKINS CONCRETE | 4215 R St | Omaha | NE | 68107-3105 | SARPY | NE11983 | Inactive | 5468 |  | 1938 | KEWANEE | FTSM - FTS Marine Dry Back | PROC - Process Steam | 11/30/1997
Spring Lake Magnet Center | 4215 S 20th St | Omaha | NE | 68107-2018 | Douglas | NE04863 | Scrapped/Junked | 6564 | E2228 | 1990 | ALDR | FTVT - Firetube Vertical TB | STHT - Steam-Heat | 6/30/2022
Spring Lake Magnet Center | 4215 S 20th St | Omaha | NE | 68107-2018 | Douglas | NE31225 | Scrapped/Junked | n/a | P-0552 | 1974 | Kewanee | FTSM - FTS Marine Dry Back | STHT - Steam-Heat | 12/31/2022
Spring Lake Magnet Center | 4215 S 20th St | Omaha | NE | 68107-2018 | Douglas | NE31226 | Scrapped/Junked | n/a | n/a | 1974 | Kewanee | FTSM - FTS Marine Dry Back | STHT - Steam-Heat | 12/31/2022
Spring Lake Magnet Center | 4215 S 20th St | Omaha | NE | 68107-2018 | Douglas | NE41678 | Active | 12865 | 20HE14463720 | 2020 | Riello | COBL - Coil Type Boiler | HWHT - Hot Water Heat | 12/31/2026
Spring Lake Magnet Center | 4215 S 20th St | Omaha | NE | 68107-2018 | Douglas | NE41679 | Active | 12880 | 20HE114613720 | 2020 | Riello | COBL - Coil Type Boiler | HWHT - Hot Water Heat | 12/31/2026
Spring Lake Magnet Center | 4215 S 20th St | Omaha | NE | 68107-2018 | Douglas | NE41680 | Active | 12864 | 20HE114453720 | 2020 | Riello | COBL - Coil Type Boiler | HWHT - Hot Water Heat | 12/31/2026
Spring Lake Magnet Center | 4215 S 20th St | Omaha | NE | 68107-2018 | Douglas | NE41681 | Active | 12863 | 20HE114443720 | 2020 | Riello | COBL - Coil Type Boiler | HWHT - Hot Water Heat | 12/31/2026
Spring Lake Magnet Center | 4215 S 20th St | Omaha | NE | 68107-2018 | Douglas | NE41682 | Active | 12681 | 112623520 | 2020 | Riello | COBL - Coil Type Boiler | HWHT - Hot Water Heat | 12/31/2026
Spring Lake Magnet Center | 4215 S 20th St | Omaha | NE | 68107-2018 | Douglas | NE41683 | Active | 12685 | 20HE112663520 | 2020 | Riello | COBL - Coil Type Boiler | HWHT - Hot Water Heat | 12/31/2026
Spring Lake Magnet Center | 4215 S 20th St | Omaha | NE | 68107-2018 | Douglas | NE41684 | Active | 12686 | 20HE112673520 | 2020 | Riello | COBL - Coil Type Boiler | HWHT - Hot Water Heat | 12/31/2026
Spring Lake Magnet Center | 4215 S 20th St | Omaha | NE | 68107-2018 | Douglas | NE41685 | Active | 12674 | 20HE112553520 | 2020 | Riello | COBL - Coil Type Boiler | HWHT - Hot Water Heat | 12/31/2026
BISHOP CLARKSON HOSPITAL | 422 DEWEY ST | OMAHA | NE | 68102 | Douglas | NE14271 | Scrapped/Junked |  | H9573 | 1955 | KEWANEE | FT - Firetube Boiler | STHT - Steam-Heat | 8/31/2000
BISHOP CLARKSON HOSPITAL | 422 DEWEY ST | OMAHA | NE | 68102 | Douglas | NE35537 | Inactive | 6860 |  | 1955 | KEWANEE | FT - Firetube Boiler | STHT - Steam-Heat | 8/31/2000
St Paul City Pool | 422 Indian St | St Paul | NE | 68873-1647 | Howard | NE09823 | Active | 187708 | 0110187708 | 2001 | RayPak Inc, California | CPFH - Copper Fin Water Heater | OPHT - Outdoor Pool Heater | 6/30/2026
St Paul City Pool | 422 Indian St | St Paul | NE | 68873-1647 | Howard | NE40915 | Inactive | 115024 |  | 1996 | RAYPAK INC, CALIFORNIA | CPFT - Horiz Cpr Fin Boiler | OPHT - Outdoor Pool Heater | 5/31/2002
St Marks Pro-Cathedral | 422 N Burlington Ave | Hastings | NE | 68901-5059 | Adams | NE06747 | Active | 14503 | 05F-2410 | 2005 | ALES | FTVT - Firetube Vertical TB | HWHT - Hot Water Heat | 1/31/2027
St Marks Pro-Cathedral | 422 N Burlington Ave | Hastings | NE | 68901-5059 | Adams | NE06748 | Active | 14505 | 05F-2412 | 2005 | ALES | FTVT - Firetube Vertical TB | HWHT - Hot Water Heat | 1/31/2027
St Marks Pro-Cathedral | 422 N Burlington Ave | Hastings | NE | 68901-5059 | Adams | NE15119 | Scrapped/Junked |  | 3R-12 | 1956 | KEWANEE | FTFB - Firetube-Firebox Boiler | HWHT - Hot Water Heat | 10/31/2004
Native Prairie LLC | 422 N Dewey St | North Platte | NE | 69101-3907 | Lincoln | NE08588 | Active | N/A | 0392 | 1987 | Peerless | CI - Cast Iron | HWHT - Hot Water Heat | 1/31/2026
WALLA WALLA LODGE #56 | 422 N Dewey St | North Platte | NE | 69101-3907 | LINCOLN | NE16312 | Scrapped/Junked |  | 1 | 1930 | AMERICAN RADIATOR |  | HWHT - Hot Water Heat | 4/30/2002
FOOTE CLINIC INC | 422 N Hastings Ave | Hastings | NE | 68901-5169 | ADAMS | NE35464 | Inactive |  | 1BA | 1945 | CRANE |  | STHT - Steam-Heat | 4/30/1990
Grand Island Independent | 422 W 1st St | Grand Island | NE | 68801-5802 | Hall | NE14405 | Active | n/a | J83-2330 | 1986 | Dunkirk | CI - Cast Iron | HWHT - Hot Water Heat | 2/28/2026
St Stephen's Episcopal Church | 422 W 2nd St | Grand Island | NE | 68801-5936 | Hall | NE34482 | Scrapped/Junked | n/a | 210-6598 | 1969 | Peerless | CI - Cast Iron | HWHT - Hot Water Heat | 1/31/2016
CHI L Street Health Clinic | 4220 L St | Omaha | NE | 68107-1048 | Douglas | NE26117 | Active | 149761 | 14PGT700.53.0163 | 2014 | Lochinvar | SSCO - SS Coil Boiler | HWHT - Hot Water Heat | 10/31/2026
CHI L Street Health Clinic | 4220 L St | Omaha | NE | 68107-1048 | Douglas | NE26118 | Active | 153258 | 15PGT700.53.0209 | 2014 | Lochinvar | SSCO - SS Coil Boiler | HWHT - Hot Water Heat | 10/31/2026
CHI L Street Health Clinic | 4220 L St | Omaha | NE | 68107-1048 | Douglas | NE26119 | Active | 151166 | 14PGT850.52.0288 | 2014 | Lochinvar | SSCO - SS Coil Boiler | HWHT - Hot Water Heat | 10/31/2026
FAIRFIELD INN LINCOLN | 4221 Industrial Ave | Lincoln | NE | 68504-1118 | LANCASTER | NE40039 | Exempt 1999 LB-66 |  | RN0594G01195 | 1994 | RHEEM MANUFACTURING CO | AHWH - ANSI/Fired Water Htr | HWSD - Hot Water Dom/Potable | 12/31/1999
FAIRFIELD INN LINCOLN | 4221 Industrial Ave | Lincoln | NE | 68504-1118 | LANCASTER | NE40040 | Exempt 1999 LB-66 |  | RN0594G01196 | 1994 | RHEEM MANUFACTURING CO | AHWH - ANSI/Fired Water Htr | HWSD - Hot Water Dom/Potable | 12/31/1999
FAIRFIELD INN LINCOLN | 4221 Industrial Ave | Lincoln | NE | 68504-1118 | LANCASTER | NE40041 | Exempt 1999 LB-66 |  | RN0594G01194 | 1994 | RHEEM MANUFACTURING CO | AHWH - ANSI/Fired Water Htr | HWSD - Hot Water Dom/Potable | 12/31/1999
OCI at Indian Creek | 4221 N 203rd St | Elkhorn | NE | 68022-3473 | Douglas | NE28074 | Active | 330509 | 18330509 | 2018 | Lochinvar | WT - Water Tube Boiler | HWHT - Hot Water Heat | 10/31/2026
OCI at Indian Creek | 4221 N 203rd St | Elkhorn | NE | 68022-3473 | Douglas | NE28075 | Active | 330512 | 18330512 | 2018 | Lochinvar | WT - Water Tube Boiler | HWHT - Hot Water Heat | 10/31/2026
CIRA Center for immigrant and refugee advancement | 4223 Center St | Omaha | NE | 68105-2431 | Douglas | NE24451 | Scrapped/Junked | 49239 | 21711 | 1998 | Kewanee | FT - Firetube Boiler | HWHT - Hot Water Heat | 4/30/2018
CIRA Center for immigrant and refugee advancement | 4223 Center St | Omaha | NE | 68105-2431 | Douglas | NE24452 | Scrapped/Junked | 49278 | 20916 | 1998 | Kewanee | FT - Firetube Boiler | HWHT - Hot Water Heat | 4/30/2018
CIRA Center for immigrant and refugee advancement | 4223 Center St | Omaha | NE | 68105-2431 | Douglas | NE27149 | Active | 3120 | 17-HE0204421717 | 2017 | Riello | WT - Water Tube Boiler | HWHT - Hot Water Heat | 1/31/2027
CIRA Center for immigrant and refugee advancement | 4223 Center St | Omaha | NE | 68105-2431 | Douglas | NE27150 | Active | 3116 | 17-HE020402117 | 2017 | Riello | WT - Water Tube Boiler | HWHT - Hot Water Heat | 1/31/2027
CIRA Center for immigrant and refugee advancement | 4223 Center St | Omaha | NE | 68105-2431 | Douglas | NE27151 | Active | 3117 | 17-HE020412117 | 2017 | Riello | WT - Water Tube Boiler | HWHT - Hot Water Heat | 1/31/2027
Chief Ethanol Fuels Inc | 4225 E South St | Hastings | NE | 68901-8338 | Adams | NE03671 | Inactive | 19208 | 100.561 | 1984 | Zurn Industries | WT - Water Tube Boiler | PROC - Process Steam | 5/31/2022
Chief Ethanol Fuels Inc | 4225 E South St | Hastings | NE | 68901-8338 | Adams | NE17427 | Active | 426 | 7020 | 1993 | Foster Wheeler | WT - Water Tube Boiler | PROC - Process Steam | 6/30/2026
Chief Ethanol Fuels Inc | 4225 E South St | Hastings | NE | 68901-8338 | Adams | NE41117 | Active | 390 | 2006-80 | 2007 | RENTEC | WT - Water Tube Boiler | PROC - Process Steam | 2/28/2027
Chief Ethanol Fuels Inc | 4225 E South St | Hastings | NE | 68901-8338 | Adams | NE41118 | Active | 6447 | 20067208 | 2007 | Kentube Engineered Products | ECON - Boiler Economizer | PROC - Process Steam | 2/28/2027
Tommy's Express Car Wash | 4225 S 132nd St | Omaha | NE | 68137 | Douglas | NE27709 | Active | 411708 | D1.17.33.00166 | 2017 | Raypak | WT - Water Tube Boiler | HWSD - Hot Water Dom/Potable | 10/30/2024
Aspen Ridge Apartments | 4225 S 25th St | Omaha | NE | 68107-1774 | Douglas | NE21835 | Scrapped/Junked | 27993 | G-929128 | 1992 | Lochinvar | CPFT - Horiz Cpr Fin Boiler | HWSD - Hot Water Dom/Potable | 3/31/2021
Aspen Ridge Apartments | 4225 S 25th St | Omaha | NE | 68107-1774 | Douglas | NE21836 | Scrapped/Junked | 26845 | E922950 | 1992 | LOCHINVAR | CPFT - Horiz Cpr Fin Boiler | HWSD - Hot Water Dom/Potable | 3/31/2008
Calamus State Fish Hatchery | 42254 Hatchery Rd | Burwell | NE | 68823-5412 | Garfield | NE30971 | Active | 27598 | 27598 | 1989 | Dewey | ELBL - Electric Boiler | HWHT - Hot Water Heat | 6/30/2026
Calamus State Fish Hatchery | 42254 Hatchery Rd | Burwell | NE | 68823-5412 | Garfield | NE30972 | Out of Service |  | 4732A903 | 1990 | STATE INDUSTRIES | ELWH - Electric Water Heater | HWSD - Hot Water Dom/Potable | 9/30/1998
Paul Davis Restoration | 4226 S 80th St | Omaha | NE | 68127-1729 | Douglas | NE16062 | Active | 59747 | 59747 | 2009 | Parker Boiler Company | WT - Water Tube Boiler | PROC - Process Steam | 3/31/2026
BISHOP CLARKSON HOSPITAL | 4228 Douglas St | Omaha | NE | 68131-2705 | Douglas | NE37483 | Inactive |  | 3E31 | 1968 | THERMO PAK | WT - Water Tube Boiler | HWHT - Hot Water Heat | 1/31/1994
Nash Finch Company | 4228 S 72nd St | Omaha | NE | 68127-1803 | Douglas | NE16456 | Out of Service | 38361 | R6892 | 1984 | Kewanee | FTFB - Firetube-Firebox Boiler | STHT - Steam-Heat | 3/31/2016
Nash Finch Company | 4228 S 72nd St | Omaha | NE | 68127-1803 | Douglas | NE16457 | Active | 31201 | L57537 | 1973 | Cleaver Brooks | FTSM - FTS Marine Dry Back | HWHT - Hot Water Heat | 3/31/2026
Nash Finch Company | 4228 S 72nd St | Omaha | NE | 68127-1803 | Douglas | NE17842 | Active | 17466 | G9217466 | 1992 | AOSM | COBL - Coil Type Boiler | HWHT - Hot Water Heat | 3/31/2026
Nash Finch Company | 4228 S 72nd St | Omaha | NE | 68127-1803 | Douglas | NE17843 | Active | 17465 | 17465 | 1992 | AOSM | COBL - Coil Type Boiler | HWHT - Hot Water Heat | 3/31/2026
Vacant Bldg | 423 Boyd Ave | Alliance | NE | 69301-3668 | Box Butte | NE05181 | Scrapped/Junked | 17686 |  | 1992 | AOSM | COBL - Coil Type Boiler | HWSD - Hot Water Dom/Potable | 4/30/2008
The Tower | 423 Boyd Ave | Alliance | NE | 69301-3668 | BOX BUTTE | NE08201 | Out of Service | 17109 | E0717109 | 2007 | AO SMITH | COBL - Coil Type Boiler | HWSD - Hot Water Dom/Potable | 4/30/2015
The Tower | 423 Boyd Ave | Alliance | NE | 69301-3668 | BOX BUTTE | NE08605 | Out of Service | n/a | 64366491 | 2001 | Burnham | CI - Cast Iron | HWHT - Hot Water Heat | 4/30/2015
The Tower | 423 Boyd Ave | Alliance | NE | 69301-3668 | BOX BUTTE | NE08606 | Out of Service | n/a | 64366490 | 2001 | Burnham | CI - Cast Iron | HWHT - Hot Water Heat | 4/30/2015
The Tower | 423 Boyd Ave | Alliance | NE | 69301-3668 | BOX BUTTE | NE15965 | Scrapped/Junked |  |  | 1980 | WEIL MCLAIN |  | HWHT - Hot Water Heat | 4/30/2002
The Tower | 423 Boyd Ave | Alliance | NE | 69301-3668 | BOX BUTTE | NE15966 | Scrapped/Junked |  |  | 1980 | WEIL MCLAIN |  | HWHT - Hot Water Heat | 4/30/2002
Town & Country Bank | 423 Grand Ave | Ravenna | NE | 68869-1323 | Buffalo | NE13443 | Active | N/A | N/A | 2008 | Parker Boiler Company | CI - Cast Iron | STHT - Steam-Heat | 10/31/2026
Town & Country Bank | 423 Grand Ave | Ravenna | NE | 68869-1323 | Buffalo | NE16732 | Scrapped/Junked |  | 211-1534G | 1976 | PEERLESS HEATER COMPANY |  | STHT - Steam-Heat | 2/28/2009
Papillion Middle School | 423 S Washington St | Papillion | NE | 68046-2668 | Sarpy | NE02317 | Scrapped/Junked | 85584 | MC040014698 | 2004 | AOSM | CHWH - ASME/Fired Water Heater | HWSD - Hot Water Dom/Potable | 7/31/2021
Papillion Middle School | 423 S Washington St | Papillion | NE | 68046-2668 | Sarpy | NE16946 | Scrapped/Junked | 7929 | 94-E4182 | 1994 | ALDR | FTVT - Firetube Vertical TB | HWHT - Hot Water Heat | 7/31/2012
Papillion Middle School | 423 S Washington St | Papillion | NE | 68046-2668 | Sarpy | NE16947 | Out of Service | 7926 | 94-E4179 | 1994 | Aldrich | FTVT - Firetube Vertical TB | HWHT - Hot Water Heat | 7/31/2021
Papillion Middle School | 423 S Washington St | Papillion | NE | 68046-2668 | Sarpy | NE16948 | Scrapped/Junked | 7925 | 94-E4178 | 1994 | ALDR | FTVT - Firetube Vertical TB | HWHT - Hot Water Heat | 7/31/2011
Papillion Middle School | 423 S Washington St | Papillion | NE | 68046-2668 | Sarpy | NE16949 | Scrapped/Junked | 39102 | L931444 | 1994 | Lochinvar | CPFT - Horiz Cpr Fin Boiler | HWSD - Hot Water Dom/Potable | 7/31/2012
Papillion Middle School | 423 S Washington St | Papillion | NE | 68046-2668 | Sarpy | NE18930 | Scrapped/Junked | 48862 |  | 1984 | A. O. Smith | CHWH - ASME/Fired Water Heater | HWSD - Hot Water Dom/Potable | 7/31/2000
Papillion Middle School | 423 S Washington St | Papillion | NE | 68046-2668 | Sarpy | NE19599 | Scrapped/Junked | 18186 | 10F-6094 | 2010 | Aldrich | FTVT - Firetube Vertical TB | HWHT - Hot Water Heat | 7/31/2021
Papillion Middle School | 423 S Washington St | Papillion | NE | 68046-2668 | Sarpy | NE22252 | Scrapped/Junked | 18533 | 12F-6441 | 2011 | Aldrich | FTVT - Firetube Vertical TB | HWHT - Hot Water Heat | 7/30/2016
Papillion Middle School | 423 S Washington St | Papillion | NE | 68046-2668 | Sarpy | NE23086 | Scrapped/Junked | 46693 | 0774820 | 1998 | AO SMITH | CHWH - ASME/Fired Water Heater | HWSD - Hot Water Dom/Potable | 7/31/2004
Papillion Middle School | 423 S Washington St | Papillion | NE | 68046-2668 | Sarpy | NE26502 | Scrapped/Junked | 19700 | 16F-7608 | 2016 | Aldrich | FTVT - Firetube Vertical TB | HWHT - Hot Water Heat | 7/31/2021
Papillion Middle School | 423 S Washington St | Papillion | NE | 68046-2668 | Sarpy | NE26503 | Active | 122033 | 160523053674 | 2016 | Cleveland | KETT - Fired Kettle | COOK - Cooker/Kettle | 7/31/2026
Papillion Middle School | 423 S Washington St | Papillion | NE | 68046-2668 | Sarpy | NE26504 | Active | 66246 | 66246 | 2001 | Groen | COOK - Fired Cooker | COOK - Cooker/Kettle | 7/31/2026
Papillion Middle School | 423 S Washington St | Papillion | NE | 68046-2668 | Sarpy | NE28952 | Active | 20341 | 19F-8249 | 2019 | Aldrich | FTVT - Firetube Vertical TB | GLYC - Glycol Bldg Heat Sys | 7/31/2026
Papillion Middle School | 423 S Washington St | Papillion | NE | 68046-2668 | Sarpy | NE28953 | Active | 20342 | 19F-8250 | 2019 | Aldrich | FTVT - Firetube Vertical TB | GLYC - Glycol Bldg Heat Sys | 7/31/2026
Papillion Middle School | 423 S Washington St | Papillion | NE | 68046-2668 | Sarpy | NE28954 | Active | 268451 | 268451 | 2020 | AOSM | CHWH - ASME/Fired Water Heater | HWSD - Hot Water Dom/Potable | 7/31/2026
Papillion Middle School | 423 S Washington St | Papillion | NE | 68046-2668 | Sarpy | NE34845 | Inactive | 59536 | 4GO16508 | 1986 | Cleaver Brooks | WT - Water Tube Boiler | HWHT - Hot Water Heat | 7/31/2016
Papillion Middle School | 423 S Washington St | Papillion | NE | 68046-2668 | Sarpy | NE41887 | Active | 20577 | 20F-8485 | 2021 | Aldrich | FTVT - Firetube Vertical TB | GLYC - Glycol Bldg Heat Sys | 7/31/2026
COMFORT SUITES | 4231 Industrial Ave | Lincoln | NE | 68504-1118 | LANCASTER | NE40042 | Exempt 1999 LB-66 |  | RN0494G01630 | 1994 | RHEEM MANUFACTURING CO | AHWH - ANSI/Fired Water Htr | HWSD - Hot Water Dom/Potable | 12/31/1999
COMFORT SUITES | 4231 Industrial Ave | Lincoln | NE | 68504-1118 | LANCASTER | NE40043 | Exempt 1999 LB-66 |  | RN0494G01629 | 1994 | RHEEM MANUFACTURING CO | AHWH - ANSI/Fired Water Htr | HWSD - Hot Water Dom/Potable | 12/31/1999
COMFORT SUITES | 4231 Industrial Ave | Lincoln | NE | 68504-1118 | LANCASTER | NE40044 | Exempt 1999 LB-66 |  | RN0494G01631 | 1994 | RHEEM MANUFACTURING CO | AHWH - ANSI/Fired Water Htr | HWSD - Hot Water Dom/Potable | 12/31/1999
Colonial Haven | 424 Harrison St | Beemer | NE | 68716-4201 | Cuming | NE08414 | Scrapped/Junked | 64995 | K99333453 | 2001 | STAT | CHWH - ASME/Fired Water Heater | HWSD - Hot Water Dom/Potable | 10/31/2020
Colonial Haven | 424 Harrison St | Beemer | NE | 68716-4201 | Cuming | NE24313 | Scrapped/Junked | 71349 | G01108645 | 1999 | STAT | CHWH - ASME/Fired Water Heater | HWSD - Hot Water Dom/Potable | 10/31/2016
Colonial Haven | 424 Harrison St | Beemer | NE | 68716-4201 | Cuming | NE26548 | Scrapped/Junked | 209931 | 209931 | 2015 | AO SMITH | CHWH - ASME/Fired Water Heater | HWSD - Hot Water Dom/Potable | 10/31/2023
Colonial Haven | 424 Harrison St | Beemer | NE | 68716-4201 | Cuming | NE29176 | Active | 260879 | 260879 | 2019 | Reliance | CHWH - ASME/Fired Water Heater | HWSD - Hot Water Dom/Potable | 10/31/2026
Colonial Haven | 424 Harrison St | Beemer | NE | 68716-4201 | Cuming | NE40175 | Exempt 1999 LB-66 |  | VG1292D10609 | 1992 | VANGUARD | AHWH - ANSI/Fired Water Htr | HWSD - Hot Water Dom/Potable | 10/31/1999
Colonial Haven | 424 Harrison St | Beemer | NE | 68716-4201 | Cuming | NE40176 | Scrapped/Junked |  | M843008604 | 1984 | STATE INDUSTRIES | CHWH - ASME/Fired Water Heater | HWSD - Hot Water Dom/Potable | 10/31/2001
Kearney County Building | 424 N Colorado Ave | Minden | NE | 68959-1662 | Kearney | NE08620 | Active | n/a | 450100461S | 2001 | Dunkirk | CI - Cast Iron | HWHT - Hot Water Heat | 12/31/2026
Kearney County Building | 424 N Colorado Ave | Minden | NE | 68959-1662 | Kearney | NE08621 | Active | n/a | 4501004625 | 2001 | Dunkirk | CI - Cast Iron | HWHT - Hot Water Heat | 12/31/2026
Kearney County Building | 424 N Colorado Ave | Minden | NE | 68959-1662 | Kearney | NE09434 | Scrapped/Junked |  | 3577V00259 | 1980 | BRYANT |  | HWHT - Hot Water Heat | 3/31/2002
Apartment Building | 424 S 35th St | Omaha | NE | 68131-3917 | Douglas | NE22701 | Inactive | n/a | 61-66029-0992 | 1998 | Peerless | CI - Cast Iron | STHT - Steam-Heat | 12/31/2018
MIDWESTERN STORAGE | 424 W 23rd St | Fremont | NE | 68025-1211 | DODGE | NE05702 | Exempt 1999 LB-66 |  | 0438146 | 1995 | AO SMITH | AHWH - ANSI/Fired Water Htr | HWSD - Hot Water Dom/Potable | 8/31/1999
MIDWESTERN STORAGE | 424 W 23rd St | Fremont | NE | 68025-1211 | DODGE | NE05703 | Inactive |  | G-481BJ1 | 1962 | AMERICAN STANDARD |  | HWHT - Hot Water Heat | 8/31/1999
Olive and Grace Bridal | 424 W 3rd St | Grand Island | NE | 68801-5943 | Hall | NE16818 | Scrapped/Junked | 0 | 6-66 | 1966 | Crane Co. | CI - Cast Iron | HWHT - Hot Water Heat | 1/31/2018
Olive and Grace Bridal | 424 W 3rd St | Grand Island | NE | 68801-5943 | Hall | NE27329 | Active | 3545 | 17HE022492517 | 2017 | RIELLO | WTSS - Watertube SS Steel | HWHT - Hot Water Heat | 2/28/2026
Olive and Grace Bridal | 424 W 3rd St | Grand Island | NE | 68801-5943 | Hall | NE27330 | Active | 3548 | 17HE022512617 | 2017 | RIELLO | WTSS - Watertube SS Steel | HWHT - Hot Water Heat | 2/28/2026
Olive and Grace Bridal | 424 W 3rd St | Grand Island | NE | 68801-5943 | Hall | NE27331 | Active | 1968 | 17HE01571571917 | 2017 | RIELLO | WTSS - Watertube SS Steel | HWHT - Hot Water Heat | 2/28/2026
BAKER'S SUPERMARKET | 4240 S 50th St | Omaha | NE | 68117-1340 | Douglas | NE05654 | Exempt 1999 LB-66 |  | 55039 | 1990 | AO SMITH | AHWH - ANSI/Fired Water Htr | HWSD - Hot Water Dom/Potable | 1/31/2000
BAKER'S SUPERMARKET | 4240 S 50th St | Omaha | NE | 68117-1340 | Douglas | NE05655 | Exempt 1999 LB-66 |  | 54353 | 1989 | AO SMITH | AHWH - ANSI/Fired Water Htr | HWSD - Hot Water Dom/Potable | 1/31/2000
Mahoney Manor | 4241 N 61st St | Lincoln | NE | 68507-1231 | Lancaster | NE07558 | Scrapped/Junked | 15121 | MO615121 | 2006 | A O Smith | FTVT - Firetube Vertical TB | HWSD - Hot Water Dom/Potable | 12/31/2017
Mahoney Manor | 4241 N 61st St | Lincoln | NE | 68507-1231 | Lancaster | NE07764 | Scrapped/Junked | 36583 | LL96-0598715-962 | 1996 | AO SMITH | CHWH - ASME/Fired Water Heater | HWSD - Hot Water Dom/Potable | 8/31/2003
Mahoney Manor | 4241 N 61st St | Lincoln | NE | 68507-1231 | Lancaster | NE10556 | Scrapped/Junked | 71445 | A0371445 | 2003 | AO SMITH | COBL - Coil Type Boiler | HWSD - Hot Water Dom/Potable | 8/31/2007
Mahoney Manor | 4241 N 61st St | Lincoln | NE | 68507-1231 | Lancaster | NE13614 | Active | 16978 | 08F-4885 | 2008 | ALDRICH/LES | FTFB - Firetube-Firebox Boiler | HWHT - Hot Water Heat | 12/31/2025
Mahoney Manor | 4241 N 61st St | Lincoln | NE | 68507-1231 | Lancaster | NE13615 | Active | 16979 | 08F-4886 | 2008 | ALDRICH/LES | FTFB - Firetube-Firebox Boiler | HWHT - Hot Water Heat | 12/31/2025
Mahoney Manor | 4241 N 61st St | Lincoln | NE | 68507-1231 | Lancaster | NE17205 | Inactive |  | 0-9136 | 1972 | KEWANEE | FTFB - Firetube-Firebox Boiler | HWHT - Hot Water Heat | 8/31/2008
Mahoney Manor | 4241 N 61st St | Lincoln | NE | 68507-1231 | Lancaster | NE17206 | Inactive |  | 0-9135 | 1972 | KEWANEE | FTFB - Firetube-Firebox Boiler | HWHT - Hot Water Heat | 8/31/2008
Mahoney Manor | 4241 N 61st St | Lincoln | NE | 68507-1231 | Lancaster | NE18424 | Scrapped/Junked |  | RUN0590D02299 | 1990 | RUUD | AHWH - ANSI/Fired Water Htr | HWSD - Hot Water Dom/Potable | 8/31/2003
Mahoney Manor | 4241 N 61st St | Lincoln | NE | 68507-1231 | Lancaster | NE22506 | Scrapped/Junked | 22570 | LJ93-0022570-880 | 1993 | AO SMITH | CHWH - ASME/Fired Water Heater | HWSD - Hot Water Dom/Potable | 8/31/2003
Mahoney Manor | 4241 N 61st St | Lincoln | NE | 68507-1231 | Lancaster | NE27404 | Scrapped/Junked | C48976 | 1726106790484 | 2017 | A O Smith | COWH - Coil Type Water Heater | HWSD - Hot Water Dom/Potable | 12/31/2020
Northstar | 4242 N 49th Ave | Omaha | NE | 68104-2352 | Douglas | NE24826 | Active | 3569 | 301732 | 2013 | A O Smith | WTHW - Watertube Wtr Heater | HWSD - Hot Water Dom/Potable | 4/30/2026
Northstar | 4242 N 49th Ave | Omaha | NE | 68104-2352 | Douglas | NE24827 | Active | 3537 | 301700 | 2013 | A O Smith | WTHW - Watertube Wtr Heater | HWSD - Hot Water Dom/Potable | 4/30/2026
Union Bank and Trust | 4243 Pioneer Woods Dr | Lincoln | NE | 68506-7550 | Lancaster | NE12077 | Scrapped/Junked | 12498 | 03F-0414 | 2003 | ALES | FTVT - Firetube Vertical TB | HWHT - Hot Water Heat | 4/30/2024
Union Bank and Trust | 4243 Pioneer Woods Dr | Lincoln | NE | 68506-7550 | Lancaster | NE12130 | Scrapped/Junked | 12492 | 03F-0408 | 2003 | ALES | FTVT - Firetube Vertical TB | HWHT - Hot Water Heat | 4/30/2024
Union Bank and Trust | 4243 Pioneer Woods Dr | Lincoln | NE | 68506-7550 | Lancaster | NE42837 | Active | 324201 | C24324201 | 2024 | Laars | WTHW - Watertube Wtr Heater | GLYC - Glycol Bldg Heat Sys | 10/31/2026
Union Bank and Trust | 4243 Pioneer Woods Dr | Lincoln | NE | 68506-7550 | Lancaster | NE42838 | Active | 324320 | C24324320 | 2024 | Laars | WTHW - Watertube Wtr Heater | GLYC - Glycol Bldg Heat Sys | 10/31/2026
US Military Processing Station | 4245 S 121st Plz | Omaha | NE | 68137-2132 | Douglas | NE23759 | Active | 195434 | D1.11.21.00027 | 2011 | Giannoni France | COBL - Coil Type Boiler | HWHT - Hot Water Heat | 6/30/2026
US Military Processing Station | 4245 S 121st Plz | Omaha | NE | 68137-2132 | Douglas | NE23760 | Active | 195435 | D1.11.21.00028 | 2011 | Giannoni France | COBL - Coil Type Boiler | HWHT - Hot Water Heat | 6/30/2026
US Military Processing Station | 4245 S 121st Plz | Omaha | NE | 68137-2132 | Douglas | NE23761 | Active | 246571 | 13246571 | 2013 | Lochinvar | CPFH - Copper Fin Water Heater | HWDP - Hotwater Heat & Dom Supply | 6/30/2026
Village of Orchard | 425 E 4th St | Orchard | NE | 68764-6310 | Antelope | NE23011 | Inactive | 8203 | 95-E4744 | 1995 | ALES | FTVT - Firetube Vertical TB | HWHT - Hot Water Heat | 8/31/2022
Village of Orchard | 425 E 4th St | Orchard | NE | 68764-6310 | Antelope | NE31946 | Inactive |  |  | 1923 | KEWANEE | FT - Firetube Boiler | STHT - Steam-Heat | 7/31/2000
Palmyra Public School | 425 F St | Palmyra | NE | 68418-4140 | Otoe | NE16384 | Scrapped/Junked |  | 9000095758 | 1990 | AO SMITH | AHWH - ANSI/Fired Water Htr | HWSD - Hot Water Dom/Potable | 8/31/2001
Palmyra Public School | 425 F St | Palmyra | NE | 68418-4140 | Otoe | NE18790 | Scrapped/Junked | 143731 | 143731 | 2010 | A O Smith | CHWH - ASME/Fired Water Heater | HWSD - Hot Water Dom/Potable | 10/31/2021
Palmyra Public School | 425 F St | Palmyra | NE | 68418-4140 | Otoe | NE23862 | Active | 9477 | 97E-6721 | 1998 | Aldrich | FTVT - Firetube Vertical TB | GLYC - Glycol Bldg Heat Sys | 10/31/2026
Palmyra Public School | 425 F St | Palmyra | NE | 68418-4140 | Otoe | NE23863 | Active | 9476 | 97E-6720 | 1998 | Aldrich | FTVT - Firetube Vertical TB | GLYC - Glycol Bldg Heat Sys | 10/31/2026
Palmyra Public School | 425 F St | Palmyra | NE | 68418-4140 | Otoe | NE25087 | Scrapped/Junked | 62410 | 01-1002750964 | 2001 | A. O. Smith | CHWH - ASME/Fired Water Heater | HWSD - Hot Water Dom/Potable | 10/31/2011
Palmyra Public School | 425 F St | Palmyra | NE | 68418-4140 | Otoe | NE32770 | Scrapped/Junked | 39736 | R8326 | 1986 | Kewanee | FTFB - Firetube-Firebox Boiler | HWHT - Hot Water Heat | 10/31/2017
Palmyra Public School | 425 F St | Palmyra | NE | 68418-4140 | Otoe | NE32976 | Scrapped/Junked | 35461 | R3886 | 1981 | Kewanee | FTFB - Firetube-Firebox Boiler | HWHT - Hot Water Heat | 10/31/2024
Palmyra Public School | 425 F St | Palmyra | NE | 68418-4140 | Otoe | NE32977 | Scrapped/Junked | 35451 | R3884 | 1981 | Kewanee | FT - Firetube Boiler | HWHT - Hot Water Heat | 10/31/2024
Palmyra Public School | 425 F St | Palmyra | NE | 68418-4140 | Otoe | NE32979 | Scrapped/Junked | 35507 | R3776 | 1981 | Kewanee | FTFB - Firetube-Firebox Boiler | HWHT - Hot Water Heat | 10/31/2017
Palmyra Public School | 425 F St | Palmyra | NE | 68418-4140 | Otoe | NE41498 | Active | 267360 | 267360 | 2020 | A O Smith | CHWH - ASME/Fired Water Heater | HWSD - Hot Water Dom/Potable | 10/31/2026
Palmyra Public School | 425 F St | Palmyra | NE | 68418-4140 | Otoe | NE42851 | Active | 406953 | 23406953 | 2023 | Lochinvar | FTVT - Firetube Vertical TB | HWHT - Hot Water Heat | 10/31/2026
Palmyra Public School | 425 F St | Palmyra | NE | 68418-4140 | Otoe | NE42852 | Active | 406661 | 23406661 | 2023 | Lochinvar | FTVT - Firetube Vertical TB | HWHT - Hot Water Heat | 10/31/2026
DARLING INTERNATIONAL | 425 Johnson Rd | West Point | NE | 68788-3596 | CUMING | NE11233 | Inactive | 20715 | L-5051 | 1960 | KEWANEE | FT - Firetube Boiler | PROC - Process Steam | 8/31/1998
DARLING INTERNATIONAL | 425 Johnson Rd | West Point | NE | 68788-3596 | CUMING | NE11290 | Inactive | 22105 |  | 1966 | KEWANEE | FT - Firetube Boiler | PROC - Process Steam | 8/31/1999
Lied Learning & Technical | 425 N 30th St | Omaha | NE | 68131-2100 | Douglas | NE15057 | Scrapped/Junked | 155417 | 03-155417 | 2003 | Lochinvar | CPFT - Horiz Cpr Fin Boiler | HWHT - Hot Water Heat | 2/28/2023
Lied Learning & Technical | 425 N 30th St | Omaha | NE | 68131-2100 | Douglas | NE42354 | Active | 399200 | 23399200 | 2023 | Lochinvar | WT - Water Tube Boiler | HWHT - Hot Water Heat | 6/30/2026
BEATRICE POST OFFICE | 425 N 6th St | Beatrice | NE | 68310-2909 | GAGE | NE04289 | Exempt | 18950 |  | 1988 | BURNHAM COMM/INDUST | WT - Water Tube Boiler | HWHT - Hot Water Heat | 5/31/1994
Hacienda Real | 425 N 78th St | Omaha | NE | 68114-3638 | Douglas | NE00126 | Scrapped/Junked | 64466 | 99134575 | 1999 | State Industries | CHWH - ASME/Fired Water Heater | HWSD - Hot Water Dom/Potable | 5/31/2011
Hacienda Real | 425 N 78th St | Omaha | NE | 68114-3638 | Douglas | NE19441 | Scrapped/Junked | 152699 | 1044M001146 | 2010 | AO SMITH | CHWH - ASME/Fired Water Heater | HWSD - Hot Water Dom/Potable | 3/31/2020
Kenwood Elementary School | 425 Norfolk Ave | Chadron | NE | 69337-2055 | Dawes | NE04897 | Scrapped/Junked | 127658 | 692637-2 | 1990 | COLU | WT - Water Tube Boiler | HWHT - Hot Water Heat | 10/31/2012
Kenwood Elementary School | 425 Norfolk Ave | Chadron | NE | 69337-2055 | Dawes | NE24520 | Active | 259403 | E13H10259403 | 2013 | Lochinvar | WTSS - Watertube SS Steel | HWHT - Hot Water Heat | 10/31/2026
Kenwood Elementary School | 425 Norfolk Ave | Chadron | NE | 69337-2055 | Dawes | NE24521 | Active | 262040 | E13H10262040 | 2013 | Lochinvar | WTSS - Watertube SS Steel | HWHT - Hot Water Heat | 10/31/2026
Kenwood Elementary School | 425 Norfolk Ave | Chadron | NE | 69337-2055 | Dawes | NE24522 | Active | 258218 | D13H10258218 | 2013 | Lochinvar | WTSS - Watertube SS Steel | HWHT - Hot Water Heat | 10/31/2026
Health Works | 425 Norfolk Ave | Norfolk | NE | 68701 | Madison | NE04654 | Active | n/a | 13-22 | 1952 | US Radiator | CI - Cast Iron | HWHT - Hot Water Heat | 1/31/2026
Exeter Care Center | 425 S Empire Ave | Exeter | NE | 68351-4104 | Fillmore | NE10567 | Inactive | 77005 | D03437223 | 2003 | STAT | CHWH - ASME/Fired Water Heater | HWSD - Hot Water Dom/Potable | 4/30/2014
Exeter Care Center | 425 S Empire Ave | Exeter | NE | 68351-4104 | Fillmore | NE11506 | Scrapped/Junked |  | H90696767 | 1990 | STATE INDUSTRIES | AHWH - ANSI/Fired Water Htr | HWSD - Hot Water Dom/Potable | 4/30/2003
Exeter Care Center | 425 S Empire Ave | Exeter | NE | 68351-4104 | Fillmore | NE20464 | Inactive | 50536 | H95346128 | 1995 | STAT | CHWH - ASME/Fired Water Heater | HWSD - Hot Water Dom/Potable | 4/30/2014
Exeter Care Center | 425 S Empire Ave | Exeter | NE | 68351-4104 | Fillmore | NE22310 | Inactive | 142711 | 9709142711 | 1997 | Raypak | COBL - Coil Type Boiler | HWHT - Hot Water Heat | 4/30/2014
Exeter Care Center | 425 S Empire Ave | Exeter | NE | 68351-4104 | Fillmore | NE37421 | Scrapped/Junked |  | F8056693 | 1982 | STATE INDUSTRIES | AHWH - ANSI/Fired Water Htr | HWSD - Hot Water Dom/Potable | 4/30/2004
Exeter Care Center | 425 S Empire Ave | Exeter | NE | 68351-4104 | Fillmore | NE37422 | Inactive | 9999 | 100193 | 1985 | Raypak | COBL - Coil Type Boiler | HWHT - Hot Water Heat | 4/30/2014
Scratch & Peck, LLC | 425 W 39th St | South Sioux City | NE | 68776-3735 | Dakota | NE08250 | Out of Service | 1835 | SN 3606 | 1966 | Superior Boilerworks | FTSM - FTS Marine Dry Back | PROC - Process Steam | 4/30/2020
Scratch & Peck, LLC | 425 W 39th St | South Sioux City | NE | 68776-3735 | Dakota | NE12233 | Active | 14477 | 750-150-149 | 2008 | Hurst Boiler & Welding | FTSM - FTS Marine Dry Back | PROC - Process Steam | 11/30/2026
Scratch & Peck, LLC | 425 W 39th St | South Sioux City | NE | 68776-3735 | Dakota | NE12234 | Out of Service | 979 | 08853 | 2008 | Economaster, LLC | ECON - Boiler Economizer | ECON - Boiler Economizer | 4/30/2018
BCH EYE CLINIC/SURGERY | 4253 Dodge St | Omaha | NE | 68131-2709 | Douglas | NE23282 | Scrapped/Junked | 12364 | 83871 | 1991 | SUSSMAN-AUTOMATIC CORP | ELBL - Electric Boiler | PROC - Process Steam | 8/31/2000
Pi Beta Phi | 426 N 16th St | Lincoln | NE | 68508-1696 | Lancaster | NE04306 | Scrapped/Junked |  | G-609 | 1960 | American Standard | CI - Cast Iron | STHT - Steam-Heat | 4/30/2010
Pi Beta Phi | 426 N 16th St | Lincoln | NE | 68508-1696 | Lancaster | NE05971 | Active | 170076 | J04H00170076 | 2004 | Lochinvar | CPFH - Copper Fin Water Heater | HWSD - Hot Water Dom/Potable | 10/31/2025
Pi Beta Phi | 426 N 16th St | Lincoln | NE | 68508-1696 | Lancaster | NE19842 | Active | n/a | 211A | 2011 | Peerless | CI - Cast Iron | STHT - Steam-Heat | 10/31/2025
Pi Beta Phi | 426 N 16th St | Lincoln | NE | 68508-1696 | Lancaster | NE21346 | Scrapped/Junked |  | 8121 | 1996 | AO SMITH | AHWH - ANSI/Fired Water Htr | HWSD - Hot Water Dom/Potable | 12/31/1999
Pi Beta Phi | 426 N 16th St | Lincoln | NE | 68508-1696 | Lancaster | NE30742 | Scrapped/Junked |  | 0AE83-21713-830 | 1983 | AO SMITH | AHWH - ANSI/Fired Water Htr | HWSD - Hot Water Dom/Potable | 12/31/1999
UN MEDICAL CENTER | 426 S 40th St | Omaha | NE | 68131-3713 | Douglas | NE37599 | Inactive | 40113 | 40113 | 1968 | CLEAVER BROOKS | WT - Water Tube Boiler | STHT - Steam-Heat | 11/30/2002
Wauneta Care and Therapy Center | 427 W Legion | Wauneta | NE | 69045-4549 | Chase | NE07805 | Scrapped/Junked | 63702 | E99492194 | 1999 | STAT | CHWH - ASME/Fired Water Heater | HWSD - Hot Water Dom/Potable | 3/31/2016
Wauneta Care and Therapy Center | 427 W Legion | Wauneta | NE | 69045-4549 | Chase | NE14337 | Scrapped/Junked | n/a | 2419 | 1960 | Kewanee | FTFB - Firetube-Firebox Boiler | HWHT - Hot Water Heat | 3/31/2024
Wauneta Care and Therapy Center | 427 W Legion | Wauneta | NE | 69045-4549 | Chase | NE14338 | Scrapped/Junked |  | 0186400201 | 1983 | RHEEM MANUFACTURING CO | AHWH - ANSI/Fired Water Htr | HWSD - Hot Water Dom/Potable | 7/31/1999
Wauneta Care and Therapy Center | 427 W Legion | Wauneta | NE | 69045-4549 | Chase | NE14339 | Scrapped/Junked |  | 0186400205 | 1983 | RHEEM MANUFACTURING CO | AHWH - ANSI/Fired Water Htr | HWSD - Hot Water Dom/Potable | 6/30/2004
Wauneta Care and Therapy Center | 427 W Legion | Wauneta | NE | 69045-4549 | Chase | NE25559 | Scrapped/Junked | 39118 | A04153266 | 2004 | STAT | CHWH - ASME/Fired Water Heater | HWSD - Hot Water Dom/Potable | 3/31/2016
Wauneta Care and Therapy Center | 427 W Legion | Wauneta | NE | 69045-4549 | Chase | NE26220 | Active | 218333 | 218333 | 2016 | State Industries | CHWH - ASME/Fired Water Heater | HWSD - Hot Water Dom/Potable | 3/31/2026
Wauneta Care and Therapy Center | 427 W Legion | Wauneta | NE | 69045-4549 | Chase | NE26221 | Scrapped/Junked | 218334 | 218334 | 2016 | State Industries | CHWH - ASME/Fired Water Heater | HWSD - Hot Water Dom/Potable | 3/31/2024
Exit 231 Truck Wash | 42778 Drive 755 | Lexington | NE | 68850-5504 | Dawson | NE10171 | Scrapped/Junked | 10043166 | 2007-D23-0092 | 2007 | Gianonni/Lochinvar | SSCO - SS Coil Boiler | HWHF - Hot Water Heat-Floor | 12/31/2011
Exit 231 Truck Wash | 42778 W Dar Rd | Lexington | NE | 68850 | Dawson | NE40305 | Scrapped/Junked |  | 997030921113 | 1997 | DUNK | CI - Cast Iron | HWHT - Hot Water Heat | 3/31/2004
Dodge County Jail | 428 N Broad St | Fremont | NE | 68025-4962 | Dodge | NE23165 | Exempt 1999 LB-66 |  | ME94-0340331920 | 1994 | A. O. Smith | AHWH - ANSI/Fired Water Htr | HWSD - Hot Water Dom/Potable | 5/31/1999
Dodge County Jail | 428 N Broad St | Fremont | NE | 68025-4962 | Dodge | NE23166 | Exempt 1999 LB-66 |  | MD95-0423207920 | 1995 | A. O. Smith | AHWH - ANSI/Fired Water Htr | HWSD - Hot Water Dom/Potable | 5/31/1999
Dodge County Jail | 428 N Broad St | Fremont | NE | 68025-4962 | Dodge | NE35247 | Active | 39414 | R7965 | 1985 | Kewanee | FTFB - Firetube-Firebox Boiler | HWHT - Hot Water Heat | 10/31/2026
Dodge County Jail | 428 N Broad St | Fremont | NE | 68025-4962 | Dodge | NE35248 | Active | 39415 | R7970 | 1985 | Kewanee | FTFB - Firetube-Firebox Boiler | HWHT - Hot Water Heat | 10/31/2026
Prairie Winds Community Center | 428 N Main St | Bridgeport | NE | 69336-4050 | Morrill | NE24169 | Active | n/a | 0500712-960 | 1996 | AO SMITH | CHWH - ASME/Fired Water Heater | HWSD - Hot Water Dom/Potable | 9/30/2026
Prairie Winds Community Center | 428 N Main St | Bridgeport | NE | 69336-4050 | Morrill | NE24170 | Active | n/a | 0403628-920 | 1996 | AO SMITH | CHWH - ASME/Fired Water Heater | HWSD - Hot Water Dom/Potable | 9/30/2026
EUGENE HANSON | 42935 CTY RD 747 | ELWWOOD | NE | 68937 | GOSPER | NE31865 | Exempt |  | 0310 | 1952 | AMERICAN STANDARD |  | HWHT - Hot Water Heat | 3/31/2006
Splish Splash Care | 430 Glover St | Sidney | NE | 69162-3054 | Cheyenne | NE01837 | Active | 223155 | 0406223155 | 2004 | Raypak | CPFT - Horiz Cpr Fin Boiler | HWSP - Hot Water Non Potable Supply | 3/31/2026
Splish Splash Care | 430 Glover St | Sidney | NE | 69162-3054 | Cheyenne | NE01838 | Active | 220769 | 0404220769 | 2004 | Raypak | CPFT - Horiz Cpr Fin Boiler | HWFG - Hotwater Heat Floor-Glycl | 3/31/2026
St Joseph Parish | 430 Lincoln St | Lyons | NE | 68038-5062 | Burt | NE16874 | Active | n/a | n/a | 1992 | Weil-Mcclain | CI - Cast Iron | HWHT - Hot Water Heat | 2/28/2026
St Francis Memorial Hospital | 430 N Monitor St | West Point | NE | 68788-1555 | Cuming | NE05072 | Scrapped/Junked | n/a | 5783X | 1950 | Kewanee | FTLO - Firetube Locomotive Type | BSUP - Bldg Heat & Process | 8/31/2010
St Francis Memorial Hospital | 430 N Monitor St | West Point | NE | 68788-1555 | Cuming | NE05073 | Scrapped/Junked | n/a | n/a | 1950 | Kewanee | FTLO - Firetube Locomotive Type | STHT - Steam-Heat | 8/31/2011
St Francis Memorial Hospital | 430 N Monitor St | West Point | NE | 68788-1555 | Cuming | NE06911 | Scrapped/Junked | 41567 | G-04-1212 | 2004 | Aerco International | FT - Firetube Boiler | HWHT - Hot Water Heat | 8/31/2022
St Francis Memorial Hospital | 430 N Monitor St | West Point | NE | 68788-1555 | Cuming | NE06912 | Scrapped/Junked | 41568 | G-04-1213 | 2004 | Aerco International | FT - Firetube Boiler | HWHT - Hot Water Heat | 8/31/2022
St Francis Memorial Hospital | 430 N Monitor St | West Point | NE | 68788-1555 | Cuming | NE19055 | Active | 1120 | A2120 | 2010 | Unilux | WT - Water Tube Boiler | STHT - Steam-Heat | 8/31/2026
St Francis Memorial Hospital | 430 N Monitor St | West Point | NE | 68788-1555 | Cuming | NE19056 | Active | 1119 | A2119 | 2010 | Unilux | WT - Water Tube Boiler | STHT - Steam-Heat | 8/31/2026
St Francis Memorial Hospital | 430 N Monitor St | West Point | NE | 68788-1555 | Cuming | NE21436 | Scrapped/Junked | N/A | R925-10-5538 | 2010 | Harsco | CALU - Cast Aluminum | HWHT - Hot Water Heat | 8/31/2016
St Francis Memorial Hospital | 430 N Monitor St | West Point | NE | 68788-1555 | Cuming | NE21437 | Scrapped/Junked | 90470 | FY31-09-33823 | 2009 | Harsco | VCPF - Vert Cpr Fin Blr | HWHT - Hot Water Heat | 8/31/2017
St Francis Memorial Hospital | 430 N Monitor St | West Point | NE | 68788-1555 | Cuming | NE26709 | Active | 75768 | G-16-2202 | 2016 | Aerco International | FTVT - Firetube Vertical TB | HWHT - Hot Water Heat | 8/31/2026
St Francis Memorial Hospital | 430 N Monitor St | West Point | NE | 68788-1555 | Cuming | NE26710 | Active | 75767 | G-16-2201 | 2016 | Aerco International | FTVT - Firetube Vertical TB | HWHT - Hot Water Heat | 8/31/2026
St Francis Memorial Hospital | 430 N Monitor St | West Point | NE | 68788-1555 | Cuming | NE41443 | Active | 88792 | G-20-2667 | 2020 | Aerco | FTVT - Firetube Vertical TB | HWHT - Hot Water Heat | 8/31/2026
St Francis Memorial Hospital | 430 N Monitor St | West Point | NE | 68788-1555 | Cuming | NE41444 | Active | 88830 | G-20-2668 | 2020 | Aerco | FTVT - Firetube Vertical TB | HWHT - Hot Water Heat | 8/31/2026
LAW ENFORCEMENT CENTER | 430 S 16TH ST | BLAIR | NE | 68008 | WASHINGTON | NE16474 | Scrapped/Junked |  | LL89-0007634 | 1990 | AO SMITH | CHWH - ASME/Fired Water Heater | HWSD - Hot Water Dom/Potable | 10/31/2004
First Christian Church-BMIC#514692 | 430 S 16th St | Lincoln | NE | 68508-2522 | Lancaster | NE09384 | Scrapped/Junked |  | NE09384 | 1978 | DAY & NIGHT | AHWH - ANSI/Fired Water Htr | HWSD - Hot Water Dom/Potable | 3/31/1994
First Christian Church-BMIC#514692 | 430 S 16th St | Lincoln | NE | 68508-2522 | Lancaster | NE33019 | Scrapped/Junked | n/a | D92262499 | 1992 | State Industries | AHWH - ANSI/Fired Water Htr | HWSD - Hot Water Dom/Potable | 8/31/2015
First Christian Church-BMIC#514692 | 430 S 16th St | Lincoln | NE | 68508-2522 | Lancaster | NE35207 | Out of Service | n/a | K-2748 | 1950 | Kewanee | FTFB - Firetube-Firebox Boiler | STHT - Steam-Heat | 8/31/2024
First Christian Church-BMIC#514692 | 430 S 16th St | Lincoln | NE | 68508-2522 | Lancaster | NE35208 | Out of Service |  | 2K0 | 1972 | AMST | CI - Cast Iron | STHT - Steam-Heat | 8/31/2009
Apartment Building - Cherry Hill | 4300 Cornhusker Hwy | Lincoln | NE | 68504-1685 | Lancaster | NE16083 | Scrapped/Junked | 145187 | 1008M001607 | 2010 | A O Smith | FTVT - Firetube Vertical TB | HWSD - Hot Water Dom/Potable | 4/30/2021
Apartment Building - Cherry Hill | 4300 Cornhusker Hwy | Lincoln | NE | 68504-1685 | Lancaster | NE41007 | Scrapped/Junked | 256347 | 256347 | 2019 | A O Smith | CHWH - ASME/Fired Water Heater | HWSD - Hot Water Dom/Potable | 3/31/2025
Apartment Building - Cherry Hill | 4300 Cornhusker Hwy | Lincoln | NE | 68504-1685 | Lancaster | NE42946 | Active | 144281 | 159281 | 2023 | Bradford | CHWH - ASME/Fired Water Heater | HWHT - Hot Water Heat | 10/31/2026
Bldg demolished | 4300 Holdrege St | Lincoln | NE | 68503-1477 | Lancaster | NE09888 | Scrapped/Junked | 63906 | LC02-1556894-110 | 2001 | AOSM | CHWH - ASME/Fired Water Heater | HWSD - Hot Water Dom/Potable | 10/31/2015
Bldg demolished | 4300 Holdrege St | Lincoln | NE | 68503-1477 | Lancaster | NE10306 | Scrapped/Junked | 12276 | 02F-0192 | 2002 | ALES | FTVT - Firetube Vertical TB | HWHT - Hot Water Heat | 10/31/2015
Bldg demolished | 4300 Holdrege St | Lincoln | NE | 68503-1477 | Lancaster | NE10307 | Scrapped/Junked | 12278 | 02E-0194 | 2002 | ALES | FTVT - Firetube Vertical TB | HWHT - Hot Water Heat | 10/31/2015
Bldg demolished | 4300 Holdrege St | Lincoln | NE | 68503-1477 | Lancaster | NE14456 | Scrapped/Junked | 39729 | LE97-0654122-964 | 1997 | AO SMITH | CHWH - ASME/Fired Water Heater | HWSD - Hot Water Dom/Potable | 8/31/2001
Bldg demolished | 4300 Holdrege St | Lincoln | NE | 68503-1477 | Lancaster | NE17671 | Scrapped/Junked | n/a | J6702 | 1956 | Kewanee | FTFB - Firetube-Firebox Boiler | HWHT - Hot Water Heat | 10/31/2015
Bldg demolished | 4300 Holdrege St | Lincoln | NE | 68503-1477 | Lancaster | NE17672 | Exempt 1999 LB-66 |  | MH940364793920 | 1994 | A. O. Smith | AHWH - ANSI/Fired Water Htr | HWSD - Hot Water Dom/Potable | 8/31/1999
Bldg demolished | 4300 Holdrege St | Lincoln | NE | 68503-1477 | Lancaster | NE17676 | Scrapped/Junked |  | J6293 | 1956 | KEWANEE | FT - Firetube Boiler | HWHT - Hot Water Heat | 8/31/2003
Bldg demolished | 4300 Holdrege St | Lincoln | NE | 68503-1477 | Lancaster | NE17677 | Scrapped/Junked | n/a | J6458 | 1956 | Kewanee | FTFB - Firetube-Firebox Boiler | HWHT - Hot Water Heat | 10/31/2015
Bldg demolished | 4300 Holdrege St | Lincoln | NE | 68503-1477 | Lancaster | NE17678 | Scrapped/Junked | n/a | J3800 | 1956 | Kewanee | FTFB - Firetube-Firebox Boiler | HWHT - Hot Water Heat | 10/31/2015
General Dynamics Corporation | 4300 Industrial Ave | Lincoln | NE | 68504-1107 | Lancaster | NE13896 | Active | 1495 | 7692-100 | 1976 | Abco Industries | FTSM - FTS Marine Dry Back | PROC - Process Steam | 6/30/2026
General Dynamics Corporation | 4300 Industrial Ave | Lincoln | NE | 68504-1107 | Lancaster | NE14035 | Inactive | 22226 |  | 1979 | CLEAVER BROOKS | WT - Water Tube Boiler | PROC - Process Steam | 6/30/1996
General Dynamics Corporation | 4300 Industrial Ave | Lincoln | NE | 68504-1107 | Lancaster | NE14082 | Inactive | 606 |  | 1968 | Abco Industries | FT - Firetube Boiler | PROC - Process Steam | 6/30/2002
General Dynamics Corporation | 4300 Industrial Ave | Lincoln | NE | 68504-1107 | Lancaster | NE25287 | Active | 17804 | 17804 | 2014 | Superior Boiler Works | FTFB - Firetube-Firebox Boiler | BSUP - Bldg Heat & Process | 6/30/2026
General Dynamics Corporation | 4300 Industrial Ave | Lincoln | NE | 68504-1107 | Lancaster | NE37238 | Active | 35448 | R-3663 | 1981 | Kewannee | FT - Firetube Boiler | STHT - Steam-Heat | 6/30/2026
General Dynamics Corporation | 4300 Industrial Ave | Lincoln | NE | 68504-1107 | Lancaster | NE37240 | Inactive | 6892 | 6892 | 1968 | Kewannee | FT - Firetube Boiler | STHT - Steam-Heat | 6/30/2014
General Dynamics Corporation | 4300 Industrial Ave | Lincoln | NE | 68504-1107 | Lancaster | NE37241 | Scrapped/Junked | 7141 | M-3209 | 1962 | Kewannee | FT - Firetube Boiler | STHT - Steam-Heat | 6/30/2018
ROPER & SONS | 4300 O St | Lincoln | NE | 68510-1752 | LANCASTER | NE04474 | Scrapped/Junked |  | 3R6-2X | 1979 | KEWANEE | FT - Firetube Boiler | HWHT - Hot Water Heat | 2/28/2005
Ho Chunk Property | 4300 W Norfolk Ave | Norfolk | NE | 68701 | Madison | NE08088 | Active | 9989 | 2005-570007 | 2005 | NTI | WT - Water Tube Boiler | HWHT - Hot Water Heat | 1/31/2026
Ho Chunk Property | 4300 W Norfolk Ave | Norfolk | NE | 68701 | Madison | NE08089 | Active | 9173 | 2005-480027 | 2005 | NTI | WT - Water Tube Boiler | HWHT - Hot Water Heat | 1/31/2026
Ho Chunk Property | 4300 W Norfolk Ave | Norfolk | NE | 68701 | Madison | NE08090 | Active | 11458 | 2006-040003 | 2006 | NTI | WT - Water Tube Boiler | HWHT - Hot Water Heat | 1/31/2026
Divots Brewery Taproom | 4300 W Norfolk Ave | Norfolk | NE | 68701 | Madison | NE26302 | Active | 120676 | PV-97-00 | 2016 | Fulton | FTNT - FT Vertical Tubeless | PROC - Process Steam | 1/31/2025
GENERAL EXCAVATING | 4301 Industrial Ave | Lincoln | NE | 68504-1108 | LANCASTER | NE04729 | Inactive |  | GWM-7 | 1973 | AMERICAN STANDARD |  | HWHT - Hot Water Heat | 10/31/1991
GENERAL EXCAVATING | 4301 Industrial Ave | Lincoln | NE | 68504-1108 | LANCASTER | NE04730 | Inactive |  | GWM-8 | 1973 | AMERICAN STANDARD |  | HWHT - Hot Water Heat | 10/31/1991
US Mills Bldg - Temp Schl | 4301 N 30th St | Omaha | NE | 68111-2425 | Douglas | NE03964 | Active | 13390 | A-4407 | 1948 | Kewanee | FTLO - Firetube Locomotive Type | STHT - Steam-Heat | 12/31/2026
US Mills Bldg - Temp Schl | 4301 N 30th St | Omaha | NE | 68111-2425 | Douglas | NE13510 | Active | V13267 | A-4651 | 1948 | Kewanee | FTLO - Firetube Locomotive Type | STHT - Steam-Heat | 12/31/2026
Southwood Lutheran Church | 4301 Wilderness Hills Blvd | Lincoln | NE | 68516-9460 | Lancaster | NE07208 | Active | 14764 | 06F-2671 | 2006 | ALES | FTVT - Firetube Vertical TB | HWHT - Hot Water Heat | 11/30/2026
Southwood Lutheran Church | 4301 Wilderness Hills Blvd | Lincoln | NE | 68516-9460 | Lancaster | NE07209 | Active | 14765 | 06F-2672 | 2006 | ALES | FTVT - Firetube Vertical TB | HWHT - Hot Water Heat | 11/30/2026
AMERICAN ROAD EQUIP CO | 4302 N 28th Ave | Omaha | NE | 68111-2416 | Douglas | NE03415 | Inactive |  | H5B88456 | 1945 | ERIE CITY | FT - Firetube Boiler | STHT - Steam-Heat | 8/31/1990
US Cold Storage Inc | 4302 S 30th St | Omaha | NE | 68107-1552 | Douglas | NE16842 | Scrapped/Junked | N/A | 88-40928 | 1988 | Ajax | WT - Water Tube Boiler | HWHT - Hot Water Heat | 6/30/2013
Xyletec | 4303 E 39th St | Kearney | NE | 68847-3902 | Buffalo | NE25847 | Inactive | 101628 | 24092 | 2015 | VAPOWER | ELBL - Electric Boiler | PROC - Process Steam | 6/30/2016
Xyletec | 4303 E 39th St | Kearney | NE | 68847-3902 | Buffalo | NE25848 | Inactive | 411 | P14-127 | 2015 | Pro Fab | UFPV - Unfired Pressure Vessel | PROV - Process Vessel | 6/30/2017
Xyletec | 4303 E 39th St | Kearney | NE | 68847-3902 | Buffalo | NE26894 | Out of Service | 395184 | 1712105377021 | 2017 | Lochinvar | COBL - Coil Type Boiler | PROW - Process Hot Water | 5/31/2023
Xyletec | 4303 E 39th St | Kearney | NE | 68847-3902 | Buffalo | NE26911 | Out of Service | 10808 | 24203 | 2016 | Vapor Power | COBL - Coil Type Boiler | PROC - Process Steam | 5/31/2023
DiVentures | 4303 S 121st Plz | Omaha | NE | 68137-2151 | Douglas | NE17760 | Active | 126346 | K09H10126346 | 2009 | Giannoni/Lochinvar | WT - Water Tube Boiler | IPHT - Indoor Pool Heater | 5/31/2026
DiVentures | 4303 S 121st Plz | Omaha | NE | 68137-2151 | Douglas | NE17761 | Active | 124191 | K09H10124191 | 2009 | Giannoni/Lochinvar | WT - Water Tube Boiler | IPHT - Indoor Pool Heater | 5/31/2026
Old Dominion Freight | 4304 Gold Core Rd | Grand Island | NE | 68803 | Hall | NE29118 | Active | 344559 | 1906113596873 | 2018 | Lochinvar | FTSS - Firetube Stainless Steel | HWHS - Hotwater Heat Sidewalks | 12/31/2024
Old Dominion Freight | 4304 Gold Core Rd | Grand Island | NE | 68803 | Hall | NE29119 | Active | 339986 | 1906113541936 | 2018 | Lochinvar | FTSS - Firetube Stainless Steel | HWHS - Hotwater Heat Sidewalks | 12/31/2024
Skinner Magnet Center | 4304 N 33rd St | Omaha | NE | 68111-2748 | Douglas | NE05605 | Active | 8195 | n/a | 1995 | ALES | FTVT - Firetube Vertical TB | HWHT - Hot Water Heat | 12/31/2026
Skinner Magnet Center | 4304 N 33rd St | Omaha | NE | 68111-2748 | Douglas | NE05606 | Active | 8198 | n/a | 1995 | ALES | FTVT - Firetube Vertical TB | HWHT - Hot Water Heat | 12/31/2026
Skinner Magnet Center | 4304 N 33rd St | Omaha | NE | 68111-2748 | Douglas | NE05607 | Active | 8201 | N/A | 1995 | ALES | FTVT - Firetube Vertical TB | HWHT - Hot Water Heat | 12/31/2026
Skinner Magnet Center | 4304 N 33rd St | Omaha | NE | 68111-2748 | Douglas | NE05608 | Active | 8197 | n/a | 1995 | ALES | FTVT - Firetube Vertical TB | HWHT - Hot Water Heat | 12/31/2026
Skinner Magnet Center | 4304 N 33rd St | Omaha | NE | 68111-2748 | Douglas | NE05609 | Active | 24152 | n/a | 1994 | AOSM | COBL - Coil Type Boiler | HWSD - Hot Water Dom/Potable | 12/31/2026
Skinner Magnet Center | 4304 N 33rd St | Omaha | NE | 68111-2748 | Douglas | NE05610 | Active | 25214 | n/a | 1994 | AOSM | COBL - Coil Type Boiler | HWSD - Hot Water Dom/Potable | 12/31/2025
CAPITAL CONCRETE COMPANY | 431 A St | Lincoln | NE | 68502-1023 | LANCASTER | NE18720 | Scrapped/Junked | 2696 | 26163 | 1976 | ROCKMILLS STEEL | FTWB - FTS Marine Wet Back | PROC - Process Steam | 6/30/2005
Valentine High School | 431 N Green St | Valentine | NE | 69201-1969 | Cherry | NE05988 | Active | 12767 | H19596 | 2003 | ALES | FTVT - Firetube Vertical TB | HWHT - Hot Water Heat | 11/30/2025
Valentine High School | 431 N Green St | Valentine | NE | 69201-1969 | Cherry | NE18834 | Scrapped/Junked | 19595 |  | 1980 | CAM INDUSTRIES | ELBL - Electric Boiler | HWHT - Hot Water Heat | 7/31/2003
Valentine High School | 431 N Green St | Valentine | NE | 69201-1969 | Cherry | NE18835 | Scrapped/Junked | 19596 | n/a | 1980 | Cam Industries | ELBL - Electric Boiler | HWHT - Hot Water Heat | 11/30/2018
Valentine High School | 431 N Green St | Valentine | NE | 69201-1969 | Cherry | NE27807 | Active | 439469 | 1837 111796973 | 2018 | Lochinvar | WTSS - Watertube SS Steel | HWHT - Hot Water Heat | 11/30/2025
Archbishop Bergan St Patrick School Auditorium | 431 N Union St | Fremont | NE | 68025-5129 | Dodge | NE20177 | Active | 8867 | 96-E5822 | 1996 | ALES | FTFB - Firetube-Firebox Boiler | STHT - Steam-Heat | 7/31/2025
Archbishop Bergan St Patrick School Auditorium | 431 N Union St | Fremont | NE | 68025-5129 | Dodge | NE20178 | Exempt 1999 LB-66 |  | MK92-0253481 | 1992 | AO SMITH | AHWH - ANSI/Fired Water Htr | HWSD - Hot Water Dom/Potable | 7/31/1999
Custer County Courthouse | 431 S 10th Ave | Broken Bow | NE | 68822-2043 | Custer | NE06377 | Active | 41853 | G05-0016 | 2005 | Aerco International | HCFT - Helical FT-Boiler | HWHT - Hot Water Heat | 4/30/2026
Custer County Courthouse | 431 S 10th Ave | Broken Bow | NE | 68822-2043 | Custer | NE09487 | Scrapped/Junked |  | 2103760 | 1968 | PEERLESS HEATER COMPANY |  | HWHT - Hot Water Heat | 11/30/2004
Parrish RSP School | 4315 Cuming St | Omaha | NE | 68131-1014 | Douglas | NE08461 | Scrapped/Junked | NA | 61978281299 | 1999 | Peerless | CI - Cast Iron | HWHT - Hot Water Heat | 9/30/2017
Parrish RSP School | 4315 Cuming St | Omaha | NE | 68131-1014 | Douglas | NE27175 | Active | 260581 | 1738107603273 | 2017 | Lochinvar | FTVT - Firetube Vertical TB | HWHT - Hot Water Heat | 12/31/2025
Parrish RSP School | 4315 Cuming St | Omaha | NE | 68131-1014 | Douglas | NE27716 | Active | 288489 | 1817110177581 | 2017 | Lochinvar | WT - Water Tube Boiler | HWHT - Hot Water Heat | 12/31/2025
Parrish RSP School | 4315 Cuming St | Omaha | NE | 68131-1014 | Douglas | NE34191 | Scrapped/Junked |  |  | 1963 | Weil-Mcclain | CI - Cast Iron | HWHT - Hot Water Heat | 2/28/2002
Ready Mixed Concrete Co. | 4315 Cuming St | Omaha | NE | 68131-1014 | Douglas | NE00861 | Scrapped/Junked |  |  | 2000 | Eafco Inc |  |  | 6/1/2002
UNMC Central Plant | 4315 Emile St | Omaha | NE | 68105 | Douglas | NE01178 | Active | 1261 | 2D1261 | 1963 | Nebraska Boiler | WT - Water Tube Boiler | BSUP - Bldg Heat & Process | 6/30/2026
UNMC Central Plant | 4315 Emile St | Omaha | NE | 68105 | Douglas | NE01302 | Active | 1525 | 2D1562 | 1972 | Nebraska Boiler | WT - Water Tube Boiler | POWR - Power Generation | 5/31/2026
UNMC Central Plant | 4315 Emile St | Omaha | NE | 68105 | Douglas | NE01339 | Active | 212 | 10683 | 1976 | Trane | WT - Water Tube Boiler | POWR - Power Generation | 5/31/2026
UNMC Central Plant | 4315 Emile St | Omaha | NE | 68105 | Douglas | NE12712 | Active | 1361 | 2D1361 | 1965 | Nebraska Boiler | WT - Water Tube Boiler | POWR - Power Generation | 10/31/2026
UNMC Central Plant | 4315 Emile St | Omaha | NE | 68105 | Douglas | NE17631 | Scrapped/Junked | 46955 |  | 1995 | Kewannee |  |  | 5/31/2008
UNMC Central Plant | 4315 Emile St | Omaha | NE | 68105 | Douglas | NE26064 | Active | 294 | N-14-294 | 2014 | Aerco | FTVT - Firetube Vertical TB | HWHT - Hot Water Heat | 5/31/2026
UNMC Central Plant | 4315 Emile St | Omaha | NE | 68105 | Douglas | NE26065 | Active | 296 | N-14-296 | 2014 | Aerco | FTVT - Firetube Vertical TB | HWHT - Hot Water Heat | 5/31/2026
UNMC Central Plant | 4315 Emile St | Omaha | NE | 68105 | Douglas | NE26066 | Active | 295 | N-14-295 | 2014 | Aerco | FTVT - Firetube Vertical TB | HWHT - Hot Water Heat | 5/31/2026
UNMC Central Plant | 4315 Emile St | Omaha | NE | 68105 | Douglas | NE27929 | Active | 0342 | F2072973A | 2017 | Fulton | FTHT - Firetube Horizontal | HWHT - Hot Water Heat | 5/31/2026
UNMC Central Plant | 4315 Emile St | Omaha | NE | 68105 | Douglas | NE27930 | Active | 0334 | F2072971A | 2017 | Fulton | FTHT - Firetube Horizontal | HWHT - Hot Water Heat | 5/31/2026
UNMC Central Plant | 4315 Emile St | Omaha | NE | 68105 | Douglas | NE27931 | Active | 0340 | F2072970A | 2017 | Fulton | FTHT - Firetube Horizontal | HWHT - Hot Water Heat | 5/31/2026
UNMC Central Plant | 4315 Emile St | Omaha | NE | 68105 | Douglas | NE34316 | Scrapped/Junked | 35293 |  | 1981 | Kewannee |  |  | 5/31/2008
UNMC Central Plant | 4315 Emile St | Omaha | NE | 68105 | Douglas | NE43476 | Active | 2174 | F2076828A | 2023 | Fulton | FTHT - Firetube Horizontal | HWHT - Hot Water Heat | 5/31/2026
UNMC Central Plant | 4315 Emile St | Omaha | NE | 68105 | Douglas | NE43477 | Active | 2187 | F2076823A | 2023 | Fulton | FTHT - Firetube Horizontal | HWHT - Hot Water Heat | 5/31/2026
UNMC Central Plant | 4315 Emile St | Omaha | NE | 68105 | Douglas | NE43478 | Active | 2188 | F2076827A | 2023 | Fulton | FTHT - Firetube Horizontal | HWHT - Hot Water Heat | 5/31/2026
UNMC Central Plant | 4315 Emile St | Omaha | NE | 68105 | Douglas | NE43479 | Active | 2191 | F2076822A | 2023 | Fulton | FTHT - Firetube Horizontal | HWHT - Hot Water Heat | 5/31/2026
Apartment Building | 4315 Huntington Ave | Lincoln | NE | 68504-3660 | Lancaster | NE02051 | Scrapped/Junked | 9999 | LE960528493 | 1996 | AOSM | CHWH - ASME/Fired Water Heater | HWSD - Hot Water Dom/Potable | 9/30/2012
Sunkist Cleaner | 4317 N 62nd St | Lincoln | NE | 68507-1216 | Lancaster | NE03323 | Scrapped/Junked | 35375 | 35375 | 1982 | Lattner Boiler Co | FTVT - Firetube Vertical TB | PROC - Process Steam | 2/28/2024
Sunkist Cleaner | 4317 N 62nd St | Lincoln | NE | 68507-1216 | Lancaster | NE08033 | Inactive | 32063 |  | 1975 | PM LATTNER MFR COMPANY | FT - Firetube Boiler | PROC - Process Steam | 5/31/1992
Heartland Family Service | 4318 Fort St | Omaha | NE | 68111-1849 | Douglas | NE20735 | Active | 14099 | 05F-2006 | 2005 | Les Inc/Aldrich Co | FTVT - Firetube Vertical TB | HWHT - Hot Water Heat | 4/30/2026
Heartland Family Service | 4318 Fort St | Omaha | NE | 68111-1849 | Douglas | NE20736 | Active | 14098 | 05F-2005 | 2005 | Les Inc/Aldrich Co | FTVT - Firetube Vertical TB | HWHT - Hot Water Heat | 4/30/2026
Heartland Family Service | 4318 Fort St | Omaha | NE | 68111-1849 | Douglas | NE20737 | Out of Service | n/a | 6H-135 | 1965 | THERM PAK | WT - Water Tube Boiler | WHRP - Whirlpool Supply | 3/31/2014
Heartland Family Service | 4318 Fort St | Omaha | NE | 68111-1849 | Douglas | NE21988 | Exempt 1999 LB-66 |  | 0280403164 | 1993 | RUUD | AHWH - ANSI/Fired Water Htr | HWSD - Hot Water Dom/Potable | 8/31/1999
Heartland Family Service | 4318 Fort St | Omaha | NE | 68111-1849 | Douglas | NE32015 | Scrapped/Junked | 6163 |  | 1962 | CONTINENTAL | FTSM - FTS Marine Dry Back | HWHT - Hot Water Heat | 8/31/2005
Heartland Family Service | 4318 Fort St | Omaha | NE | 68111-1849 | Douglas | NE32016 | Inactive | 6162 | F8B70LW-3457-36236 | 1962 | CONTINENTAL | FTSM - FTS Marine Dry Back | HWHT - Hot Water Heat | 8/31/2007
TOM'S MUSIC HOUSE | 432 W Norfolk Ave | Norfolk | NE | 68701-5235 | MADISON | NE05171 | Inactive |  |  | 1925 | WEIL MCLAIN |  | STHT - Steam-Heat | 6/30/1996
J F O'NEILL PACKING CO | 4320 S 34TH ST | OMAHA | NE | 68107 | Douglas | NE02798 | Inactive |  |  | 1956 | CLEAVER BROOKS | FTSM - FTS Marine Dry Back | PROC - Process Steam | 3/31/1990
Max I Walkers | 4320 S 94th St | Omaha | NE | 68127-1236 | Douglas | NE28582 | Out of Service | 20195 | 20195S 4017 | 2019 | Miura | WT - Water Tube Boiler | STMG - Steam Generator | 5/31/2022
Max I Walkers | 4320 S 94th St | Omaha | NE | 68127-1236 | Douglas | NE41733 | Active | 3452 | 205214 | 2021 | Miura | WT - Water Tube Boiler | STMG - Steam Generator | 5/31/2026
Holy Name Housing | 4324 Fort St | Omaha | NE | 68111-1849 | Douglas | NE26120 | Scrapped/Junked | 298292 | n/a | 2014 | CAMUS | WT - Water Tube Boiler | HWHT - Hot Water Heat | 11/30/2018
Holy Name Housing | 4324 Fort St | Omaha | NE | 68111-1849 | Douglas | NEW | Exempt | 129856 | 11812291 | 2019 | Lochinvar | AHWH - ANSI/Fired Water Htr | HWSD - Hot Water Dom/Potable | 2/29/2024
OPPD | 4325 Jones Plz | Omaha | NE | 68105-1066 | Douglas | NE04364 | Active | NA | 13885-Y-1 | 1986 | AOSM | ELBL - Electric Boiler | HWHT - Hot Water Heat | 12/31/2026
Christ Lutheran Church-BMIC#399510 | 4325 Sumner St | Lincoln | NE | 68506-1165 | Lancaster | NE09063 | Scrapped/Junked | 26358 | 2006-40-0023 | 2006 | Giannoni France | WTSS - Watertube SS Steel | HWHT - Hot Water Heat | 12/31/2023
Christ Lutheran Church-BMIC#399510 | 4325 Sumner St | Lincoln | NE | 68506-1165 | Lancaster | NE20520 | Active | 72276 | 0189100176 | 1989 | Raypak | WT - Water Tube Boiler | HWHT - Hot Water Heat | 12/31/2026
Christ Lutheran Church-BMIC#399510 | 4325 Sumner St | Lincoln | NE | 68506-1165 | Lancaster | NE21519 | Active | 72275 | 0189100175 | 1989 | Raypak | WT - Water Tube Boiler | HWHT - Hot Water Heat | 12/31/2026
Christ Lutheran Church-BMIC#399510 | 4325 Sumner St | Lincoln | NE | 68506-1165 | Lancaster | NE21546 | Scrapped/Junked |  | 0189100175 | 1992 | PEER | CI - Cast Iron | HWHT - Hot Water Heat | 12/31/2008
Christ Lutheran Church-BMIC#399510 | 4325 Sumner St | Lincoln | NE | 68506-1165 | Lancaster | NE42419 | Active | 543522 | 1.21.49.00131 | 2021 | Giannoni France | WTSS - Watertube SS Steel | HWHT - Hot Water Heat | 12/31/2026
Saunders County Courthouse | 433 N Chestnut St | Wahoo | NE | 68066-1863 | Saunders | NE35251 | Inactive | 22950 | H22950 | 1985 | Coates | ELBL - Electric Boiler | HWHT - Hot Water Heat | 2/28/2018
Blue Hill City Pool | 433 N Wilson St (Hwy 281) | Blue Hill | NE |  | Webster | NE00183 | Out of Service | 98521 | C00C02751 | 2000 | TELE | CPFT - Horiz Cpr Fin Boiler | OPHT - Outdoor Pool Heater | 6/30/2019
Brookestone Village | 4330 S 144th St | Omaha | NE | 68137-1051 | Douglas | LJ94-0367695 | Inactive | NE23602 |  |  | A O Smith |  |  | 10/7/1999
Brookestone Village | 4330 S 144th St | Omaha | NE | 68137-1051 | Douglas | MA97-0617587 | Inactive |  |  |  | A O Smith |  |  | 10/7/1999
Brookestone Village | 4330 S 144th St | Omaha | NE | 68137-1051 | Douglas | MG94-0353743 | Inactive | NE23601 |  |  | A O Smith |  |  | 10/7/1999
Brookestone Village | 4330 S 144th St | Omaha | NE | 68137-1051 | Douglas | NE00004 | Inactive | 38770 |  | 1987 | A. O. Smith |  | PROC - Process Steam | 7/31/2004
Brookestone Village | 4330 S 144th St | Omaha | NE | 68137-1051 | Douglas | NE00113 | Active | 563 | 06988301 | 1999 | Ruscio Brothers Ltd | WT - Water Tube Boiler | HWHT - Hot Water Heat | 5/31/2026
Brookestone Village | 4330 S 144th St | Omaha | NE | 68137-1051 | Douglas | NE00114 | Active | 1027 | 01999304 | 1999 | RUSC | WT - Water Tube Boiler | HWHT - Hot Water Heat | 5/31/2026
Brookestone Village | 4330 S 144th St | Omaha | NE | 68137-1051 | Douglas | NE05830 | Inactive | 60278 |  | 1998 | WEBEN JARCO | COBL - Coil Type Boiler | HWHT - Hot Water Heat | 4/30/2003
Brookestone Village | 4330 S 144th St | Omaha | NE | 68137-1051 | Douglas | NE08551 | Scrapped/Junked | 63658 | 63658 | 1999 | WEBJ | COBL - Coil Type Boiler | HWSD - Hot Water Dom/Potable | 5/31/2015
Brookestone Village | 4330 S 144th St | Omaha | NE | 68137-1051 | Douglas | NE08552 | Scrapped/Junked | 63659 | 63659 | 1999 | WEBJ | COBL - Coil Type Boiler | HWSD - Hot Water Dom/Potable | 5/31/2015
Brookestone Village | 4330 S 144th St | Omaha | NE | 68137-1051 | Douglas | NE08553 | Scrapped/Junked | 63617 | 63617 | 1999 | WEBJ | COBL - Coil Type Boiler | HWSD - Hot Water Dom/Potable | 5/31/2019
Brookestone Village | 4330 S 144th St | Omaha | NE | 68137-1051 | Douglas | NE08554 | Scrapped/Junked | 63615 | 63615 | 1999 | WEBJ | COBL - Coil Type Boiler | HWSD - Hot Water Dom/Potable | 5/31/2019
Brookestone Village | 4330 S 144th St | Omaha | NE | 68137-1051 | Douglas | NE20767 | Scrapped/Junked | 133275 | 133275 | 2011 | PVI | CHWH - ASME/Fired Water Heater | HWSD - Hot Water Dom/Potable | 5/31/2025
Brookestone Village | 4330 S 144th St | Omaha | NE | 68137-1051 | Douglas | NE23601 | Exempt 1999 LB-66 |  | S/NMG94-0553749 | 1994 | A. O. Smith |  |  | 8/31/1999
Brookestone Village | 4330 S 144th St | Omaha | NE | 68137-1051 | Douglas | NE23602 | Scrapped/Junked | 26656 |  | 1994 | A. O. Smith | CHWH - ASME/Fired Water Heater | HWSD - Hot Water Dom/Potable | 10/31/2008
Brookestone Village | 4330 S 144th St | Omaha | NE | 68137-1051 | Douglas | NE28002 | Active | 431378 | 1825110782847 | 2018 | Sermeta/Lochinvar | COND - Condenser | HWSD - Hot Water Dom/Potable | 5/31/2026
Brookestone Village | 4330 S 144th St | Omaha | NE | 68137-1051 | Douglas | NE28003 | Active | 431377 | 1825110782840 | 2018 | Sermeta/Lochinvar | COND - Condenser | HWSD - Hot Water Dom/Potable | 5/31/2026
Brookestone Village | 4330 S 144th St | Omaha | NE | 68137-1051 | Douglas | NE42348 | Active | 546726 | M1.22.04.00017 | 2022 | Lochinvar | WTSS - Watertube SS Steel | HWSD - Hot Water Dom/Potable | 5/31/2026
Brookestone Village | 4330 S 144th St | Omaha | NE | 68137-1051 | Douglas | NE43577 | Active | 631775 | D1.25.02.00178 | 2025 | Lochinvar | CHWH - ASME/Fired Water Heater | HWSD - Hot Water Dom/Potable | 5/31/2026
Brookestone Village | 4330 S 144th St | Omaha | NE | 68137-1051 | Douglas | SN1094-49308 | Inactive |  |  |  | Reimers Electra Steam Inc. | HRSG - Heat Recovery Stm Gen |  | 10/7/1999
Salvage Warehouse | 4333 N 61st St | Lincoln | NE | 68507-1210 | Lancaster | NE19241 | Active | n/a | 8469-09922 | 1992 | Peerless | CI - Cast Iron | STHT - Steam-Heat | 2/28/2027
William H Harvey Co | 4334 S 67th St | Omaha | NE | 68117-1003 | Douglas | NE04848 | Scrapped/Junked | 8055 |  | 1990 | Burnham Commericial/Indust | CI - Cast Iron | STHT - Steam-Heat | 5/31/1994
William H Harvey Co | 4334 S 67th St | Omaha | NE | 68117-1003 | Douglas | NE09282 | Active | 24578 | 24578 | 2007 | Clayton Industries | COBL - Coil Type Boiler | PROC - Process Steam | 4/30/2026
William H Harvey Co | 4334 S 67th St | Omaha | NE | 68117-1003 | Douglas | NE14971 | Scrapped/Junked | 10071 | 4317-10071 | 1962 | SUPR | FTSM - FTS Marine Dry Back | STHT - Steam-Heat | 8/31/2007
William H Harvey Co | 4334 S 67th St | Omaha | NE | 68117-1003 | Douglas | NE14972 | Inactive | 10070 | 4317-10070 | 1962 | Superior Boiler Works | FT - Firetube Boiler | STHT - Steam-Heat | 4/30/2010
William H Harvey Co | 4334 S 67th St | Omaha | NE | 68117-1003 | Douglas | NE14973 | Scrapped/Junked | 43852 | 740PG76 | 1976 | A. O. Smith | COWH - Coil Type Water Heater | HWSD - Hot Water Dom/Potable | 8/31/2003
William H Harvey Co | 4334 S 67th St | Omaha | NE | 68117-1003 | Douglas | NE18904 | Scrapped/Junked | 8300 | 95-E4997 | 1995 | Aldrich | FTFB - Firetube-Firebox Boiler | PROC - Process Steam | 4/30/2011
William H Harvey Co | 4334 S 67th St | Omaha | NE | 68117-1003 | Douglas | NE24878 | Active | 25410 | 25410 | 2014 | CLAYTON | COBL - Coil Type Boiler | PROC - Process Steam | 4/30/2026
NORTH WARD ELEMENTARY | 434 16th Ave | Sidney | NE | 69162-1200 | CHEYENNE | NE31311 | Scrapped/Junked |  | 4-G-11 | 1940 | AMERICAN RADIATOR |  | STHT - Steam-Heat | 6/30/1999
NORTH WARD ELEMENTARY | 434 16th Ave | Sidney | NE | 69162-1200 | CHEYENNE | NE31312 | Scrapped/Junked |  | 4-G-21 | 1958 | AMERICAN RADIATOR |  | HWHT - Hot Water Heat | 3/31/2005
Pro Am Pack | 4340 S 140th St | Omaha | NE | 68137-4502 | Douglas | NE15442 | Active | 35724 | 35724 | 1983 | Lattner Boiler Co | ELBL - Electric Boiler | PROC - Process Steam | 6/30/2026
Omaha Home For Boys | 4343 N 52nd St | Omaha | NE | 68104-2803 | Douglas | NE04955 | Inactive | 8455 |  | 1990 | AO SMITH | CHWH - ASME/Fired Water Heater | HWSD - Hot Water Dom/Potable | 9/30/1996
Omaha Home For Boys | 4343 N 52nd St | Omaha | NE | 68104-2803 | Douglas | NE04957 | Inactive |  | NB37503 | 1987 | AO SMITH | AHWH - ANSI/Fired Water Htr | HWSD - Hot Water Dom/Potable | 9/30/1996
Omaha Home For Boys | 4343 N 52nd St | Omaha | NE | 68104-2803 | Douglas | NE04958 | Inactive |  | NB74870 | 1987 | AO SMITH | AHWH - ANSI/Fired Water Htr | HWSD - Hot Water Dom/Potable | 9/30/1996
Omaha Home For Boys | 4343 N 52nd St | Omaha | NE | 68104-2803 | Douglas | NE04961 | Scrapped/Junked | 1641 |  | 1978 | ALDRICH | FT - Firetube Boiler | HWHT - Hot Water Heat | 9/30/1999
Omaha Home For Boys | 4343 N 52nd St | Omaha | NE | 68104-2803 | Douglas | NE09606 | Active | 51690 | 23847 | 2001 | Kewanee | FTSM - FTS Marine Dry Back | HWHT - Hot Water Heat | 9/30/2026
Omaha Home For Boys | 4343 N 52nd St | Omaha | NE | 68104-2803 | Douglas | NE09607 | Active | 51691 | 23848 | 2001 | Kewanee | FTSM - FTS Marine Dry Back | HWHT - Hot Water Heat | 9/30/2026
Omaha Home For Boys | 4343 N 52nd St | Omaha | NE | 68104-2803 | Douglas | NE09608 | Scrapped/Junked | 27385 | 70341 | 2002 | BURN | FT - Firetube Boiler | HWHT - Hot Water Heat | 9/30/2018
Omaha Home For Boys | 4343 N 52nd St | Omaha | NE | 68104-2803 | Douglas | NE27737 | Active | 81712 | G-18-1761 | 2018 | Aerco | WT - Water Tube Boiler | HWHT - Hot Water Heat | 10/31/2026
Omaha Home For Boys | 4343 N 52nd St | Omaha | NE | 68104-2803 | Douglas | NE27738 | Active | 81711 | G-18-1760 | 2018 | Aerco | WT - Water Tube Boiler | HWHT - Hot Water Heat | 10/31/2026
Omaha Home For Boys | 4343 N 52nd St | Omaha | NE | 68104-2803 | Douglas | NE32497 | Inactive |  |  | 1960 | KEWANEE | FT - Firetube Boiler | HWHT - Hot Water Heat | 9/30/2002
Omaha Home For Boys | 4343 N 52nd St | Omaha | NE | 68104-2803 | Douglas | NE32498 | Inactive |  |  | 1959 | Kewannee | FT - Firetube Boiler | HWHT - Hot Water Heat | 9/30/2002
Omaha Home For Boys | 4343 N 52nd St | Omaha | NE | 68104-2803 | Douglas | NE32499 | Inactive |  |  | 1959 | KEWANEE | FT - Firetube Boiler | HWHT - Hot Water Heat | 9/30/2002
Sensory Effects | 4343 NW 38th St | Lincoln | NE | 68524-1909 | Lancaster | NE09198 | Out of Service | 3755 | V216-150-165M | 2006 | Hurst Boiler & Welding Co. | FT - Firetube Boiler | PROC - Process Steam | 5/31/2025
Sensory Effects | 4343 NW 38th St | Lincoln | NE | 68524-1909 | Lancaster | NE09354 | Active | 3686 | Serial # V216-150-159M | 2006 | Hurst Boiler & Welding Co. | FT - Firetube Boiler | PROC - Process Steam | 5/31/2026
Sensory Effects | 4343 NW 38th St | Lincoln | NE | 68524-1909 | Lancaster | NE25566 | Active | 25694 | 91-18393H-98148 | 1991 | York-Shipley | FTSM - FTS Marine Dry Back | PROC - Process Steam | 5/31/2026
Paulsen Inc. | 43434 Heartland Rd | Lexington | NE | 68850-3834 | Dawson | NE14367 | Active | n/a | 118825 | 1988 | Sioux Steam Cleaner | COBL - Coil Type Boiler | PROC - Process Steam | 11/30/2026
Tranquility Pointe Apartments | 4345 N 126th Ct | Omaha | NE | 68164-1964 | Douglas | NE00137 | Scrapped/Junked | 66169 | L99-392 | 1999 | STAT | CHWH - ASME/Fired Water Heater | HWSD - Hot Water Dom/Potable | 6/30/2021
Sioux County High School | 435 Kate St | Harrison | NE | 69346 | Sioux | NE14661 | Scrapped/Junked | N/A | na | 2009 | Burnham | CI - Cast Iron | STHT - Steam-Heat | 3/31/2020
Sioux County High School | 435 Kate St | Harrison | NE | 69346 | Sioux | NE20238 | Active | 42240 | V94E04285 | 1994 | Teledyne Laars | CPFT - Horiz Cpr Fin Boiler | HWSD - Hot Water Dom/Potable | 3/31/2025
Sioux County High School | 435 Kate St | Harrison | NE | 69346 | Sioux | NE23502 | Scrapped/Junked |  | 2673 | 1998 | BURN | CI - Cast Iron | STHT - Steam-Heat | 3/31/2009
Sioux County High School | 435 Kate St | Harrison | NE | 69346 | Sioux | NE23503 | Scrapped/Junked | n/a | 2931 | 1998 | Burnham | CI - Cast Iron | STHT - Steam-Heat | 3/31/2020
Dodge County Courthouse | 435 N Park Ave | Fremont | NE | 68025-4977 | Dodge | NE16979 | Active | 8185 | 94E-4720 | 1994 | ALES | FTVT - Firetube Vertical TB | HWHT - Hot Water Heat | 10/31/2026
Dodge County Courthouse | 435 N Park Ave | Fremont | NE | 68025-4977 | Dodge | NE16980 | Active | 8187 | 94-E4722 | 1994 | ALES | FTVT - Firetube Vertical TB | HWHT - Hot Water Heat | 10/31/2026
Dodge County Courthouse | 435 N Park Ave | Fremont | NE | 68025-4977 | Dodge | NE16981 | Active | 8188 | 94-E4723 | 1994 | ALES | FTVT - Firetube Vertical TB | HWHT - Hot Water Heat | 10/31/2026
Dodge County Courthouse | 435 N Park Ave | Fremont | NE | 68025-4977 | Dodge | NE35244 | Inactive |  | J2702 | 1956 | KEWANEE | FT - Firetube Boiler | STHT - Steam-Heat | 5/31/1993
St Libory School | 435 St Paul Rd | St Libory | NE | 68872-2817 | Howard | NE31598 | Active | 0 | 7 1520 | 1970 | PEER | CI - Cast Iron | HWHT - Hot Water Heat | 11/30/2026
1 Office Solution | 435 W Norfolk Ave | Norfolk | NE | 68701-5234 | Madison | NE16683 | Inactive | n/a | 2S11S | 1940 | American Radiator | CI - Cast Iron | STHT - Steam-Heat | 3/31/2020
1 Office Solution | 435 W Norfolk Ave | Norfolk | NE | 68701-5234 | Madison | NE17396 | Inactive |  |  | 1940 | AMERICAN RADIATOR |  | STHT - Steam-Heat | 1/31/2003
1 Office Solution | 435 W Norfolk Ave | Norfolk | NE | 68701-5234 | Madison | NE21547 | Active | na | 211A-06-N-0694 | 1994 | Peerless | CI - Cast Iron | STHT - Steam-Heat | 3/31/2026
Midwest Eye Care PC | 4353 Dodge St | Omaha | NE | 68131-2709 | Douglas | NE01431 | Scrapped/Junked | 131436 | K-8495285 | 1999 | SUSSMAN-AUTOMATIC CORP | ELBL - Electric Boiler | PROC - Process Steam | 3/31/2002
Midwest Eye Care PC | 4353 Dodge St | Omaha | NE | 68131-2709 | Douglas | NE06800 | Scrapped/Junked | 36408 | 85774-V98 | 1998 | SUSSMAN | ELBL - Electric Boiler | 0020 - Supp to Sterlizer/Autoclave | 6/30/2019
Midwest Eye Care PC | 4353 Dodge St | Omaha | NE | 68131-2709 | Douglas | NE09587 | Out of Service | 36408 | 45218/SS86240 | 2000 | 0034 | ELBL - Electric Boiler | 0020 - Supp to Sterlizer/Autoclave | 3/31/2007
Midwest Eye Care PC | 4353 Dodge St | Omaha | NE | 68131-2709 | Douglas | NE23748 | Active | 3801 | 43801 | 2012 | Chromalox | ELBL - Electric Boiler | STER - Sterilizer | 6/30/2026
Midwest Eye Care PC | 4353 Dodge St | Omaha | NE | 68131-2709 | Douglas | NE28030 | Scrapped/Junked | 119098 | ESA1208293-819 | 2019 | SUSSMAN | ELBL - Electric Boiler | STER - Sterilizer | 6/30/2025
Midwest Eye Care PC | 4353 Dodge St | Omaha | NE | 68131-2709 | Douglas | NE42602 | Active | 34941 | 1023173 | 2023 | Steris Corp | ELBL - Electric Boiler | STER - Sterilizer | 6/30/2026
Peterson Medical Building | 4353 Dodge St | Omaha | NE | 68131-2709 | Douglas | NE08256 | Scrapped/Junked |  | 1 | 1968 | Maxim |  |  | 8/31/2005
Peterson Medical Building | 4353 Dodge St | Omaha | NE | 68131-2709 | Douglas | NE08257 | Scrapped/Junked | 53915 | 1 | 1968 | Maxim |  |  | 8/31/2005
Peterson Medical Building | 4353 Dodge St | Omaha | NE | 68131-2709 | Douglas | NE14272 | Scrapped/Junked | 17848 |  | 1980 | Teledyne & Laars | WT - Water Tube Boiler | HWSD - Hot Water Dom/Potable | 8/31/2010
Peterson Medical Building | 4353 Dodge St | Omaha | NE | 68131-2709 | Douglas | NE15479 | Scrapped/Junked | 197 | 1168-7483 | 1968 | Ruud-Rheem | FT - Firetube Boiler | HWSD - Hot Water Dom/Potable | 8/31/2008
Peterson Medical Building | 4353 Dodge St | Omaha | NE | 68131-2709 | Douglas | NE17911 | Scrapped/Junked | NA | 1732760694 | 1991 | Peerless | CI - Cast Iron | HWHT - Hot Water Heat | 8/31/2020
Peterson Medical Building | 4353 Dodge St | Omaha | NE | 68131-2709 | Douglas | NE21304 | Scrapped/Junked | 33963 | LC960512571-960 | 1996 | A. O. Smith | CHWH - ASME/Fired Water Heater | HWSD - Hot Water Dom/Potable | 8/31/2014
Peterson Medical Building | 4353 Dodge St | Omaha | NE | 68131-2709 | Douglas | NE23285 | Scrapped/Junked | 5979 |  | 1992 | Amsco | ELBL - Electric Boiler | PROC - Process Steam | 8/31/2008
Peterson Medical Building | 4353 Dodge St | Omaha | NE | 68131-2709 | Douglas | NE37434 | Inactive | 9902 | N9902 | 1968 | Kewannee | FT - Firetube Boiler | STHT - Steam-Heat | 8/31/2011
Peterson Medical Building | 4353 Dodge St | Omaha | NE | 68131-2709 | Douglas | NE37435 | Inactive | NA | N9907 | 1968 | Kewannee | FT - Firetube Boiler | STHT - Steam-Heat | 8/31/2011
Peterson Medical Building | 4353 Dodge St | Omaha | NE | 68131-2709 | Douglas | NE37436 | Scrapped/Junked |  | 2106837 | 1970 | Peerless | CI - Cast Iron | STHT - Steam-Heat | 8/31/2005
Peterson Medical Building | 4353 Dodge St | Omaha | NE | 68131-2709 | Douglas | NE37481 | Scrapped/Junked | 30393 | 76904 | 1991 | Bryan | WT - Water Tube Boiler | HWHT - Hot Water Heat | 8/31/2022
Peterson Medical Building | 4353 Dodge St | Omaha | NE | 68131-2709 | Douglas | NE37486 | Scrapped/Junked | 30392 | 70903 | 1991 | Bryan | WT - Water Tube Boiler | HWHT - Hot Water Heat | 8/31/2022
Sacred Heart Church | 436 N 3rd St | Hebron | NE | 68370-1215 | Thayer | NE32640 | Out of Service | n/a | n/a | 1954 | Kewanee | FTFB - Firetube-Firebox Boiler | STHT - Steam-Heat | 11/30/2023
ENGLEMAN ELEMENTARY | 4360 E Capital Ave | Grand Island | NE | 68801-9446 | HALL | NE33077 | Scrapped/Junked |  | 605691 | 1960 | IRON FIREMAN | FT - Firetube Boiler | HWHT - Hot Water Heat | 7/31/1998
Early Learning Center | 4360 W Capital Ave | Grand Island | NE | 68803-1413 | Hall | NE22369 | Scrapped/Junked | 9818 | 98E-7234 | 1998 | ALES | FTFB - Firetube-Firebox Boiler | HWHT - Hot Water Heat | 1/31/2022
Bethany Lutheran Church | 437 E 4th St | Minden | NE | 68959-1667 | Kearney | NE10255 | Active | 0 | 64464620 | 2002 | Burnham America | CI - Cast Iron | HWHT - Hot Water Heat | 2/28/2026
Bethany Lutheran Church | 437 E 4th St | Minden | NE | 68959-1667 | Kearney | NE10256 | Active | 0 | 64464619 | 2002 | Burnham America | CI - Cast Iron | HWHT - Hot Water Heat | 2/28/2026
Bethany Lutheran Church | 437 E 4th St | Minden | NE | 68959-1667 | Kearney | NE14535 | Scrapped/Junked |  | 107 | 1970 | Weil-Mcclain | CI - Cast Iron |  | 10/31/2002
Walnut Hill Elementary | 4370 Hamilton St | Omaha | NE | 68131-1019 | Douglas | NE03727 | Scrapped/Junked | 41538 |  | 1988 | KEWANEE | FTFB - Firetube-Firebox Boiler | STHT - Steam-Heat | 6/30/2003
Walnut Hill Elementary | 4370 Hamilton St | Omaha | NE | 68131-1019 | Douglas | NE03728 | Active | 41537 | n/a | 1988 | Kewanee | FTFB - Firetube-Firebox Boiler | HWHT - Hot Water Heat | 12/31/2025
Walnut Hill Elementary | 4370 Hamilton St | Omaha | NE | 68131-1019 | Douglas | NE05329 | Exempt 1999 LB-66 |  | H89661067 | 1989 | STATE INDUSTRIES | AHWH - ANSI/Fired Water Htr | HWSD - Hot Water Dom/Potable | 6/30/2000
Hamilton Apartments | 4371 Hamilton St | Omaha | NE | 68131-1037 | Douglas | NE18326 | Scrapped/Junked | NA | 3K | 1912 | IDEL | CI - Cast Iron | HWHT - Hot Water Heat | 3/31/2010
Southern Valley Public Schools | 43739 Hwy 89 | Oxford | NE | 68967-2711 | Furnas | NE17085 | Active | 17720 | M079880 | 2008 | Precision | ELBL - Electric Boiler | HWSD - Hot Water Dom/Potable | 7/31/2026
Southern Valley Public Schools | 43739 Hwy 89 | Oxford | NE | 68967-2711 | Furnas | NE17086 | Active | 17721 | M079890 | 2008 | Precision | ELBL - Electric Boiler | HWSD - Hot Water Dom/Potable | 7/31/2026
Southern Valley Public Schools | 43739 Hwy 89 | Oxford | NE | 68967-2711 | Furnas | NE17087 | Active | 17771 | M077820 | 2008 | Precision | ELBL - Electric Boiler | GLYC - Glycol Bldg Heat Sys | 7/31/2026
Southern Valley Public Schools | 43739 Hwy 89 | Oxford | NE | 68967-2711 | Furnas | NE17088 | Active | 17772 | M077830 | 2008 | Precision | ELBL - Electric Boiler | GLYC - Glycol Bldg Heat Sys | 7/31/2026
Southern Valley Public Schools | 43739 Hwy 89 | Oxford | NE | 68967-2711 | Furnas | NE22431 | Active | 10364 | EL-1882 | 1999 | Cleaver Brooks | ELWH - Electric Water Heater | HWSD - Hot Water Dom/Potable | 7/31/2026
Southern Valley Public Schools | 43739 Hwy 89 | Oxford | NE | 68967-2711 | Furnas | NE30680 | Active | 4000 | EL1881 | 1994 | Cleaver Brooks | ELBL - Electric Boiler | HWHT - Hot Water Heat | 7/31/2026
City of Lincoln, Star City Shores | 4375 S 33rd Ct | Lincoln | NE | 68516-1067 | Lancaster | NE06179 | Scrapped/Junked | 174488 | C05H00174488 | 2005 | Lochinvar | WT - Water Tube Boiler | OPHT - Outdoor Pool Heater | 5/31/2019
City of Lincoln, Star City Shores | 4375 S 33rd Ct | Lincoln | NE | 68516-1067 | Lancaster | NE28137 | Active | 337762 | 19337762 | 2019 | Lochinvar | CPPH - Ansi Cpr Fin Pool Heater | OPHT - Outdoor Pool Heater | 6/30/2026
STAR CITY SHORES AQUATIC | 4375 S 33rd St | Lincoln | NE | 68516-1067 | LANCASTER | NE05679 | Inactive | 127771 | 9511127771 | 1996 | RayPak Inc, California | CPFT - Horiz Cpr Fin Boiler | OPHT - Outdoor Pool Heater | 5/31/2005
STAR CITY SHORES AQUATIC | 4375 S 33rd St | Lincoln | NE | 68516-1067 | LANCASTER | NE05680 | Scrapped/Junked | 127772 | 9511127772 | 1996 | RayPak Inc, California | CPFT - Horiz Cpr Fin Boiler | OPHT - Outdoor Pool Heater | 5/31/2005
STAR CITY SHORES AQUATIC | 4375 S 33rd St | Lincoln | NE | 68516-1067 | LANCASTER | NE19798 | Exempt 1999 LB-66 |  | 000000000009428 | 1995 | AO SMITH | AHWH - ANSI/Fired Water Htr | HWSD - Hot Water Dom/Potable | 2/29/2000
STAR CITY SHORES AQUATIC | 4375 S 33rd St | Lincoln | NE | 68516-1067 | LANCASTER | NE19799 | Exempt 1999 LB-66 |  | 000000000009430 | 1995 | AO SMITH | AHWH - ANSI/Fired Water Htr | HWSD - Hot Water Dom/Potable | 2/29/2000
STAR CITY SHORES AQUATIC | 4375 S 33rd St | Lincoln | NE | 68516-1067 | LANCASTER | NE19800 | Exempt 1999 LB-66 |  | 000000000009420 | 1995 | AO SMITH | AHWH - ANSI/Fired Water Htr | HWSD - Hot Water Dom/Potable | 2/29/2000
Accura Healthcare of Pawnee | 438 12th St | Pawnee City | NE | 68420-3589 | Pawnee | NE05143 | Scrapped/Junked | 40382 | 92688214 | 1991 | STAT | CHWH - ASME/Fired Water Heater | HWSD - Hot Water Dom/Potable | 3/31/2008
Accura Healthcare of Pawnee | 438 12th St | Pawnee City | NE | 68420-3589 | Pawnee | NE05148 | Scrapped/Junked | 39951 | 92559913 | 1991 | state | CHWH - ASME/Fired Water Heater | HWSD - Hot Water Dom/Potable | 3/31/2017
Accura Healthcare of Pawnee | 438 12th St | Pawnee City | NE | 68420-3589 | Pawnee | NE10088 | Scrapped/Junked | 118335 | 118335 | 2007 | AOSM | CHWH - ASME/Fired Water Heater | HWSD - Hot Water Dom/Potable | 3/31/2009
Accura Healthcare of Pawnee | 438 12th St | Pawnee City | NE | 68420-3589 | Pawnee | NE15388 | Inactive | 139604 | 0932M000019 | 2009 | A O Smith | CHWH - ASME/Fired Water Heater | HWSD - Hot Water Dom/Potable | 9/30/2019
Accura Healthcare of Pawnee | 438 12th St | Pawnee City | NE | 68420-3589 | Pawnee | NE19507 | Scrapped/Junked | 49370 | C95546703 | 1994 | State Ind. | CHWH - ASME/Fired Water Heater | HWSD - Hot Water Dom/Potable | 9/30/2005
Accura Healthcare of Pawnee | 438 12th St | Pawnee City | NE | 68420-3589 | Pawnee | NE25131 | Scrapped/Junked | 90266 | H04M017650/90266 | 2004 | AO SMITH | CHWH - ASME/Fired Water Heater | HWSD - Hot Water Dom/Potable | 3/31/2017
Accura Healthcare of Pawnee | 438 12th St | Pawnee City | NE | 68420-3589 | Pawnee | NE27256 | Scrapped/Junked | 219155 | 219155 | 2016 | A O Smith | CHWH - ASME/Fired Water Heater | HWSD - Hot Water Dom/Potable | 9/30/2022
Accura Healthcare of Pawnee | 438 12th St | Pawnee City | NE | 68420-3589 | Pawnee | NE40639 | Inactive |  |  | 1987 | RHEEM MANUFACTURING CO | AHWH - ANSI/Fired Water Htr | HWSD - Hot Water Dom/Potable | 7/31/2000
Accura Healthcare of Pawnee | 438 12th St | Pawnee City | NE | 68420-3589 | Pawnee | NE40640 | Inactive |  |  | 1987 | RHEEM MANUFACTURING CO | AHWH - ANSI/Fired Water Htr | HWSD - Hot Water Dom/Potable | 7/31/2000
Accura Healthcare of Pawnee | 438 12th St | Pawnee City | NE | 68420-3589 | Pawnee | NE41594 | Active | 256229 | 256229 | 2019 | AO SMITH | CHWH - ASME/Fired Water Heater | HWSD - Hot Water Dom/Potable | 6/30/2026
Kinkaider Brewery | 43860 Paulsen Rd | Broken Bow | NE | 68822-7120 | Custer | NE27580 | Active | 18950 | 33178 | 2018 | RITE | CI - Cast Iron | PROC - Process Steam | 9/30/2025
United Church of Christ #X080130 | 440 E 12th St | Crete | NE | 68333-2201 | Saline | NE20193 | Scrapped/Junked | n\a | 61-14971 | 1961 | Peerless | CI - Cast Iron | HWHT - Hot Water Heat | 12/31/2015
United Church of Christ #X080130 | 440 E 12th St | Crete | NE | 68333-2201 | Saline | NE26094 | Active | 358740 | 01.15.37.00574 | 2015 | Lochinvar | WTSS - Watertube SS Steel | HWHT - Hot Water Heat | 12/31/2026
First Northeast Bank | 440 Main St | Lyons | NE | 68038-2580 | Burt | NE21438 | Active | 33219 | 19376 | 2011 | Electro Industries | ELBL - Electric Boiler | HWHF - Hot Water Heat-Floor | 1/31/2027
Blair High School | 440 N 10th St | Blair | NE | 68008-1722 | Washington | NE07359 | Scrapped/Junked | 13898 | J0613898 | 2006 | AOSM | COBL - Coil Type Boiler | HWSD - Hot Water Dom/Potable | 2/28/2023
Blair High School | 440 N 10th St | Blair | NE | 68008-1722 | Washington | NE20033 | Scrapped/Junked |  | 70K1155 | 1970 | A. O. Smith | WT - Water Tube Boiler | HWSD - Hot Water Dom/Potable | 2/28/2008
Blair High School | 440 N 10th St | Blair | NE | 68008-1722 | Washington | NE24193 | Active | 5343 | 061317403 | 2013 | CAMUS | FTVT - Firetube Vertical TB | HWHT - Hot Water Heat | 2/28/2026
Blair High School | 440 N 10th St | Blair | NE | 68008-1722 | Washington | NE24194 | Active | 5342 | 061317402 | 2013 | CAMUS | FTVT - Firetube Vertical TB | HWHT - Hot Water Heat | 2/28/2026
Blair High School | 440 N 10th St | Blair | NE | 68008-1722 | Washington | NE02550 | Scrapped/Junked | 17213 | 27-1141902/11530 | 2004 | Unknown | FTSO - Ft Shell/No Tubes | 0021 - Steam Supp Cooker/Kettle | 2/28/2010
Blair High School | 440 N 10th St | Blair | NE | 68008-1722 | Washington | NE04990 | Scrapped/Junked | 75276 | L8775276 | 1987 | AO SMITH | WT - Water Tube Boiler | HWSD - Hot Water Dom/Potable | 2/28/2010
Blair High School | 440 N 10th St | Blair | NE | 68008-1722 | Washington | NE18342 | Scrapped/Junked | n/a | 690-70-7M00002 | 1987 | AO SMITH | COBL - Coil Type Boiler | HWSD - Hot Water Dom/Potable | 2/28/2010
Blair High School | 440 N 10th St | Blair | NE | 68008-1722 | Washington | NE18343 | Scrapped/Junked | 3780 |  | 1994 | VULCAN-HART | FT - Firetube Boiler | 0021 - Steam Supp Cooker/Kettle | 3/31/2005
Blair High School | 440 N 10th St | Blair | NE | 68008-1722 | Washington | NE20034 | Scrapped/Junked |  | 690703K1156 | 1970 | AOSM | WT - Water Tube Boiler | HWSD - Hot Water Dom/Potable | 2/28/2009
Blair High School | 440 N 10th St | Blair | NE | 68008-1722 | Washington | NE23229 | Exempt 1999 LB-66 |  | MC980723816978 | 1998 | AO SMITH | AHWH - ANSI/Fired Water Htr | HWSD - Hot Water Dom/Potable | 6/30/2000
UNL Robert E Knoll Residential Center | 440 N 17th St | Lincoln | NE | 68508-1607 | Lancaster | NE17563 | Active | 17621 | F-5528 | 2009 | Aldrich | FTVT - Firetube Vertical TB | HWHT - Hot Water Heat | 10/31/2026
Sawmill Building Partnership | 440 N 8th St Ste 140 | Lincoln | NE | 68508-3647 | Lancaster | NE28758 | Active | 8278 | 19-HE068592019 | 2019 | Riello | WT - Water Tube Boiler | HWHT - Hot Water Heat | 4/30/2026
Sawmill Building Partnership | 440 N 8th St Ste 140 | Lincoln | NE | 68508-3647 | Lancaster | NE29193 | Active | 10342 | 20-HE089280520 | 2020 | Riello | WT - Water Tube Boiler | HWHT - Hot Water Heat | 4/30/2026
Lakeside Atrium Bldg | 440 Regency Parkway Dr | Omaha | NE | 68114-3790 | Douglas | NE16494 | Scrapped/Junked | 101113 | 8792273 | 1987 | TELE | CPFT - Horiz Cpr Fin Boiler | GLYC - Glycol Bldg Heat Sys | 11/30/2016
Lakeside Atrium Bldg | 440 Regency Parkway Dr | Omaha | NE | 68114-3790 | Douglas | NE16495 | Scrapped/Junked | 101114 | 8792274 | 1987 | TELE | CPFT - Horiz Cpr Fin Boiler | GLYC - Glycol Bldg Heat Sys | 9/30/2013
Lakeside Atrium Bldg | 440 Regency Parkway Dr | Omaha | NE | 68114-3790 | Douglas | NE25783 | Active | 259070 | C14259070 | 2014 | Teledyne Laars | WT - Water Tube Boiler | HWHT - Hot Water Heat | 9/30/2026
Lakeside Atrium Bldg | 440 Regency Parkway Dr | Omaha | NE | 68114-3790 | Douglas | NE26646 | Active | 278096 | C16278096 | 2016 | Laars | WT - Water Tube Boiler | HWHT - Hot Water Heat | 9/30/2026
Circle S Motel | 440 S Meridian Ave | Cozad | NE | 69130-9746 | Dawson | NE35169 | Active | N/A | 0175-00788 | 1983 | RHEEM | AHWH - ANSI/Fired Water Htr | HWSD - Hot Water Dom/Potable | 1/31/2024
Circle S Motel | 440 S Meridian Ave | Cozad | NE | 69130-9746 | Dawson | NE35170 | Active | N/A | AB8300071824 | 1983 | AOSM | AHWH - ANSI/Fired Water Htr | HWSD - Hot Water Dom/Potable | 1/31/2024
Circle S Motel | 440 S Meridian Ave | Cozad | NE | 69130-9746 | Dawson | NE35171 | Active | N/A | 4395780380 | 1978 | Jackson | AHWH - ANSI/Fired Water Htr | HWSD - Hot Water Dom/Potable | 1/31/2024
EDEN POOL | 4400 Antelope Creek Rd | Lincoln | NE | 68506-5517 | LANCASTER | NE19797 | Exempt 1999 LB-66 |  | 000000000006666 | 1995 | AO SMITH | AHWH - ANSI/Fired Water Htr | HWSD - Hot Water Dom/Potable | 2/29/2000
City Of Lincoln, Eden Pool | 4400 Antelope Creek Rd Antelope Park | Lincoln | NE | 68506-5517 | Lancaster | NE05686 | Inactive | 4485 | 7690986 | 1976 | Teledyne & Laars | WT - Water Tube Boiler | OPHT - Outdoor Pool Heater | 5/31/2008
The Traveler Apartments | 4400 Douglas St | Omaha | NE | 68131-2701 | Douglas | NE28830 | Active | 5986 | IGT-8986 | 2019 | Intellihot | CHWH - ASME/Fired Water Heater | HWSD - Hot Water Dom/Potable | 3/31/2027
The Traveler Apartments | 4400 Douglas St | Omaha | NE | 68131-2701 | Douglas | NE28831 | Active | 5998 | IGT-8998 | 2019 | Intellihot | CHWH - ASME/Fired Water Heater | HWSD - Hot Water Dom/Potable | 3/31/2027
The Traveler Apartments | 4400 Douglas St | Omaha | NE | 68131-2701 | Douglas | NE28832 | Active | 5983 | IGT-8983 | 2019 | Intellihot | CHWH - ASME/Fired Water Heater | HWSD - Hot Water Dom/Potable | 3/31/2027
The Traveler Apartments | 4400 Douglas St | Omaha | NE | 68131-2701 | Douglas | NE28833 | Active | 5987 | IGT-8987 | 2019 | Intellihot | CHWH - ASME/Fired Water Heater | HWSD - Hot Water Dom/Potable | 3/31/2027
The Traveler Apartments | 4400 Douglas St | Omaha | NE | 68131-2701 | Douglas | NE28834 | Active | 5990 | IGT-8990 | 2019 | Intellihot | CHWH - ASME/Fired Water Heater | HWSD - Hot Water Dom/Potable | 3/31/2027
The Traveler Apartments | 4400 Douglas St | Omaha | NE | 68131-2701 | Douglas | NE28835 | Active | 5972 | IGT-8972 | 2019 | Intellihot | CHWH - ASME/Fired Water Heater | HWSD - Hot Water Dom/Potable | 3/31/2027
Omaha Steaks Int | 4400 S 96th St | Omaha | NE | 68127-1211 | Douglas | NE09551 | Exempt | 38288 |  | 1992 | VILTER MANUFACTURING | UFPV - Unfired Pressure Vessel | 0033 - Oil Seperator | 1/1/1900
Omaha Steaks Int | 4400 S 96th St | Omaha | NE | 68127-1211 | Douglas | NE09552 | Exempt | 38789 |  | 1989 | VILTER MANUFACTURING | UFPV - Unfired Pressure Vessel | 0033 - Oil Seperator | 1/1/1900
Omaha Steaks Int | 4400 S 96th St | Omaha | NE | 68127-1211 | Douglas | NE09553 | Exempt | 38791 |  | 1992 | VILTER MANUFACTURING | UFPV - Unfired Pressure Vessel | 0033 - Oil Seperator | 1/1/1900
Omaha Steaks Int | 4400 S 96th St | Omaha | NE | 68127-1211 | Douglas | NE09554 | Exempt | 38830 |  | 1992 | VILTER MANUFACTURING | UFPV - Unfired Pressure Vessel | 0043 - Hydroflourocarbon Refrig | 1/31/2006
Omaha Steaks Int | 4400 S 96th St | Omaha | NE | 68127-1211 | Douglas | NE09555 | Exempt | 38831 |  | 1992 | VILTER MANUFACTURING | UFPV - Unfired Pressure Vessel | 0043 - Hydroflourocarbon Refrig | 1/31/2006
Omaha Steaks Int | 4400 S 96th St | Omaha | NE | 68127-1211 | Douglas | NE17907 | Active | 46381 | n/a | 1994 | Kewanee | FTSM - FTS Marine Dry Back | PROC - Process Steam | 9/30/2026
Hampton Inn | 4401 Douglas St | Omaha | NE | 68131-2706 | Douglas | NE43592 | Active | 306093 | 306093 | 2023 | AO SMITH | CHWH - ASME/Fired Water Heater | HWSD - Hot Water Dom/Potable | 8/31/2027
Hampton Inn | 4401 Douglas St | Omaha | NE | 68131-2706 | Douglas | NE43593 | Active | 306100 | 306100 | 2023 | AO SMITH | CHWH - ASME/Fired Water Heater | HWSD - Hot Water Dom/Potable | 8/31/2027
Hampton Inn | 4401 Douglas St | Omaha | NE | 68131-2706 | Douglas | NE43594 | Active | 306102 | 306102 | 2023 | AO SMITH | CHWH - ASME/Fired Water Heater | HWSD - Hot Water Dom/Potable | 8/31/2027
Hampton Inn | 4401 Douglas St | Omaha | NE | 68131-2706 | Douglas | NE43595 | Active | 306101 | 306101 | 2023 | AO SMITH | CHWH - ASME/Fired Water Heater | HWSD - Hot Water Dom/Potable | 8/31/2027
OMAHA HOUSING AUTHORITY | 4401 N 21st St | Omaha | NE | 68110-1614 | Douglas | NE34169 | Scrapped/Junked |  | 4781V0090 | 1982 | BRYANT |  | STHT - Steam-Heat | 3/31/2005
Burger King #477 | 4404 N 60th St | Omaha | NE | 68104-2711 | Douglas | NE07626 | Scrapped/Junked | 664 | ELS-00442 | 2006 | NORI | CHWH - ASME/Fired Water Heater | HWDP - Hotwater Heat & Dom Supply | 5/31/2015
The Ambassador Lincoln | 4405 Normal Blvd | Lincoln | NE | 68506-5551 | Lancaster | NE05085 | Scrapped/Junked | 26695 | G-95-168 | 1995 | AERCO INTERNATIONAL | HCWH - Helical FT-Water Heater | HWSD - Hot Water Dom/Potable | 9/30/2006
The Ambassador Lincoln | 4405 Normal Blvd | Lincoln | NE | 68506-5551 | Lancaster | NE05086 | Scrapped/Junked | 26694 | G-95-167 | 1995 | AERCO INTERNATIONAL | HCWH - Helical FT-Water Heater | HWSD - Hot Water Dom/Potable | 9/30/2007
The Ambassador Lincoln | 4405 Normal Blvd | Lincoln | NE | 68506-5551 | Lancaster | NE05583 | Inactive | 8659 | 96E-5597 | 1996 | ALES | FTVT - Firetube Vertical TB | HWHT - Hot Water Heat | 9/30/2025
The Ambassador Lincoln | 4405 Normal Blvd | Lincoln | NE | 68506-5551 | Lancaster | NE05584 | Inactive | 8665 | 96-E5603 | 1996 | ALES | FTVT - Firetube Vertical TB | HWHT - Hot Water Heat | 9/30/2025
The Ambassador Lincoln | 4405 Normal Blvd | Lincoln | NE | 68506-5551 | Lancaster | NE05585 | Inactive | 8667 | 96E-5605 | 1996 | ALES | FTVT - Firetube Vertical TB | HWHT - Hot Water Heat | 9/30/2025
The Ambassador Lincoln | 4405 Normal Blvd | Lincoln | NE | 68506-5551 | Lancaster | NE16633 | Inactive |  |  | 1989 | RUUD |  | HWSD - Hot Water Dom/Potable | 5/31/1995
The Ambassador Lincoln | 4405 Normal Blvd | Lincoln | NE | 68506-5551 | Lancaster | NE24026 | Scrapped/Junked | 177350 | 1306M00936 | 2013 | AO SMITH | CHWH - ASME/Fired Water Heater | HWSD - Hot Water Dom/Potable | 9/30/2015
The Ambassador Lincoln | 4405 Normal Blvd | Lincoln | NE | 68506-5551 | Lancaster | NE25662 | Scrapped/Junked | 190521 | 190521 | 2014 | AO SMITH | CHWH - ASME/Fired Water Heater | HWSD - Hot Water Dom/Potable | 9/30/2019
The Ambassador Lincoln | 4405 Normal Blvd | Lincoln | NE | 68506-5551 | Lancaster | NE27977 | Scrapped/Junked | 244004 | 244004 | 2018 | AO SMITH | CHWH - ASME/Fired Water Heater | HWSD - Hot Water Dom/Potable | 9/30/2020
The Ambassador Lincoln | 4405 Normal Blvd | Lincoln | NE | 68506-5551 | Lancaster | NE28950 | Active | 12192 | IN501-324 | 2020 | Intellihot | WTHW - Watertube Wtr Heater | HWSD - Hot Water Dom/Potable | 9/30/2026
The Ambassador Lincoln | 4405 Normal Blvd | Lincoln | NE | 68506-5551 | Lancaster | NE28951 | Scrapped/Junked | 12191 | IN501- 323 | 2020 | Intellihot | WTHW - Watertube Wtr Heater | HWSD - Hot Water Dom/Potable | 9/30/2021
The Ambassador Lincoln | 4405 Normal Blvd | Lincoln | NE | 68506-5551 | Lancaster | NE41022 | Active | 14785 | IN501-476 | 2021 | Intellihot | WTHW - Watertube Wtr Heater | HWSD - Hot Water Dom/Potable | 9/30/2026
North High School | 4410 N 36th St | Omaha | NE | 68111-2207 | Douglas | NE16064 | Scrapped/Junked | 60778 | 60778 | 2002 | Ajax | COBL - Coil Type Boiler | HWSD - Hot Water Dom/Potable | 12/31/2021
North High School | 4410 N 36th St | Omaha | NE | 68111-2207 | Douglas | NE17435 | Scrapped/Junked | 41019 |  | 1992 | ACE BUEHLER | COBL - Coil Type Boiler | HWSD - Hot Water Dom/Potable | 6/30/2003
North High School | 4410 N 36th St | Omaha | NE | 68111-2207 | Douglas | NE17436 | Scrapped/Junked | 41018 | n/a | 1992 | ACE BUEHLER | COBL - Coil Type Boiler | HWSD - Hot Water Dom/Potable | 12/31/2021
North High School | 4410 N 36th St | Omaha | NE | 68111-2207 | Douglas | NE17437 | Scrapped/Junked | 16171 | 2907 | 1992 | WEBJ | COBL - Coil Type Boiler | HWSD - Hot Water Dom/Potable | 12/31/2021
North High School | 4410 N 36th St | Omaha | NE | 68111-2207 | Douglas | NE17438 | Scrapped/Junked | 16093 | n/a | 1991 | WEBJ | COBL - Coil Type Boiler | HWSD - Hot Water Dom/Potable | 12/31/2021
North High School | 4410 N 36th St | Omaha | NE | 68111-2207 | Douglas | NE31229 | Active | n/a | P3701 | 1975 | Kewanee | FTSM - FTS Marine Dry Back | STHT - Steam-Heat | 12/31/2025
North High School | 4410 N 36th St | Omaha | NE | 68111-2207 | Douglas | NE31230 | Active | n/a | P3700 | 1975 | Kewanee | FTSM - FTS Marine Dry Back | STHT - Steam-Heat | 12/31/2025
North High School | 4410 N 36th St | Omaha | NE | 68111-2207 | Douglas | NE41779 | Active | 197056 | 20.WHTX.188.0475 | 2020 | PVI Industries | FT - Firetube Boiler | HWSD - Hot Water Dom/Potable | 12/31/2025
North High School | 4410 N 36th St | Omaha | NE | 68111-2207 | Douglas | NE41780 | Active | 180676 | 20.WHTX.188.0360 | 2020 | PVI Industries | FT - Firetube Boiler | HWSD - Hot Water Dom/Potable | 12/31/2025
American Laboratories | 4410 S 102nd St | Omaha | NE | 68127-1003 | Douglas | NE03286 | Scrapped/Junked | 17285 | 0 | 1967 | CLEA | FTSM - FTS Marine Dry Back | PROC - Process Steam | 10/31/2018
American Laboratories | 4410 S 102nd St | Omaha | NE | 68127-1003 | Douglas | NE27701 | Active | 10920 | 24523 | 2018 | Vapor Power | WT - Water Tube Boiler | STMG - Steam Generator | 4/30/2025
American Laboratories | 4410 S 102nd St | Omaha | NE | 68127-1003 | Douglas | NE42301 | Active | 2922 | A3910 | 2022 | Unilux | WT - Water Tube Boiler | PROC - Process Steam | 4/30/2025
NEBRASKA PORKERS INC | 4410 S 36th St | Omaha | NE | 68107-1327 | Douglas | NE12752 | Inactive | 6601 |  | 1977 | JOHNSTON BOILER COMP | FT - Firetube Boiler | PROC - Process Steam | 8/31/1989
RAI Care Center | 4411 Center St | Omaha | NE | 68105-2435 | Douglas | NE06473 | Active | 00177843 | GO5H00177843 | 2005 | Lochinvar | CPFH - Copper Fin Water Heater | HWSD - Hot Water Dom/Potable | 9/30/2024
JERRY LEONARD INC | 4412 Dodge St | Omaha | NE | 68131-2725 | Douglas | NE02983 | Inactive | 111930 |  | 1983 | HOT SHOT | COBL - Coil Type Boiler | PROC - Process Steam | 10/31/1990
JF BLOOM CO | 4413 N 20th St | Omaha | NE | 68110-1673 | Douglas | NE03417 | Inactive |  |  | 1960 | PACIFIC | FT - Firetube Boiler | STHT - Steam-Heat | 8/31/1995
VILLAGE INN | 4416 Dodge St | Omaha | NE | 68131-2725 | Douglas | NE25536 | Scrapped/Junked | 66388 | A00215792 | 1999 | STATE INDUSTRIES | CHWH - ASME/Fired Water Heater | HWSD - Hot Water Dom/Potable | 2/28/2006
LANCASTER CTY CORR CTR | 4420 NW 41st St | Lincoln | NE | 68524-2228 | LANCASTER | NE04271 | Scrapped/Junked |  | 211-5862 | 1970 | PEERLESS HEATER COMPANY |  | STHT - Steam-Heat | 4/30/2002
LANCASTER CTY CORR CTR | 4420 NW 41st St | Lincoln | NE | 68524-2228 | LANCASTER | NE04751 | Inactive |  | RF250-76 | 1987 | RHEEM MANUFACTURING CO | AHWH - ANSI/Fired Water Htr | HWSD - Hot Water Dom/Potable | 6/30/1992
LANCASTER CTY CORR CTR | 4420 NW 41st St | Lincoln | NE | 68524-2228 | LANCASTER | NE05617 | Exempt 1999 LB-66 |  | 0220803 | 1992 | AO SMITH | AHWH - ANSI/Fired Water Htr | HWSD - Hot Water Dom/Potable | 6/30/1999
LANCASTER CTY CORR CTR | 4420 NW 41st St | Lincoln | NE | 68524-2228 | LANCASTER | NE07756 | Exempt 1999 LB-66 |  | 62653 | 1998 | AO SMITH | AHWH - ANSI/Fired Water Htr | HWSD - Hot Water Dom/Potable | 10/31/1999
Chateau at Yankee Hill Office | 4421 Bridle Ln | Lincoln | NE | 68516 | Lancaster | NE42667 | Active | 332138 | 22.VC30.359.04063 | 2022 | Lochinvar | FTVT - Firetube Vertical TB | GLFH - Glycol Floor Heat System | 5/31/2026
Chateau at Yankee Hill Office | 4421 Bridle Ln | Lincoln | NE | 68516 | Lancaster | NE42668 | Active | 332147 | 22.VC30.359.04072 | 2022 | Lochinvar | FTVT - Firetube Vertical TB | GLFH - Glycol Floor Heat System | 5/31/2026
Chateau at Yankee Hill Office | 4421 Bridle Ln | Lincoln | NE | 68516 | Lancaster | NE42699 | Active | 260778 | MT ECO2 0503 4622 0172 | 2022 | Jandy | WT - Water Tube Boiler | OPHT - Outdoor Pool Heater | 5/31/2026
Chateau at Yankee Hill Office | 4421 Bridle Ln | Lincoln | NE | 68516 | Lancaster | NE42700 | Active | 259590 | MT ECO2 0503 1522 1115 | 2022 | Jandy | WT - Water Tube Boiler | OPHT - Outdoor Pool Heater | 5/31/2026
ECONOMY CLEANERS | 4424 N 24th St | Omaha | NE | 68110-1629 | Douglas | NE12759 | Inactive |  | 31450 | 1974 | PM LATTNER MFR COMPANY | ELBL - Electric Boiler | PROC - Process Steam | 12/31/1987
La Familiar | 4428 S 24th St | Omaha | NE | 68107-1807 | Douglas | NE04442 | Active | NA | 6141434-0787 | 1987 | Peerless | CI - Cast Iron | STHT - Steam-Heat | 3/31/2025
Rosen's Diversified-Skylark Meats | 4430 S 110th St | Omaha | NE | 68137-1217 | Douglas | NE09304 | Active | 2232 | V55-15-3M | 2004 | Hurst | VTNT - Vertical Tubeless | PROC - Process Steam | 3/31/2026
Akralos | 4431 E 23rd St | Columbus | NE | 68601 | Platte | NE02970 | Active | 31886 | L-57754 | 1974 | Cleaver Brooks | FTSM - FTS Marine Dry Back | PROC - Process Steam | 6/30/2026
RAMADA INN | 4433 N 27th St | Lincoln | NE | 68521-4111 | LANCASTER | NE20477 | Exempt 1999 LB-66 |  | MG96-0554036 | 1996 | AO SMITH | AHWH - ANSI/Fired Water Htr | HWSD - Hot Water Dom/Potable | 4/30/2000
RAMADA INN | 4433 N 27th St | Lincoln | NE | 68521-4111 | LANCASTER | NE20478 | Exempt 1999 LB-66 |  | MG96-0554048 | 1996 | AO SMITH | AHWH - ANSI/Fired Water Htr | HWSD - Hot Water Dom/Potable | 4/30/2000
RAMADA INN | 4433 N 27th St | Lincoln | NE | 68521-4111 | LANCASTER | NE20479 | Exempt 1999 LB-66 |  | MG96-0554050 | 1996 | AO SMITH | AHWH - ANSI/Fired Water Htr | HWSD - Hot Water Dom/Potable | 4/30/2000
Elizabeth Park South | 4433 S 70th St | Lincoln | NE | 68516-4275 | Lancaster | NE00729 | Active | 9123 | 97-E6146 | 1997 | Aldrich Co./L.E.S., Inc. | FTVT - Firetube Vertical TB | HWHT - Hot Water Heat | 5/31/2026
Mission Foods Corporation | 4433 S 94th St | Omaha | NE | 68127-1203 | Douglas | NE05604 | Active | 24178 | 1923920 | 1992 | Teledyne Laars | CPFT - Horiz Cpr Fin Boiler | HWHT - Hot Water Heat | 3/31/2026
Mission Foods Corporation | 4433 S 94th St | Omaha | NE | 68127-1203 | Douglas | NE22187 | Scrapped/Junked | 90202 | URNG0601G045 | 2001 | RHEEM | CHWH - ASME/Fired Water Heater | HWSD - Hot Water Dom/Potable | 3/31/2025
Mission Foods Corporation | 4433 S 94th St | Omaha | NE | 68127-1203 | Douglas | NE22188 | Scrapped/Junked | 97189 | URNG0603G012 | 2003 | RHEEM | CHWH - ASME/Fired Water Heater | HWDP - Hotwater Heat & Dom Supply | 3/31/2025
Mission Foods Corporation | 4433 S 94th St | Omaha | NE | 68127-1203 | Douglas | NE22189 | Scrapped/Junked | 94219 | URGNG0702G01 | 2002 | RHEEM | CHWH - ASME/Fired Water Heater | HWDP - Hotwater Heat & Dom Supply | 3/31/2025
Mission Foods Corporation | 4433 S 94th St | Omaha | NE | 68127-1203 | Douglas | NE22190 | Scrapped/Junked | 124744 | URNG0610G012 | 2010 | RHEEM | CHWH - ASME/Fired Water Heater | HWSD - Hot Water Dom/Potable | 3/31/2025
Mission Foods Corporation | 4433 S 94th St | Omaha | NE | 68127-1203 | Douglas | NE22191 | Scrapped/Junked | 124616 | URNG0610G012 | 2010 | RHEEM | CHWH - ASME/Fired Water Heater | HWSD - Hot Water Dom/Potable | 3/31/2025
TOSS N WASH | 4436 Ames Ave | Omaha | NE | 68111-2104 | Douglas | NE21782 | Inactive | 69455 | K962942 | 1996 | HAMILTON ENG/LOCHINVAR | CPFT - Horiz Cpr Fin Boiler | HWSD - Hot Water Dom/Potable | 4/30/2004
CORNHUSKER MUSHROOM FARMS | 4436 Dahlman Ave | Omaha | NE | 68107-1547 | Douglas | NE04011 | Inactive | 971 |  | 1982 | KEWANEE | FT - Firetube Boiler | PROC - Process Steam | 7/31/1995
CORNHUSKER MUSHROOM FARMS | 4436 Dahlman Ave | Omaha | NE | 68107-1547 | Douglas | NE05438 | Scrapped/Junked | 24858 | AJHWB1401008 | 1996 | WEBEN JARCO | COBL - Coil Type Boiler | PROW - Process Hot Water | 6/30/1999
CORNHUSKER MUSHROOM FARMS | 4436 Dahlman Ave | Omaha | NE | 68107-1547 | Douglas | NE32906 | Scrapped/Junked |  | 20715 | 1977 | KEWANEE | FT - Firetube Boiler | PROC - Process Steam | 6/30/1999
WABASH POWER EQUIPMENT | 444 Carpenter Ave | Wheeling | NE | 60090-6014 | Cook | NE25621 | Inactive | 17 | 3484G | 1996 | NATIONAL DYNAMICS | WT - Water Tube Boiler | PROC - Process Steam | 2/23/2001
Nebraska Extension in Lancaster County | 444 Cherrycreek Rd Ste A | Lincoln | NE | 68528-1578 | Lancaster | NE27262 | Active | 380347 | 051724697 | 2016 | CAMUS | WTSS - Watertube SS Steel | HWHT - Hot Water Heat | 10/31/2026
Lancaster County Engineering | 444 Cherrycreek Rd Ste C | Lincoln | NE | 68528-1578 | Lancaster | NE26985 | Active | 347057 | 051622948 | 2016 | CAMUS | WTSS - Watertube SS Steel | HWHT - Hot Water Heat | 10/31/2026
MASONIC LODGE | 444 E 5th St | Minden | NE | 68959-1678 | KEARNEY | NE04188 | Inactive |  |  | 1960 | BRYANT |  | STHT - Steam-Heat | 12/31/2001
Game & Parks Fish Hatchery | 444 E State Farm Rd | North Platte | NE | 69101-7748 | Lincoln | NE28105 | Active | 452192 | 1710452192 | 2017 | Raypak | WT - Water Tube Boiler | PROW - Process Hot Water | 4/30/2026
WORLD GROUP BUILDING | 444 Regency Parkway Dr | Omaha | NE | 68114-3792 | Douglas | NE34153 | Scrapped/Junked | 8193 | 85-8193 | 1985 | ALDRICH/LES | FT - Firetube Boiler | HWHT - Hot Water Heat | 4/30/2006
WORLD GROUP BUILDING | 444 Regency Parkway Dr | Omaha | NE | 68114-3792 | Douglas | NE34154 | Scrapped/Junked | 8195 | 85-8195 | 1985 | ALDRICH/LES | FT - Firetube Boiler | HWHT - Hot Water Heat | 4/30/2006
WORLD GROUP BUILDING | 444 Regency Parkway Dr | Omaha | NE | 68114-3792 | Douglas | NE34155 | Scrapped/Junked | 8248 | 85-8248 | 1985 | ALDRICH/LES | FT - Firetube Boiler | HWHT - Hot Water Heat | 4/30/2006
WORLD GROUP BUILDING | 444 Regency Parkway Dr | Omaha | NE | 68114-3792 | Douglas | NE34156 | Scrapped/Junked | 8194 | 85-8194 | 1985 | ALDRICH/LES | FT - Firetube Boiler | HWHT - Hot Water Heat | 4/30/2006
WORLD GROUP BUILDING | 444 Regency Parkway Dr | Omaha | NE | 68114-3792 | Douglas | NE34157 | Scrapped/Junked | 8198 | 85-8198 | 1985 | ALDRICH/LES | FT - Firetube Boiler | HWHT - Hot Water Heat | 4/30/2006
Law Enforcement Center | 444 S 16th St | Blair | NE | 68008-1611 | Washington | NE05196 | Out of Service | N/A | n/a | 1969 | American Standard | CI - Cast Iron | HWHT - Hot Water Heat | 10/31/2020
Law Enforcement Center | 444 S 16th St | Blair | NE | 68008-1611 | Washington | NE05197 | Out of Service | 29586 | P-7769 | 1977 | Kewanee | FTFB - Firetube-Firebox Boiler | HWHT - Hot Water Heat | 10/31/2025
Law Enforcement Center | 444 S 16th St | Blair | NE | 68008-1611 | Washington | NE05198 | Active | 29529 | P-7869 | 1977 | Kewanee | FTFB - Firetube-Firebox Boiler | HWHT - Hot Water Heat | 10/31/2026
Law Enforcement Center | 444 S 16th St | Blair | NE | 68008-1611 | Washington | NE20161 | Inactive | 8173 | 94-E4685 | 1994 | ALES | FTVT - Firetube Vertical TB | HWHT - Hot Water Heat | 10/31/2020
Law Enforcement Center | 444 S 16th St | Blair | NE | 68008-1611 | Washington | NE20162 | Scrapped/Junked | 8174 | 94-E4686 | 1994 | ALES | FTVT - Firetube Vertical TB | HWHT - Hot Water Heat | 10/31/2017
Law Enforcement Center | 444 S 16th St | Blair | NE | 68008-1611 | Washington | NE20163 | Active | 8175 | 94-E4687 | 1994 | ALES | FTVT - Firetube Vertical TB | HWHT - Hot Water Heat | 10/31/2026
Law Enforcement Center | 444 S 16th St | Blair | NE | 68008-1611 | Washington | NE26952 | Active | 19808 | 17F-7716 | 2017 | ALES | FTVT - Firetube Vertical TB | HWHT - Hot Water Heat | 10/31/2026
Law Enforcement Center | 444 S 16th St | Blair | NE | 68008-1611 | Washington | NE28789 | Active | 254898 | 254898 | 2019 | State Industries | CHWH - ASME/Fired Water Heater | HWSD - Hot Water Dom/Potable | 10/31/2026
Law Enforcement Center | 444 S 16th St | Blair | NE | 68008-1611 | Washington | NE28790 | Active | 254899 | 254899 | 2019 | State Industries | CHWH - ASME/Fired Water Heater | HWSD - Hot Water Dom/Potable | 10/31/2026
Law Enforcement Center | 444 S 16th St | Blair | NE | 68008-1611 | Washington | NE28916 | Active | 6550 | 19-HE0-51310519 | 2019 | Riello | WT - Water Tube Boiler | HWHT - Hot Water Heat | 10/31/2026
Law Enforcement Center | 444 S 16th St | Blair | NE | 68008-1611 | Washington | NE28917 | Active | 6105 | 23HE-061134032 | 2019 | Riello | WT - Water Tube Boiler | HWHT - Hot Water Heat | 10/31/2026
Law Enforcement Center | 444 S 16th St | Blair | NE | 68008-1611 | Washington | NE28918 | Active | 6547 | 19HE0-51280519 | 2019 | Riello | WT - Water Tube Boiler | HWHT - Hot Water Heat | 10/31/2026
OPPD Energy Plaza East | 444 S 16th St | Omaha | NE | 68102-2608 | Douglas | NE04368 | Active | 3368 | 8667 | 1984 | PREC | ELBL - Electric Boiler | STHT - Steam-Heat | 12/31/2026
OPPD Energy Plaza East | 444 S 16th St | Omaha | NE | 68102-2608 | Douglas | NE04369 | Active | 3367 | 8666 | 1984 | PREC | ELBL - Electric Boiler | STHT - Steam-Heat | 12/31/2026
OPPD Energy Plaza East | 444 S 16th St | Omaha | NE | 68102-2608 | Douglas | NE22103 | Exempt 1999 LB-66 |  |  | 1987 | PVI INDUSTRIES | ELBL - Electric Boiler | HWSD - Hot Water Dom/Potable | 7/31/1999
Little Munchkinland | 4440 N 24th St | Lincoln | NE | 68521-1230 | Lancaster | NE06927 | Active | 159261 | J03H00159261 | 2003 | Lochinvar | CPFT - Horiz Cpr Fin Boiler | HWHF - Hot Water Heat-Floor | 5/31/2026
Ronald W Reagan Elementary | 4440 S 198th Ave | Omaha | NE | 68135-3800 | Douglas | NE07624 | Active | 254100 | 0608254100 | 2006 | Raypak | CHWH - ASME/Fired Water Heater | HWSD - Hot Water Dom/Potable | 8/31/2026
Ronald W Reagan Elementary | 4440 S 198th Ave | Omaha | NE | 68135-3800 | Douglas | NE07625 | Active | 110069 | 110069 | 2006 | A O Smith | CHWH - ASME/Fired Water Heater | HWSD - Hot Water Dom/Potable | 8/31/2026
Highland View Apts | 4441 N 1st St | Lincoln | NE | 68521-2411 | Lancaster | NE40890 | Inactive | 126275 | 9509126275 | 1995 | RAYP | CPFT - Horiz Cpr Fin Boiler | OPHT - Outdoor Pool Heater | 6/30/2010
HOWARD'S RESTAURANT | 4443 S 13th St | Omaha | NE | 68107-2341 | Douglas | NE21754 | Exempt 1999 LB-66 |  | NJ0803376 | 1996 | BRADFORD-WHITE | AHWH - ANSI/Fired Water Htr | HWSD - Hot Water Dom/Potable | 3/31/2000
Hanscom Park UMC-BMIC#513574 | 4444 Frances St | Omaha | NE | 68105-2815 | Douglas | NE04407 | Active | N/A | M7198 | 1964 | Kewanee | FTFB - Firetube-Firebox Boiler | HWHT - Hot Water Heat | 3/31/2026
Hanscom Park UMC-BMIC#513574 | 4444 Frances St | Omaha | NE | 68105-2815 | Douglas | NE04408 | Active | N/A | L7299 | 1961 | Kewanee | FTFB - Firetube-Firebox Boiler | HWHT - Hot Water Heat | 3/31/2026
HANSCOM PARK UNITED | 4444 Frances St | Omaha | NE | 68105-2815 | Douglas | NE18960 | Exempt 1999 LB-66 |  | 00372-9286 | 1972 | RHEEM MANUFACTURING CO | AHWH - ANSI/Fired Water Htr | HWSD - Hot Water Dom/Potable | 12/31/1999
J P Lord School | 4444 Marinda St | Omaha | NE | 68106 | Douglas | NE27173 | Active | 247847 | 1717105834246 | 2017 | AIC Tuchom Lochinvar | WT - Water Tube Boiler | HWHT - Hot Water Heat | 12/31/2025
Christian Record Braile | 4444 S 52nd St | Lincoln | NE | 68516-1302 | Lancaster | NE37229 | Scrapped/Junked | n/a | M2894 | 1962 | Kewanee | FTFB - Firetube-Firebox Boiler | HWHT - Hot Water Heat | 11/30/2016
Mills Squeegee Fill | 4445 S 70th St | Lincoln | NE | 68516-4204 | Lancaster | NE10394 | Inactive | 136477 | 9612136477 | 1996 | RAYPAK INC, CALIFORNIA | CPFT - Horiz Cpr Fin Boiler | HWHF - Hot Water Heat-Floor | 1/1/1900
Mills Squeegee Fill | 4445 S 70th St | Lincoln | NE | 68516-4204 | Lancaster | NE10499 | Inactive | 146976 | J02H00146976 | 2002 | Lochinvar | CPFT - Horiz Cpr Fin Boiler | HWHF - Hot Water Heat-Floor | 2/28/2016
CITY HALL | 445 MAIN ST | BAYARD | NE | 69334 | MORRILL | NE20271 | Scrapped/Junked |  | 3589VO2370 | 1990 | BRYANT |  | HWHT - Hot Water Heat | 4/30/2008
Windstream Communications | 445 N 6th St | Beatrice | NE | 68310-2909 | Gage | NE14597 | Active | 39439 | R-7978 | 1985 | Kewanee | FTFB - Firetube-Firebox Boiler | STHT - Steam-Heat | 12/31/2025
Princess Laundry | 4451 N 26th St Ste 980 | Lincoln | NE | 68521-4142 | Lancaster | NE42314 | Active | 316136 | C22316136 | 2022 | Laars | CPFH - Copper Fin Water Heater | HWSP - Hot Water Non Potable Supply | 4/30/2023
Princess Laundry | 4451 N 26th St Ste 980 | Lincoln | NE | 68521-4142 | Lancaster | NE42315 | Active | 316137 | C22316137 | 2022 | Laars | CPFH - Copper Fin Water Heater | HWSP - Hot Water Non Potable Supply | 4/30/2026
THE STERLING HOUSE | 4451 Old Cheney Rd | Lincoln | NE | 68516-2821 | LANCASTER | NE40012 | Exempt 1999 LB-66 |  | MF97-0661836964 | 1997 | AO SMITH | AHWH - ANSI/Fired Water Htr | HWSD - Hot Water Dom/Potable | 6/30/2000
THE STERLING HOUSE | 4451 Old Cheney Rd | Lincoln | NE | 68516-2821 | LANCASTER | NE40013 | Exempt 1999 LB-66 |  | MF97-0661832964 | 1997 | AO SMITH | AHWH - ANSI/Fired Water Htr | HWSD - Hot Water Dom/Potable | 6/30/2000
Carlos O'Kelly's | 4455 N 27th St | Lincoln | NE | 68521-4111 | Lancaster | NE08391 | Scrapped/Junked | 67941 | G00137533 | 2000 | State | CHWH - ASME/Fired Water Heater | HWSD - Hot Water Dom/Potable | 7/31/2010
Carlos O'Kelly's | 4455 N 27th St | Lincoln | NE | 68521-4111 | Lancaster | NE40086 | Scrapped/Junked | 35262 | LG96-0554778-962 | 1996 | AO SMITH | CHWH - ASME/Fired Water Heater | HWSD - Hot Water Dom/Potable | 5/31/2001
demolished bldg | 446 Pinewood Ave | Seward | NE | 68434-1053 | Seward | NE04113 | Scrapped/Junked | 4131 | M4131 | 1963 | Kewanee | FTFB - Firetube-Firebox Boiler | HWHT - Hot Water Heat | 11/30/2014
demolished bldg | 446 Pinewood Ave | Seward | NE | 68434-1053 | Seward | NE12091 | Scrapped/Junked | 68883 | LF021764780110 | 2002 | AOSM | CHWH - ASME/Fired Water Heater | HWSD - Hot Water Dom/Potable | 11/30/2014
demolished bldg | 446 Pinewood Ave | Seward | NE | 68434-1053 | Seward | NE13447 | Scrapped/Junked | 118928 | 118928 | 2008 | RHEEM | CHWH - ASME/Fired Water Heater | HWSD - Hot Water Dom/Potable | 11/30/2014
demolished bldg | 446 Pinewood Ave | Seward | NE | 68434-1053 | Seward | NE13448 | Scrapped/Junked | 118512 | 118512 | 2008 | RHEEM | CHWH - ASME/Fired Water Heater | HWSD - Hot Water Dom/Potable | 11/30/2014
demolished bldg | 446 Pinewood Ave | Seward | NE | 68434-1053 | Seward | NE17499 | Scrapped/Junked |  |  | 1989 | AO SMITH | AHWH - ANSI/Fired Water Htr | HWSD - Hot Water Dom/Potable | 6/30/1999
demolished bldg | 446 Pinewood Ave | Seward | NE | 68434-1053 | Seward | NE24908 | Scrapped/Junked | 73002 | RN1096G00782 | 1996 | RHEEM MANUFACTURING CO | CHWH - ASME/Fired Water Heater | HWSD - Hot Water Dom/Potable | 11/30/2007
demolished bldg | 446 Pinewood Ave | Seward | NE | 68434-1053 | Seward | NE24909 | Scrapped/Junked | 31640 | LJ950464343930 | 1997 | AO SMITH | CHWH - ASME/Fired Water Heater | HWSD - Hot Water Dom/Potable | 11/30/2008
demolished bldg | 446 Pinewood Ave | Seward | NE | 68434-1053 | Seward | NE37042 | Scrapped/Junked |  | 45002-2 | 1983 | AO SMITH | AHWH - ANSI/Fired Water Htr | HWSD - Hot Water Dom/Potable | 6/30/1999
UNMC Annex Building 14 | 4460 Farnam Plz | Omaha | NE | 68102-2159 | Douglas | NE34880 | Active | n/a | J-1948 | 1955 | Kewanee | FTFB - Firetube-Firebox Boiler | STHT - Steam-Heat | 10/31/2026
Parrish Alternative | 4469 Farnam St | Omaha | NE | 68131-2723 | Douglas | NE31221 | Scrapped/Junked | n/a | 24298 | 1950 | Pacific | FTLO - Firetube Locomotive Type | STHT - Steam-Heat | 12/31/2017
A-1 Fiberglass | 4495 S Gunpowder Cir | Hastings | NE | 68901-8325 | Adams | NE06924 | Scrapped/Junked | 24958 | L21L23968 | 2005 | HTPI | SSCO - SS Coil Boiler | HWHT - Hot Water Heat | 4/30/2016
A-1 Fiberglass | 4495 S Gunpowder Cir | Hastings | NE | 68901-8325 | Adams | NE06925 | Active | n/a | 21872-05B | 2005 | Argo | ELBL - Electric Boiler | HWHF - Hot Water Heat-Floor | 3/31/2026
A-1 Fiberglass | 4495 S Gunpowder Cir | Hastings | NE | 68901-8325 | Adams | NE20788 | Scrapped/Junked | n/a | C12014745 | 2008 | MUNCHKIN | WTSS - Watertube SS Steel | HWHF - Hot Water Heat-Floor | 4/30/2011
A-1 Fiberglass | 4495 S Gunpowder Cir | Hastings | NE | 68901-8325 | Adams | NE21068 | Active | 155806 | J17R36424 | 2011 | HTPI/Giannoni | WTSS - Watertube SS Steel | HWHF - Hot Water Heat-Floor | 3/31/2026
A-1 Fiberglass | 4495 S Gunpowder Cir | Hastings | NE | 68901-8325 | Adams | NE26895 | Active | 142709 | PG120.05-1756 | 2014 | Lochinvar | WTSS - Watertube SS Steel | HWHF - Hot Water Heat-Floor | 3/31/2026
Methodist Fremont Health Center | 450 E 23rd St | Fremont | NE | 68025-2303 | Dodge | NE01670 | Inactive | 52187 | 92778 | 2005 | BRYA | WT - Water Tube Boiler | BSUP - Bldg Heat & Process | 5/31/2024
Methodist Fremont Health Center | 450 E 23rd St | Fremont | NE | 68025-2303 | Dodge | NE01671 | Active | 52188 | 92779 | 2005 | BRYA | WT - Water Tube Boiler | BSUP - Bldg Heat & Process | 5/31/2026
Methodist Fremont Health Center | 450 E 23rd St | Fremont | NE | 68025-2303 | Dodge | NE02956 | Scrapped/Junked | 24378 | 24378 | 1970 | KEWA | FTSM - FTS Marine Dry Back | STHT - Steam-Heat | 4/30/2010
Methodist Fremont Health Center | 450 E 23rd St | Fremont | NE | 68025-2303 | Dodge | NE13234 | Active | 33232 | R1056 | 1979 | KEWA | FTSM - FTS Marine Dry Back | BSUP - Bldg Heat & Process | 5/31/2026
Methodist Fremont Health Center | 450 E 23rd St | Fremont | NE | 68025-2303 | Dodge | NE15365 | Scrapped/Junked | 68058 | 4441 | 2007 | Ajax | VTNK - Vertical Fired Tank | STER - Sterilizer | 5/31/2009
Methodist Fremont Health Center | 450 E 23rd St | Fremont | NE | 68025-2303 | Dodge | NE19090 | Active | 16825 | 16825 | 2010 | Superior Boiler Works | FTSM - FTS Marine Dry Back | STHT - Steam-Heat | 5/31/2026
Terra Nitrogen | 450 Industrial Park Drive | Blair | NE | 68008-0450 | Washington | NE16122 | Inactive |  | 81-4103 | 1989 | PEERLESS HEATER COMPANY |  | PROC - Process Steam | 10/31/2007
Sold Agro Distribution Llc. | 450 Industrial Road | Blair | NE | 68008-2663 | Washington | NE16121 | Inactive | 66285 | location sold | 1989 | Teledyne & Laars |  | PROC - Process Steam | 12/31/9999
Krasne Home Furnishings | 450 N Main St | Fremont | NE | 68025-5060 | Dodge | NE05214 | Scrapped/Junked | N/A | 420373 | 1978 | BRYN | CI - Cast Iron | HWHT - Hot Water Heat | 11/30/2010
The 450 Building | 450 Regency Parkway Dr | Omaha | NE | 68114 | Douglas | NE01668 | Active | 13443 | 04F-1359 | 2004 | Aldrich | FTVT - Firetube Vertical TB | HWHT - Hot Water Heat | 4/30/2026
The 450 Building | 450 Regency Parkway Dr | Omaha | NE | 68114 | Douglas | NE05776 | Exempt 1999 LB-66 |  | 1677 | 1983 | STATE INDUSTRIES | AHWH - ANSI/Fired Water Htr | HWSD - Hot Water Dom/Potable | 2/29/2000
The 450 Building | 450 Regency Parkway Dr | Omaha | NE | 68114 | Douglas | NE09559 | Scrapped/Junked | 109095 | L994451-F9 | 1999 | LOCHINVAR | CPFT - Horiz Cpr Fin Boiler | HWHT - Hot Water Heat | 4/30/2006
The 450 Building | 450 Regency Parkway Dr | Omaha | NE | 68114 | Douglas | NE09560 | Scrapped/Junked | 122291 | L008282-F9 | 2000 | LOCHINVAR | CPFT - Horiz Cpr Fin Boiler | HWHT - Hot Water Heat | 4/30/2005
The 450 Building | 450 Regency Parkway Dr | Omaha | NE | 68114 | Douglas | NE10540 | Scrapped/Junked | 145886 | I02H00145886 | 2002 | LOCHINVAR | CPFT - Horiz Cpr Fin Boiler | HWHT - Hot Water Heat | 4/30/2006
The 450 Building | 450 Regency Parkway Dr | Omaha | NE | 68114 | Douglas | NE17901 | Scrapped/Junked | 22353 |  | 1993 | LOCHINVAR | WT - Water Tube Boiler | HWHT - Hot Water Heat | 2/29/2000
The 450 Building | 450 Regency Parkway Dr | Omaha | NE | 68114 | Douglas | NE22209 | Active | 15508 | 06F-3415 | 2006 | Aldrich | FTVT - Firetube Vertical TB | HWHT - Hot Water Heat | 4/30/2026
The 450 Building | 450 Regency Parkway Dr | Omaha | NE | 68114 | Douglas | NE22210 | Active | 15031 | 06F-2938 | 2006 | Aldrich | FTVT - Firetube Vertical TB | HWHT - Hot Water Heat | 4/30/2026
The 450 Building | 450 Regency Parkway Dr | Omaha | NE | 68114 | Douglas | NE37498 | Inactive | 22352 |  | 1991 | LOCHINVAR | CPFT - Horiz Cpr Fin Boiler | HWHT - Hot Water Heat | 4/30/2003
The 450 Building | 450 Regency Parkway Dr | Omaha | NE | 68114 | Douglas | NE37499 | Scrapped/Junked | 22351 |  | 1993 | LOCHINVAR | WT - Water Tube Boiler | HWHT - Hot Water Heat | 2/29/2000
VILLA VINEE APARTMENTS | 450 S 78th St | Omaha | NE | 68114-4595 | Douglas | NE22994 | Exempt 1999 LB-66 |  | 1097G05305 | 1997 | RUUD | AHWH - ANSI/Fired Water Htr | HWSD - Hot Water Dom/Potable | 4/30/2000
Central Community College | 4500 63rd St | Columbus | NE | 68601-8031 | Platte | NE02315 | Scrapped/Junked | 40265 | G-04-0224 | 2004 | Aerco International | FTVT - Firetube Vertical TB | HWHT - Hot Water Heat | 7/31/2016
Central Community College | 4500 63rd St | Columbus | NE | 68601-8031 | Platte | NE02316 | Scrapped/Junked | 40264 | G-04-0223 | 2004 | Aerco International | FTVT - Firetube Vertical TB | HWHT - Hot Water Heat | 3/31/2018
Central Community College | 4500 63rd St | Columbus | NE | 68601-8031 | Platte | NE17037 | Active | 125580 | 1008125580 | 2008 | PVI Industries | FTHT - Firetube Horizontal | HWSD - Hot Water Dom/Potable | 3/31/2026
Central Community College | 4500 63rd St | Columbus | NE | 68601-8031 | Platte | NE20607 | Active | 74340 | 74340 | 1995 | Cleveland | ELBL - Electric Boiler | 0021 - Steam Supp Cooker/Kettle | 3/31/2026
Central Community College | 4500 63rd St | Columbus | NE | 68601-8031 | Platte | NE22554 | Active | N/A | R715-11-6620 | 2011 | Harsco | CALU - Cast Aluminum | HWHT - Hot Water Heat | 3/31/2026
Central Community College | 4500 63rd St | Columbus | NE | 68601-8031 | Platte | NE22555 | Active | N/A | R715-11-6614 | 2011 | Harsco | CALU - Cast Aluminum | HWHT - Hot Water Heat | 3/31/2026
Central Community College | 4500 63rd St | Columbus | NE | 68601-8031 | Platte | NE22859 | Active | 103854 | 103854 | 2012 | Cleveland | FT - Firetube Boiler | COOK - Cooker/Kettle | 3/31/2026
Central Community College | 4500 63rd St | Columbus | NE | 68601-8031 | Platte | NE22860 | Active | N/A | 7897 | 2012 | Harsco | CALU - Cast Aluminum | HWHT - Hot Water Heat | 3/31/2026
Central Community College | 4500 63rd St | Columbus | NE | 68601-8031 | Platte | NE22861 | Active | N/A | 7974 | 2012 | Harsco | CALU - Cast Aluminum | HWHT - Hot Water Heat | 3/31/2026
Central Community College | 4500 63rd St | Columbus | NE | 68601-8031 | Platte | NE26311 | Active | N/A | H616-16-12655 | 2016 | Patterson Kelley | CALU - Cast Aluminum | HWHT - Hot Water Heat | 3/31/2026
Central Community College | 4500 63rd St | Columbus | NE | 68601-8031 | Platte | NE26312 | Active | N/A | H616-16-12654 | 2016 | Patterson Kelley | CALU - Cast Aluminum | HWHT - Hot Water Heat | 3/31/2026
Central Community College | 4500 63rd St | Columbus | NE | 68601-8031 | Platte | NE26735 | Active | 76708 | G-16-3045 | 2016 | Aerco International | FTVT - Firetube Vertical TB | HWHT - Hot Water Heat | 3/31/2026
Central Community College | 4500 63rd St | Columbus | NE | 68601-8031 | Platte | NE27272 | Active | 77491 | G-17-0715 | 2017 | Aerco International | FTVT - Firetube Vertical TB | HWHT - Hot Water Heat | 3/31/2026
Central Community College | 4500 63rd St | Columbus | NE | 68601-8031 | Platte | NE27957 | Active | N/A | A537-18-14414 | 2018 | Harsco | CALU - Cast Aluminum | HWHT - Hot Water Heat | 3/31/2026
Central Community College | 4500 63rd St | Columbus | NE | 68601-8031 | Platte | NE27958 | Active | N/A | A537-18-14414 | 2018 | Harsco | CALU - Cast Aluminum | HWHT - Hot Water Heat | 3/31/2026
Central Community College | 4500 63rd St | Columbus | NE | 68601-8031 | Platte | NE32280 | Scrapped/Junked | 1884 | 0-1884 | 1969 | Kewanee | FTFB - Firetube-Firebox Boiler | HWHT - Hot Water Heat | 7/31/2011
Central Community College | 4500 63rd St | Columbus | NE | 68601-8031 | Platte | NE32281 | Scrapped/Junked | 2131 | 0-2131 | 1969 | KEWA | FTFB - Firetube-Firebox Boiler | HWHT - Hot Water Heat | 7/31/2012
Central Community College | 4500 63rd St | Columbus | NE | 68601-8031 | Platte | NE32687 | Scrapped/Junked |  | 132860 | 1969 | KEWANEE | FT - Firetube Boiler | HWHT - Hot Water Heat | 7/31/2004
Central Community College | 4500 63rd St | Columbus | NE | 68601-8031 | Platte | NE32689 | Scrapped/Junked | 68943 | 68943 | 1969 | KEWA | FTFB - Firetube-Firebox Boiler | HWHT - Hot Water Heat | 7/31/2016
Central Community College | 4500 63rd St | Columbus | NE | 68601-8031 | Platte | NE34589 | Scrapped/Junked | 29101 | P-3862 | 1978 | KEWA | FTFB - Firetube-Firebox Boiler | STHT - Steam-Heat | 3/31/2018
Central Community College | 4500 63rd St | Columbus | NE | 68601-8031 | Platte | NE41429 | Active | N/A | W813-21-15535A | 2021 | Patterson Kelley | CALU - Cast Aluminum | HWHT - Hot Water Heat | 3/31/2026
Central Community College | 4500 63rd St | Columbus | NE | 68601-8031 | Platte | NE41430 | Active | N/A | W813-21-15534-A | 2021 | Patterson Kelley | CALU - Cast Aluminum | HWHT - Hot Water Heat | 3/31/2026
Kearney Family YMCA | 4500 6th Ave | Kearney | NE | 68845-3396 | Buffalo | NE00797 | Scrapped/Junked | 181093 | B00CH0004 | 2000 | Teledyne Laars | CPFT - Horiz Cpr Fin Boiler | HWHT - Hot Water Heat | 4/30/2020
Kearney Family YMCA | 4500 6th Ave | Kearney | NE | 68845-3396 | Buffalo | NE01833 | Scrapped/Junked | 222958 | 0406222958 | 2004 | Raypak | CPFH - Copper Fin Water Heater | IPHT - Indoor Pool Heater | 4/30/2020
Kearney Family YMCA | 4500 6th Ave | Kearney | NE | 68845-3396 | Buffalo | NE19110 | Active | 21395 | 119321395 | 1993 | AO SMITH | COBL - Coil Type Boiler | HWSD - Hot Water Dom/Potable | 4/30/2026
Kearney Family YMCA | 4500 6th Ave | Kearney | NE | 68845-3396 | Buffalo | NE19111 | Scrapped/Junked | 131464 | F94PB0668 | 1994 | TELEDYNE LAARS | CPFT - Horiz Cpr Fin Boiler | IPHT - Indoor Pool Heater | 4/30/2004
Kearney Family YMCA | 4500 6th Ave | Kearney | NE | 68845-3396 | Buffalo | NE19112 | Scrapped/Junked | n/a | E-25837 | 1993 | steamaster | ELBL - Electric Boiler | SAUN - Sauna Steam Room Heat | 4/30/2020
Kearney Family YMCA | 4500 6th Ave | Kearney | NE | 68845-3396 | Buffalo | NE19113 | Scrapped/Junked | 25836 | E-25836 | 1993 | steamaster | ELBL - Electric Boiler | SAUN - Sauna Steam Room Heat | 4/30/2022
Kearney Family YMCA | 4500 6th Ave | Kearney | NE | 68845-3396 | Buffalo | NE28394 | Out of Service | 56914 | C41A21E420044008260018 | 2018 | Heat Transfer Products Inc. | COBL - Coil Type Boiler | HWHT - Hot Water Heat | 4/30/2023
Kearney Family YMCA | 4500 6th Ave | Kearney | NE | 68845-3396 | Buffalo | NE28395 | Active | 487354 | 1904487354 | 2019 | Raypak | CPFH - Copper Fin Water Heater | IPHT - Indoor Pool Heater | 4/30/2025
Kearney Family YMCA | 4500 6th Ave | Kearney | NE | 68845-3396 | Buffalo | NE28396 | Out of Service | 41508 | 41508 | 2019 | steamaster | ELBL - Electric Boiler | SAUN - Sauna Steam Room Heat | 4/30/2025
Kearney Family YMCA | 4500 6th Ave | Kearney | NE | 68845-3396 | Buffalo | NE41340 | Active | 129879 | 41864 | 2021 | steamaster | ELBL - Electric Boiler | SAUN - Sauna Steam Room Heat | 4/30/2022
Kearney Family YMCA | 4500 6th Ave | Kearney | NE | 68845-3396 | Buffalo | NE43620 | Active | 141575 | SHC1000000051832 | 2024 | Stemist | ELBL - Electric Boiler | SAUN - Sauna Steam Room Heat | 4/30/2026
State Patrol Troop E Headquarters | 4500 Avenue I | Scottsbluff | NE | 69361-4907 | Scotts Bluff | NE28233 | Active | 84894 | G-19-1767 | 2019 | Aerco | COBL - Coil Type Boiler | HWHT - Hot Water Heat | 10/31/2026
State Patrol Troop E Headquarters | 4500 Avenue I | Scottsbluff | NE | 69361-4907 | Scotts Bluff | NE28234 | Active | 84893 | G-19-1766 | 2019 | Aerco | COBL - Coil Type Boiler | HWHT - Hot Water Heat | 10/31/2026
State Patrol Troop E Headquarters | 4500 Avenue I | Scottsbluff | NE | 69361-4907 | Scotts Bluff | NE40189 | Scrapped/Junked | n/a | 211A-7510891 | 1991 | Peerless | CI - Cast Iron | HWHT - Hot Water Heat | 9/30/2019
Everett Furniture Inc | 4500 Dakota Ave | South Sioux City | NE | 68776-3659 | Dakota | NE02504 | Active | 13410 | 13410 | 1981 | Burnham | FTFB - Firetube-Firebox Boiler | HWHT - Hot Water Heat | 3/31/2026
St Peter's Parish | 4500 Duxhall Dr | Lincoln | NE | 68516-2860 | Lancaster | NE23846 | Scrapped/Junked | 11262 | 11262 | 1991 | Superior Boiler Works | FTFB - Firetube-Firebox Boiler | HWHT - Hot Water Heat | 4/30/2022
St Peter's Parish | 4500 Duxhall Dr | Lincoln | NE | 68516-2860 | Lancaster | NE23847 | Scrapped/Junked | 12127 | 12127 | 1994 | Superior Boiler Works | FTFB - Firetube-Firebox Boiler | HWHT - Hot Water Heat | 4/30/2022
St Peter's Parish | 4500 Duxhall Dr | Lincoln | NE | 68516-2860 | Lancaster | NE23848 | Active | 14018 | 892F9114018 | 1991 | AOSM | COBL - Coil Type Boiler | HWSD - Hot Water Dom/Potable | 4/30/2026
St Peter's Parish | 4500 Duxhall Dr | Lincoln | NE | 68516-2860 | Lancaster | NE41865 | Active | 92865 | G-22-0954 | 2022 | Aerco | FTVT - Firetube Vertical TB | HWHT - Hot Water Heat | 4/30/2026
St Peter's Parish | 4500 Duxhall Dr | Lincoln | NE | 68516-2860 | Lancaster | NE41866 | Active | 92687 | G-22-0956 | 2022 | Aerco | FTVT - Firetube Vertical TB | HWHT - Hot Water Heat | 4/30/2026
OHA/Kay Jay Tower Apts | 4500 S 25th St | Omaha | NE | 68107-1772 | Douglas | NE07614 | Scrapped/Junked | 72851 | LO1-230 | 2001 | STAT | CHWH - ASME/Fired Water Heater | HWSD - Hot Water Dom/Potable | 3/31/2024
OHA/Kay Jay Tower Apts | 4500 S 25th St | Omaha | NE | 68107-1772 | Douglas | NE17245 | Scrapped/Junked | 25863 | 9837044 | 1991 | LOCHINVAR | CHWH - ASME/Fired Water Heater | HWSD - Hot Water Dom/Potable | 3/31/2008
OHA/Kay Jay Tower Apts | 4500 S 25th St | Omaha | NE | 68107-1772 | Douglas | NE17429 | Active | n/a | 211A-7914 | 1992 | Peerless | CI - Cast Iron | HWHT - Hot Water Heat | 3/31/2026
OHA/Kay Jay Tower Apts | 4500 S 25th St | Omaha | NE | 68107-1772 | Douglas | NE17430 | Active | n/a | 000B2-7915 | 1992 | Peerless | CI - Cast Iron | HWHT - Hot Water Heat | 3/31/2026
OHA/Kay Jay Tower Apts | 4500 S 25th St | Omaha | NE | 68107-1772 | Douglas | NE17431 | Scrapped/Junked | 24853 |  | 1991 | LOCHINVAR | CHWH - ASME/Fired Water Heater | HWSD - Hot Water Dom/Potable | 3/31/2002
OHA/Kay Jay Tower Apts | 4500 S 25th St | Omaha | NE | 68107-1772 | Douglas | NE17432 | Scrapped/Junked | 25864 | HK9827035 | 1991 | LOCHINVAR | CHWH - ASME/Fired Water Heater | HWSD - Hot Water Dom/Potable | 3/31/2008
International Nutrition | 4500 S 76th Cir | Omaha | NE | 68127-1849 | Douglas | NE26149 | Out of Service | 330756 | D1.14.45.00769 | 2014 | Burnham | COND - Condenser | HWHT - Hot Water Heat | 2/28/2025
International Nutrition | 4500 S 76th Cir | Omaha | NE | 68127-1849 | Douglas | NE37464 | Out of Service | 23128 | 23128 | 1964 | Bryant | WT - Water Tube Boiler | HWHT - Hot Water Heat | 2/28/2025
Blue Beacon Inc. | 4500 S Lincoln Ave | York | NE | 68467-9410 | York | NE05621 | Scrapped/Junked | 133838 | 9609133838 | 1996 | RAYPAK INC, CALIFORNIA | CPFT - Horiz Cpr Fin Boiler | HWSP - Hot Water Non Potable Supply | 11/30/2006
CALVERT RECREATION CENTER | 4500 Stockwell St | Lincoln | NE | 68506-4244 | LANCASTER | NE16630 | Scrapped/Junked | 3256 | LG880003256830 | 1988 | AO SMITH | CHWH - ASME/Fired Water Heater | HWSD - Hot Water Dom/Potable | 5/31/2002
CALVERT RECREATION CENTER | 4500 Stockwell St | Lincoln | NE | 68506-4244 | LANCASTER | NE16631 | Scrapped/Junked | 3266 | LG880003266830 | 1988 | AO SMITH | CHWH - ASME/Fired Water Heater | HWSD - Hot Water Dom/Potable | 5/31/2002
CALVERT RECREATION CENTER | 4500 Stockwell St | Lincoln | NE | 68506-4244 | LANCASTER | NE16632 | Inactive |  | 003041 | 1988 | AO SMITH | AHWH - ANSI/Fired Water Htr | HWSD - Hot Water Dom/Potable | 6/30/1997
Sheldon Station | 4500 W Pella Rd | Hallam | NE | 68368-2091 | Lancaster | NE11230 | Active | 4037 | 13758 | 1959 | VAPR | COBL - Coil Type Boiler | PROC - Process Steam | 8/31/2026
Sheldon Station | 4500 W Pella Rd | Hallam | NE | 68368-2091 | Lancaster | NE11231 | Active | 4038 | 13759 | 1959 | VAPR | COBL - Coil Type Boiler | PROC - Process Steam | 9/30/2026
Sheldon Station | 4500 W Pella Rd | Hallam | NE | 68368-2091 | Lancaster | NE11232 | Active | 20108 | 20108 | 1960 | B&W | WT - Water Tube Boiler | POWR - Power Generation | 9/30/2025
Sheldon Station | 4500 W Pella Rd | Hallam | NE | 68368-2091 | Lancaster | NE13482 | Active | 22233 | 22233 | 1967 | B&W | WT - Water Tube Boiler | POWR - Power Generation | 8/31/2025
Sheldon Station | 4500 W Pella Rd | Hallam | NE | 68368-2091 | Lancaster | NE41460 | Exempt | 488 | 14065-1-1 | 2021 | Watco | ELBL - Electric Boiler | FDPR - Feedwater Preheater | 9/30/2021
Eppley Main Terminal | 4501 Abbott Dr | Omaha | NE | 68110-2698 | Douglas | NE01706 | Scrapped/Junked | 12973 | 57093 | 2004 | Triad Boiler | FTVT - Firetube Vertical TB | HWHT - Hot Water Heat | 7/31/2025
Eppley Main Terminal | 4501 Abbott Dr | Omaha | NE | 68110-2698 | Douglas | NE01707 | Scrapped/Junked | 12975 | 57095 | 2004 | Triad Boiler | FTVT - Firetube Vertical TB | HWHT - Hot Water Heat | 7/31/2025
Eppley Main Terminal | 4501 Abbott Dr | Omaha | NE | 68110-2698 | Douglas | NE20616 | Scrapped/Junked | n/a | 0796 | 1996 | Eafco Inc | CI - Cast Iron | STHT - Steam-Heat | 7/31/2020
Eppley Main Terminal | 4501 Abbott Dr | Omaha | NE | 68110-2698 | Douglas | NE23317 | Active | 8794 | 96E5737 | 1996 | Aldrich | FTVT - Firetube Vertical TB | HWHT - Hot Water Heat | 7/31/2026
Eppley Main Terminal | 4501 Abbott Dr | Omaha | NE | 68110-2698 | Douglas | NE23318 | Active | 8793 | 96-E5736 | 1996 | Aldrich | FTVT - Firetube Vertical TB | HWHT - Hot Water Heat | 7/31/2026
Eppley Main Terminal | 4501 Abbott Dr | Omaha | NE | 68110-2698 | Douglas | NE29272 | Active | n/a | 778655-201909 | 2019 | Peerless | CI - Cast Iron | STHT - Steam-Heat | 7/31/2026
Eppley Main Terminal | 4501 Abbott Dr | Omaha | NE | 68110-2698 | Douglas | NE37346 | Scrapped/Junked | 39176 | R-7564 | 1985 | Kewanee | FTWB - FTS Marine Wet Back | HWHT - Hot Water Heat | 7/31/2025
Eppley Main Terminal | 4501 Abbott Dr | Omaha | NE | 68110-2698 | Douglas | NE37347 | Scrapped/Junked | 39170 | R-7518 | 1985 | Kewanee | FTWB - FTS Marine Wet Back | HWHT - Hot Water Heat | 7/31/2025
Eppley Main Terminal | 4501 Abbott Dr | Omaha | NE | 68110-2698 | Douglas | NE37348 | Scrapped/Junked | 6628 | N8814 | 1968 | KEWANEE | FTSM - FTS Marine Dry Back | HWHT - Hot Water Heat | 7/31/2003
Eppley Main Terminal | 4501 Abbott Dr | Omaha | NE | 68110-2698 | Douglas | NE43242 | Active | 3055 | A4080 | 2024 | Unilux | WTSS - Watertube SS Steel | HWHT - Hot Water Heat | 7/31/2026
Eppley Main Terminal | 4501 Abbott Dr | Omaha | NE | 68110-2698 | Douglas | NE43243 | Active | 3054 | A4079 | 2024 | Unilux | WTSS - Watertube SS Steel | HWHT - Hot Water Heat | 7/31/2026
Eppley Main Terminal | 4501 Abbott Dr | Omaha | NE | 68110-2698 | Douglas | NE43244 | Active | 3056 | A4081 | 2024 | Unilux | WTSS - Watertube SS Steel | HWHT - Hot Water Heat | 7/31/2026
Eppley Main Terminal | 4501 Abbott Dr | Omaha | NE | 68110-2698 | Douglas | NE43245 | Active | 386182 | 22.MST.300.96.00170 | 2022 | Rbi | FTVT - Firetube Vertical TB | HWHT - Hot Water Heat | 7/31/2026
Eppley Main Terminal | 4501 Abbott Dr | Omaha | NE | 68110-2698 | Douglas | NE43246 | Active | 381073 | 22.MST.300.96.00151 | 2022 | Rbi | FTVT - Firetube Vertical TB | HWHT - Hot Water Heat | 7/31/2026
vacant Building | 4501 Dodge St | Omaha | NE | 68132-3232 | Douglas | NE14970 | Inactive | n/a | L7416 | 1962 | Kewanee | FTFB - Firetube-Firebox Boiler | HWHT - Hot Water Heat | 6/30/2015
IHOP Restaurant #5326 | 4501 N 27th St | Lincoln | NE | 68521-4113 | Lancaster | NE00182 | Scrapped/Junked | 84954 | URNG0100G05567 | 1999 | Ruud-Rheem | CHWH - ASME/Fired Water Heater | HWSD - Hot Water Dom/Potable | 9/30/2010
IHOP Restaurant #5326 | 4501 N 27th St | Lincoln | NE | 68521-4113 | Lancaster | NE22573 | Scrapped/Junked | 126876 | 0823M001718 | 2008 | State Industries | CHWH - ASME/Fired Water Heater | HWSD - Hot Water Dom/Potable | 1/31/2015
IHOP Restaurant #5326 | 4501 N 27th St | Lincoln | NE | 68521-4113 | Lancaster | NE28907 | Scrapped/Junked | 168326 | 168326 | 2012 | A O Smith | CHWH - ASME/Fired Water Heater | HWSD - Hot Water Dom/Potable | 8/31/2023
IHOP Restaurant #5326 | 4501 N 27th St | Lincoln | NE | 68521-4113 | Lancaster | NE42836 | Active | 294250 | 294250 | 2022 | A O Smith | CHWH - ASME/Fired Water Heater | HWSD - Hot Water Dom/Potable | 9/30/2024
Emmaus Bible Church-BMIC#403734 | 4501 S 23rd St | Omaha | NE | 68107-1928 | Douglas | NE32492 | Active | n/a | G-4203 | 1954 | Kewanee | FTFB - Firetube-Firebox Boiler | STHT - Steam-Heat | 3/31/2026
Nebraska Beef | 4501 S 36th St | Omaha | NE | 68107-1330 | Douglas | NE02756 | Active | 21492 | 1 | 1962 | Kewanee | FTSM - FTS Marine Dry Back | PROC - Process Steam | 8/31/2026
Nebraska Beef | 4501 S 36th St | Omaha | NE | 68107-1330 | Douglas | NE02757 | Out of Service | 24455 | 24455 | 1962 | Kewanee | FTSM - FTS Marine Dry Back | PROC - Process Steam | 8/31/2025
Nebraska Beef | 4501 S 36th St | Omaha | NE | 68107-1330 | Douglas | NE08833 | Exempt | 41287 | A276025 | 1995 | Vilter | UFPV - Unfired Pressure Vessel | 0033 - Oil Seperator | 11/30/2023
Nebraska Beef | 4501 S 36th St | Omaha | NE | 68107-1330 | Douglas | NE08834 | Exempt | 41252 | 3-81807-1 | 1995 | Vilter | UFPV - Unfired Pressure Vessel | 0033 - Oil Seperator | 11/30/2023
Nebraska Beef | 4501 S 36th St | Omaha | NE | 68107-1330 | Douglas | NE08835 | Exempt | 41280 | 3-81807-2 | 1995 | Vilter | UFPV - Unfired Pressure Vessel | 0033 - Oil Seperator | 11/30/2023
Nebraska Beef | 4501 S 36th St | Omaha | NE | 68107-1330 | Douglas | NE08836 | Scrapped/Junked | 7441 | 940706 | 1994 | Fes | UFPV - Unfired Pressure Vessel | 0033 - Oil Seperator | 11/30/2023
Nebraska Beef | 4501 S 36th St | Omaha | NE | 68107-1330 | Douglas | NE08837 | Exempt | 45220 | 3-53382-1 | 2000 | Vilter | UFPV - Unfired Pressure Vessel | 0033 - Oil Seperator | 11/30/2023
Nebraska Beef | 4501 S 36th St | Omaha | NE | 68107-1330 | Douglas | NE08838 | Exempt | 12386 | 12386 | 2001 | Kennedy | UFPV - Unfired Pressure Vessel | 0033 - Oil Seperator | 11/30/2023
Nebraska Beef | 4501 S 36th St | Omaha | NE | 68107-1330 | Douglas | NE17909 | Active | 24293 | O-2616 | 1970 | Kewanee | FTSM - FTS Marine Dry Back | PROC - Process Steam | 4/30/2026
Nebraska Beef | 4501 S 36th St | Omaha | NE | 68107-1330 | Douglas | NE17910 | Active | 24292 | O-2615 | 1970 | Kewanee | FTSM - FTS Marine Dry Back | PROC - Process Steam | 5/31/2026
Nebraska Beef | 4501 S 36th St | Omaha | NE | 68107-1330 | Douglas | NE43448 | Active | 25936 | 53750-150-23 | 2023 | Hurst | FTWB - FTS Marine Wet Back | PROC - Process Steam | 8/31/2026
Nebraska Beef | 4501 S 36th St | Omaha | NE | 68107-1330 | Douglas | NEW | Exempt | 391038 | 391038 | 1999 | STANDARD REF | UFPV - Unfired Pressure Vessel | 0033 - Oil Seperator | 11/13/2023
St Stanislaus School | 4501 S 41st St | Omaha | NE | 68107-1151 | Douglas | NE37586 | Active | n/a | 211A-2959-0787 | 1988 | Peerless | CI - Cast Iron | STHT - Steam-Heat | 1/31/2025
Elizabeth Park Medical | 4501 S 70th St | Lincoln | NE | 68516-4282 | Lancaster | NE23377 | Scrapped/Junked | 8878 | 96E5835 | 1996 | ALES | FTVT - Firetube Vertical TB | HWHT - Hot Water Heat | 5/31/2023
Elizabeth Park Medical | 4501 S 70th St | Lincoln | NE | 68516-4282 | Lancaster | NE42106 | Active | 8252 | 604369500341 | 2022 | Cleaver Brooks | FTVT - Firetube Vertical TB | HWHT - Hot Water Heat | 1/31/2027
Tranquility Apartments | 4501 Tranquility Dr | Lincoln | NE | 68504-1330 | Lancaster | NE08178 | Scrapped/Junked | 107217 | n/a | 2006 | AOSM | CHWH - ASME/Fired Water Heater | HWSD - Hot Water Dom/Potable | 4/30/2020
Tranquility Apartments | 4501 Tranquility Dr | Lincoln | NE | 68504-1330 | Lancaster | NE28500 | Active | 245514 | 245514 | 2018 | AO SMITH | CHWH - ASME/Fired Water Heater | HWSD - Hot Water Dom/Potable | 3/31/2027
UN Elliot Bldg/Scottsbluff | 4502 Ave I | Scottsbluff | NE | 69361-4972 | Scotts Bluff | NE24587 | Scrapped/Junked | 5784 | 121318519 | 2013 | CAMUS | FTFB - Firetube-Firebox Boiler | HWHT - Hot Water Heat | 3/31/2015
UN Elliot Bldg/Scottsbluff | 4502 Ave I | Scottsbluff | NE | 69361-4972 | Scotts Bluff | NE24666 | Scrapped/Junked | 6005 | 041419023 | 2014 | CAMUS | FTVT - Firetube Vertical TB | HWHT - Hot Water Heat | 3/31/2015
UN Elliot Bldg/Scottsbluff | 4502 Ave I | Scottsbluff | NE | 69361-4972 | Scotts Bluff | NE30854 | Exempt 1999 LB-66 |  | E95733171 | 1995 | STATE INDUSTRIES | AHWH - ANSI/Fired Water Htr | HWSD - Hot Water Dom/Potable | 8/31/2000
UNL Scottsbluff | 4502 Avenue I | Scottsbluff | NE | 69361-4972 | Scotts Bluff | NE01347 | Scrapped/Junked | 3752 | 0 | 1975 | Electro-Steam | ELBL - Electric Boiler | 0020 - Supp to Sterlizer/Autoclave | 3/31/2012
UNL Scottsbluff | 4502 Avenue I | Scottsbluff | NE | 69361-4972 | Scotts Bluff | NE08618 | Active | n/a | 6014-13 | 1984 | Environmental Tectonics | ELPV - Electric Press VSL | AUCL - Autoclave | 3/31/2026
UNL Scottsbluff | 4502 Avenue I | Scottsbluff | NE | 69361-4972 | Scotts Bluff | NE08619 | Active | n/a | 6014-13 | 1984 | Environmental Tectonics | ELPV - Electric Press VSL | AUCL - Autoclave | 3/31/2026
UNL Scottsbluff | 4502 Avenue I | Scottsbluff | NE | 69361-4972 | Scotts Bluff | NE21488 | Scrapped/Junked | N/A | T6014-07 | 1984 | Environmental Tectonics | ELPV - Electric Press VSL | AUCL - Autoclave | 3/31/2023
UNL Scottsbluff | 4502 Avenue I | Scottsbluff | NE | 69361-4972 | Scotts Bluff | NE21489 | Scrapped/Junked | N/A | B6014-07 | 1984 | Environmental Tectonics | ELPV - Electric Press VSL | AUCL - Autoclave | 3/31/2023
UNL Scottsbluff | 4502 Avenue I | Scottsbluff | NE | 69361-4972 | Scotts Bluff | NE25363 | Inactive | 260519 | 5111977-201404 | 2013 | Peerless | CPFT - Horiz Cpr Fin Boiler | HWHT - Hot Water Heat | 3/31/2025
UNL Scottsbluff | 4502 Avenue I | Scottsbluff | NE | 69361-4972 | Scotts Bluff | NE30852 | Scrapped/Junked | 7879 | 94-E4131 | 1994 | Les Inc/Aldrich Co | FTVT - Firetube Vertical TB | HWHT - Hot Water Heat | 3/31/2023
UNL Scottsbluff | 4502 Avenue I | Scottsbluff | NE | 69361-4972 | Scotts Bluff | NE30853 | Scrapped/Junked | 7882 | 94E41134 | 1994 | Les Inc/Aldrich Co | FTVT - Firetube Vertical TB | HWHT - Hot Water Heat | 3/31/2023
UNL Scottsbluff | 4502 Avenue I | Scottsbluff | NE | 69361-4972 | Scotts Bluff | NE31735 | Scrapped/Junked | n/a | 19-66A | 1966 | Crane | CI - Cast Iron | HWHT - Hot Water Heat | 3/31/2013
UNL Scottsbluff | 4502 Avenue I | Scottsbluff | NE | 69361-4972 | Scotts Bluff | NE42210 | Active | 393929 | 22393929 | 2022 | Lochinvar | COBL - Coil Type Boiler | HWHT - Hot Water Heat | 3/31/2026
UNL Scottsbluff | 4502 Avenue I | Scottsbluff | NE | 69361-4972 | Scotts Bluff | NE42211 | Active | 393928 | 22393928 | 2022 | Lochinvar | COBL - Coil Type Boiler | HWHT - Hot Water Heat | 3/31/2026
Larson Cement Stone | 4508 S 28th St | Omaha | NE | 68107-1539 | Douglas | NE04440 | Inactive | n/a | 0-8828 | 1977 | Kewanee | FTSM - FTS Marine Dry Back | PROC - Process Steam | 2/28/2013
DAWES COUNTY COURTHOUSE | 451 Main St | Chadron | NE | 69337-2697 | DAWES | NE16140 | Scrapped/Junked |  | 15C5500 | 1975 | BRYANT |  | HWHT - Hot Water Heat | 1/31/2005
Butler County Jail | 451 N 5th St | David City | NE | 68632-1648 | Butler | NE15084 | Active | 39173 | G-03-800 | 2003 | Aerco International | FTCH - Firetube Coil Htxchn | HWHT - Hot Water Heat | 3/31/2026
Butler County Courthouse | 451 N 5th St | David City | NE | 68632-1648 | Butler | NE19029 | Active | 3242 | 091011637 | 2010 | CAMUS | WT - Water Tube Boiler | HWHT - Hot Water Heat | 3/31/2026
Butler County Courthouse | 451 N 5th St | David City | NE | 68632-1648 | Butler | NE19613 | Scrapped/Junked | 12343 | 12343 | 1980 | Iron Fireman | FTFB - Firetube-Firebox Boiler | HWHT - Hot Water Heat | 3/31/2011
Butler County Courthouse | 451 N 5th St | David City | NE | 68632-1648 | Butler | NE19614 | Exempt 1999 LB-66 |  |  | 1989 | AO SMITH | AHWH - ANSI/Fired Water Htr | HWSD - Hot Water Dom/Potable | 2/29/2000
Osceola City Pool | 451 N Main St | Osceola | NE | 68651-5545 | Polk | NE00310 | Scrapped/Junked | 101685 | C00E05915 | 2000 | TELE | CPFT - Horiz Cpr Fin Boiler | OPHT - Outdoor Pool Heater | 6/30/2007
CITY OF OSCEOLA | 451 N Main St | Osceola | NE | 68651-5545 | POLK | NE40692 | Inactive | 20776 | 8090265 | 1980 | TELEDYNE LAARS | WT - Water Tube Boiler | HWSP - Hot Water Non Potable Supply | 1/1/1900
Dutton Lainson Co | 451 W 2nd St | Hastings | NE | 68901-7535 | Adams | NE10425 | Scrapped/Junked | none | G0039570 | 2000 | Slant Fin | CI - Cast Iron | HWHT - Hot Water Heat | 5/31/2021
Dutton Lainson Co | 451 W 2nd St | Hastings | NE | 68901-7535 | Adams | NE14333 | Active | none | 6160 | 1919 | Kewanee | FTLO - Firetube Locomotive Type | STHT - Steam-Heat | 5/31/2026
Dutton Lainson Co | 451 W 2nd St | Hastings | NE | 68901-7535 | Adams | NE15107 | Scrapped/Junked | 110311 | 882462 | 1988 | Teledyne | CPFT - Horiz Cpr Fin Boiler | HWHT - Hot Water Heat | 5/31/2021
Dutton Lainson Co | 451 W 2nd St | Hastings | NE | 68901-7535 | Adams | NE15108 | Scrapped/Junked | 109580 | 8892210 | 1988 | Teledyne | CPFT - Horiz Cpr Fin Boiler | HWHT - Hot Water Heat | 5/31/2021
Dutton Lainson Co | 451 W 2nd St | Hastings | NE | 68901-7535 | Adams | NE15177 | Scrapped/Junked |  | 566298 | 1992 | SLANT FIN |  | HWHT - Hot Water Heat | 7/31/2003
Dutton Lainson Co | 451 W 2nd St | Hastings | NE | 68901-7535 | Adams | NE20486 | Scrapped/Junked | none | 619387 | 1997 | Slant Fin | CI - Cast Iron | HWHT - Hot Water Heat | 5/31/2021
Dutton Lainson Co | 451 W 2nd St | Hastings | NE | 68901-7535 | Adams | NE41191 | Active | 376384 | 21376384 | 2021 | Lochinvar | COBL - Coil Type Boiler | HWHT - Hot Water Heat | 5/31/2026
Dutton Lainson Co | 451 W 2nd St | Hastings | NE | 68901-7535 | Adams | NE41192 | Active | 371474 | 21371474 | 2021 | Lochinvar | COBL - Coil Type Boiler | HWHT - Hot Water Heat | 5/31/2026
Dutton Lainson Co | 451 W 2nd St | Hastings | NE | 68901-7535 | Adams | NE41193 | Active | Na | 51258949201605 | 2016 | Peerless | CI - Cast Iron | HWHT - Hot Water Heat | 5/31/2026
Dutton Lainson Co | 451 W 2nd St | Hastings | NE | 68901-7535 | Adams | NE41194 | Active | NA | 5107915201308 | 2013 | Peerless | CI - Cast Iron | HWHT - Hot Water Heat | 5/31/2026
Central NE Veterans Home | 4510 E 56th St | Kearney | NE | 68847-4116 | Buffalo | NE27396 | Active | 305603 | 1717105833669 | 2017 | Lochinvar | FT - Firetube Boiler | GLYC - Glycol Bldg Heat Sys | 6/30/2026
Central NE Veterans Home | 4510 E 56th St | Kearney | NE | 68847-4116 | Buffalo | NE27397 | Active | 304431 | 1716105742474 | 2017 | Lochinvar | FT - Firetube Boiler | GLYC - Glycol Bldg Heat Sys | 6/30/2026
Central NE Veterans Home | 4510 E 56th St | Kearney | NE | 68847-4116 | Buffalo | NE27398 | Active | 301741 | 1706104819758 | 2017 | Lochinvar | FT - Firetube Boiler | GLYC - Glycol Bldg Heat Sys | 6/30/2026
Central NE Veterans Home | 4510 E 56th St | Kearney | NE | 68847-4116 | Buffalo | NE27399 | Active | 300280 | 1706104819759 | 2016 | Lochinvar | FT - Firetube Boiler | GLYC - Glycol Bldg Heat Sys | 6/30/2026
Central NE Veterans Home | 4510 E 56th St | Kearney | NE | 68847-4116 | Buffalo | NE27400 | Active | 305606 | 1717105833667 | 2017 | Lochinvar | FT - Firetube Boiler | GLYC - Glycol Bldg Heat Sys | 6/30/2026
Central NE Veterans Home | 4510 E 56th St | Kearney | NE | 68847-4116 | Buffalo | NE27501 | Active | 304149 | 1710105285542 | 2017 | Lochinvar | FT - Firetube Boiler | GLYC - Glycol Bldg Heat Sys | 6/30/2026
Central NE Veterans Home | 4510 E 56th St | Kearney | NE | 68847-4116 | Buffalo | NE27502 | Active | 378385 | 021724166 | 2016 | CAMUS | WT - Water Tube Boiler | HWSD - Hot Water Dom/Potable | 6/30/2026
Central NE Veterans Home | 4510 E 56th St | Kearney | NE | 68847-4116 | Buffalo | NE27503 | Active | 378381 | 031724330 | 2016 | CAMUS | WT - Water Tube Boiler | HWSD - Hot Water Dom/Potable | 6/30/2026
Central NE Veterans Home | 4510 E 56th St | Kearney | NE | 68847-4116 | Buffalo | NE27504 | Active | 378384 | 031724329 | 2016 | CAMUS | WT - Water Tube Boiler | HWSD - Hot Water Dom/Potable | 6/30/2026
Central NE Veterans Home | 4510 E 56th St | Kearney | NE | 68847-4116 | Buffalo | NE27505 | Active | 378394 | 021724170 | 2016 | CAMUS | WT - Water Tube Boiler | HWSD - Hot Water Dom/Potable | 6/30/2026
Central NE Veterans Home | 4510 E 56th St | Kearney | NE | 68847-4116 | Buffalo | NE27506 | Active | 378391 | 021724171 | 2016 | CAMUS | WT - Water Tube Boiler | HWSD - Hot Water Dom/Potable | 6/30/2026
Central NE Veterans Home | 4510 E 56th St | Kearney | NE | 68847-4116 | Buffalo | NE27507 | Active | 378380 | 031724331 | 2016 | CAMUS | WT - Water Tube Boiler | HWSD - Hot Water Dom/Potable | 6/30/2026
Armstrong Cleaners | 4510 Leavenworth St | Omaha | NE | 68106-1419 | Douglas | NE16911 | Inactive | 68062 |  | 1993 | Fulton Boilerworks | FT - Firetube Boiler | PROC - Process Steam | 8/31/1998
Navy Reserve Center | 4511 NW 42nd St | Lincoln | NE | 68524-2241 | Lancaster | NE06626 | Scrapped/Junked | 2595 | LPE336-15/30-1M | 2005 | Hurst | FTFB - Firetube-Firebox Boiler | STHT - Steam-Heat | 4/30/2017
Navy Reserve Center | 4511 NW 42nd St | Lincoln | NE | 68524-2241 | Lancaster | NE37216 | Scrapped/Junked | 36131 | 637131 | 1982 | KEWANEE | FTFB - Firetube-Firebox Boiler | STHT - Steam-Heat | 9/30/2004
St Francis Building(Part of St Bridget St Rose) | 4513 S 32nd St | Omaha | NE | 68107-1403 | Douglas | NE00621 | Active | 60187 | N2000-1107 | 2000 | HB Smith | CI - Cast Iron | STHT - Steam-Heat | 4/30/2025
St Francis Building(Part of St Bridget St Rose) | 4513 S 32nd St | Omaha | NE | 68107-1403 | Douglas | NE32508 | Scrapped/Junked |  | 4112 | 1953 | CRANE |  | STHT - Steam-Heat | 4/30/2001
Meridian Gardens | 4515 38th St | Columbus | NE | 68601-1609 | Platte | NE24097 | Active | 146011 | 1011M001660 | 2010 | AO SMITH | CHWH - ASME/Fired Water Heater | HWSD - Hot Water Dom/Potable | 3/31/2026
Meridian Gardens | 4515 38th St | Columbus | NE | 68601-1609 | Platte | NE24098 | Active | 155228 | 1104M001610 | 2011 | AO SMITH | FT - Firetube Boiler | HWSD - Hot Water Dom/Potable | 3/31/2026
SALLYMAE'S CAFE | 4515 N 30th St | Omaha | NE | 68111-2308 | Douglas | NE21648 | Exempt 1999 LB-66 |  | 0887401137 | 1987 | RUUD | AHWH - ANSI/Fired Water Htr | HWSD - Hot Water Dom/Potable | 6/30/2000
Wenzl Collision Center | 4515 N 62nd St | Lincoln | NE | 68507-1218 | Lancaster | NE04475 | Active | N/A | N/A | 1986 | Peerless | CI - Cast Iron | HWHF - Hot Water Heat-Floor | 3/31/2026
UNL BUILDING | 4515 S 36th St | Lincoln | NE | 68516-1006 | LANCASTER | NE03641 | Inactive | 31094 |  | 1975 | CLEAVER BROOKS | FT - Firetube Boiler | PROC - Process Steam | 4/30/1994
South High School | 4519 S 24th St | Omaha | NE | 68107-1817 | Douglas | NE23157 | Scrapped/Junked | 79131 |  | 1996 | WELBILT | FT - Firetube Boiler | 0021 - Steam Supp Cooker/Kettle | 12/31/2005
South High School | 4519 S 24th St | Omaha | NE | 68107-1817 | Douglas | NE34369 | Scrapped/Junked | n/a | R-1586 | 1980 | Kewanee | FTSM - FTS Marine Dry Back | STHT - Steam-Heat | 12/31/2020
South High School | 4519 S 24th St | Omaha | NE | 68107-1817 | Douglas | NE34370 | Scrapped/Junked | 33670 | R-1628 | 1980 | Kewanee | FTSM - FTS Marine Dry Back | STHT - Steam-Heat | 12/31/2020
South High School | 4519 S 24th St | Omaha | NE | 68107-1817 | Douglas | NE34371 | Scrapped/Junked | 33889 | R-1909 | 1980 | Kewanee | FTSM - FTS Marine Dry Back | STHT - Steam-Heat | 12/31/2020
South High School | 4519 S 24th St | Omaha | NE | 68107-1817 | Douglas | NE34372 | Scrapped/Junked | 33861 | R-2330 | 1980 | Kewanee | FTFB - Firetube-Firebox Boiler | STHT - Steam-Heat | 12/31/2020
South High School | 4519 S 24th St | Omaha | NE | 68107-1817 | Douglas | NE43276 | Active | 20784 | 21F-8692 | 2021 | Aldrich | FTVT - Firetube Vertical TB | HWHT - Hot Water Heat | 12/31/2026
South High School | 4519 S 24th St | Omaha | NE | 68107-1817 | Douglas | NE43277 | Active | 20720 | 21F-8628 | 2021 | Aldrich | FTVT - Firetube Vertical TB | HWHT - Hot Water Heat | 12/31/2026
South High School | 4519 S 24th St | Omaha | NE | 68107-1817 | Douglas | NE43278 | Active | 20718 | 21F-8626 | 2021 | Aldrich | FTVT - Firetube Vertical TB | HWHT - Hot Water Heat | 12/31/2026
South High School | 4519 S 24th St | Omaha | NE | 68107-1817 | Douglas | NE43279 | Active | 20786 | 21F-8694 | 2021 | Aldrich | FTVT - Firetube Vertical TB | HWHT - Hot Water Heat | 12/31/2026
South High School | 4519 S 24th St | Omaha | NE | 68107-1817 | Douglas | NE43280 | Active | 20782 | 21F-8690 | 2021 | Aldrich | FTVT - Firetube Vertical TB | HWHT - Hot Water Heat | 12/31/2026
South High School | 4519 S 24th St | Omaha | NE | 68107-1817 | Douglas | NE43281 | Active | 20780 | 21F-8688 | 2021 | Aldrich | FTVT - Firetube Vertical TB | HWHT - Hot Water Heat | 12/31/2026
South High School | 4519 S 24th St | Omaha | NE | 68107-1817 | Douglas | NE43282 | Active | 20779 | 21F-8687 | 2021 | Aldrich | FTVT - Firetube Vertical TB | HWHT - Hot Water Heat | 12/31/2026
VILLA VINEE APARTMENTS | 452 S 78th St | Omaha | NE | 68114-4596 | Douglas | NE22993 | Exempt 1999 LB-66 |  | ML92-0254563880 | 1992 | AO SMITH | AHWH - ANSI/Fired Water Htr | HWSD - Hot Water Dom/Potable | 4/30/2000
Dave's Dry Cleaning | 452 S Lincoln St | West Point | NE | 68788-2208 | Cuming | NE08813 | Scrapped/Junked | 63210 | LG01-1060240-966 | 2001 | AO SMITH | CHWH - ASME/Fired Water Heater | HWSD - Hot Water Dom/Potable | 2/28/2013
Dave's Dry Cleaning | 452 S Lincoln St | West Point | NE | 68788-2208 | Cuming | NE22030 | Scrapped/Junked | 164466 | 164466 | 2011 | AO SMITH | CHWH - ASME/Fired Water Heater | HWSD - Hot Water Dom/Potable | 3/31/2023
Dave's Dry Cleaning | 452 S Lincoln St | West Point | NE | 68788-2208 | Cuming | NE30437 | Inactive | 16830 | 57071 | 1983 | Bryan | WT - Water Tube Boiler | PROC - Process Steam | 3/31/2024
Dave's Dry Cleaning | 452 S Lincoln St | West Point | NE | 68788-2208 | Cuming | NE30466 | Scrapped/Junked | 10705 |  | 1990 | AO SMITH | WTHW - Watertube Wtr Heater | HWSP - Hot Water Non Potable Supply | 10/31/2001
Hastings Utilities - Gerald Whelan | 4520 E South St | Hastings | NE | 68901-8363 | Adams | NE05157 | Active | NB-22647 | Ser# 19577 | 1979 | Combustion Eng | WT - Water Tube Boiler | POWR - Power Generation | 5/31/2025
Hastings Utilities - Gerald Whelan | 4520 E South St | Hastings | NE | 68901-8363 | Adams | NE05158 | Active | 1826 | Ser# 2D1869 | 1979 | Nebraska Boiler | WT - Water Tube Boiler | BSUP - Bldg Heat & Process | 2/28/2026
Hastings Utilities - Gerald Whelan | 4520 E South St | Hastings | NE | 68901-8363 | Adams | NE11343 | Scrapped/Junked | 44245 | Ser.# 253946 | 1979 | Patterson Kelley | ELWH - Electric Water Heater | HWSD - Hot Water Dom/Potable | 10/31/2012
Hastings Utilities - Gerald Whelan | 4520 E South St | Hastings | NE | 68901-8363 | Adams | NE23297 | Active | 00 | Ser#78-H-261-5 | 1978 | Yuba | SHTB - Shell/Tube Htexchngr | FDHT - Feedwater Heater | 5/31/2026
Whelan Energy Center | 4520 E South St | Hastings | NE | 68901-8363 | Adams | NE17553 | Out of Service | 66789 | 95636 | 1988 | Cleaver Brooks | FTHT - Firetube Horizontal | HWSP - Hot Water Non Potable Supply | 5/31/2011
Whelan Energy Center | 4520 E South St | Hastings | NE | 68901-8363 | Adams | NE43314 | Active | 67482 | 41941 | 2023 | Electro Industries | ELWH - Electric Water Heater | GLFH - Glycol Floor Heat System | 4/30/2026
Public Power Generation | 4520 E South St | Hastings | NE | 68901-8363 | Adams | NE19828 | Active | NB-25374 | 334-0656 | 2010 | Babcock & Wilcox | WT - Water Tube Boiler | POWR - Power Generation | 10/31/2026
JUVENILE DETENTION CENTER | 4520 W Stanton St | Lincoln | NE | 68524-1772 | LANCASTER | NE05787 | Exempt 1999 LB-66 |  | 602941 | 1996 | AO SMITH | AHWH - ANSI/Fired Water Htr | HWSD - Hot Water Dom/Potable | 2/28/1999
VACANT BLDG | 4520 W Stanton St | Lincoln | NE | 68524-1772 | LANCASTER | NE14798 | Inactive |  |  | 1980 | PEERLESS HEATER COMPANY |  | STHT - Steam-Heat | 2/28/2003
Gerhold Concrete | 4521 Howard Blvd | Columbus | NE | 68601-2980 | Platte | NE05165 | Active | 385 | 93-385 | 1993 | Sioux Steam | COBL - Coil Type Boiler | HWSP - Hot Water Non Potable Supply | 4/30/2025
Gerhold Concrete | 4521 Howard Blvd | Columbus | NE | 68601-2980 | Platte | NE05199 | Active | 384 | 93-384 | 1993 | Sioux Steam | COBL - Coil Type Boiler | HWSP - Hot Water Non Potable Supply | 4/30/2026
Gerhold Concrete | 4521 Howard Blvd | Columbus | NE | 68601-2980 | Platte | NE34228 | Out of Service | 507 | 412158A | 1965 | Kewannee | FTFB - Firetube-Firebox Boiler | PROC - Process Steam | 3/31/2011
Sheridan Place | 4521 Leavenworth St | Omaha | NE | 68106-1490 | Douglas | NE08572 | Inactive | 3597 | LPE1635305 | 1996 | Hurst | FT - Firetube Boiler | HWHT - Hot Water Heat | 12/31/2019
Autographix | 4522 S 108th St | Omaha | NE | 68137-1204 | Douglas | NE42093 | Out of Service | 132689 | 132689 | 2022 | Reimers | ELBL - Electric Boiler | PROC - Process Steam | 1/31/2024
DAVE LOFFELMACHER | 4527 Decatur St Apt 9 | Omaha | NE | 68104-5155 | Douglas | NE30202 | Inactive |  | SRN6013.30 | 1906 | J.I. CASE | FT - Firetube Boiler | 0024 - Antique Steam Tractor | 7/31/1992
Apartment Building | 4529 Holdrege St | Lincoln | NE | 68503-1464 | Lancaster | NE24249 | Exempt | n/a | n/a | 1930 | Unknown | CI - Cast Iron | HWHT - Hot Water Heat | 10/31/2011
Christ United Methodist | 4530 A St | Lincoln | NE | 68510-4818 | Lancaster | NE14524 | Out of Service | n/a | 211-6213 | 1982 | Peerless | CI - Cast Iron | HWHT - Hot Water Heat | 12/31/2014
Christ United Methodist | 4530 A St | Lincoln | NE | 68510-4818 | Lancaster | NE14525 | Out of Service | n/a | 211-6212 | 1982 | Peerless | CI - Cast Iron | HWHT - Hot Water Heat | 12/31/2014
Christ United Methodist | 4530 A St | Lincoln | NE | 68510-4818 | Lancaster | NE25246 | Active | 117027 | PG60.13.1616 | 2009 | Lochinvar | FTVT - Firetube Vertical TB | GLYC - Glycol Bldg Heat Sys | 12/31/2025
Christ United Methodist | 4530 A St | Lincoln | NE | 68510-4818 | Lancaster | NE25247 | Active | 117026 | PG60.13.1615 | 2009 | Lochinvar | FTVT - Firetube Vertical TB | GLYC - Glycol Bldg Heat Sys | 12/31/2025
Christ United Methodist | 4530 A St | Lincoln | NE | 68510-4818 | Lancaster | NE40354 | Active | 9901 | 98E-7327 | 1998 | ALES | FTVT - Firetube Vertical TB | HWHT - Hot Water Heat | 12/31/2025
Christ United Methodist | 4530 A St | Lincoln | NE | 68510-4818 | Lancaster | NE40355 | Active | 9902 | 98E-7328 | 1998 | ALES | FTVT - Firetube Vertical TB | HWHT - Hot Water Heat | 12/31/2025
Christ United Methodist | 4530 A St | Lincoln | NE | 68510-4818 | Lancaster | NE40356 | Exempt 1999 LB-66 |  | SE0834518 | 1998 | RECO | AHWH - ANSI/Fired Water Htr | HWSD - Hot Water Dom/Potable | 12/31/1999
Temple Baptist Church-BMIC#494332 | 4530 N 85th St | Omaha | NE | 68134-3125 | Douglas | NE12845 | Active | N/A | 0050B-3410 | 1962 | Peerless | CI - Cast Iron | HWHT - Hot Water Heat | 9/30/2026
Tranquility Apartments | 4541 Tranquility Dr | Lincoln | NE | 68504-1331 | Lancaster | NE08179 | Scrapped/Junked | 70533 | 70536 | 2002 | AOSM | CHWH - ASME/Fired Water Heater | HWSD - Hot Water Dom/Potable | 4/30/2015
Tranquility Apartments | 4541 Tranquility Dr | Lincoln | NE | 68504-1331 | Lancaster | NE25731 | Scrapped/Junked | 201165 | 201165 | 2015 | AOSM | CHWH - ASME/Fired Water Heater | HWSD - Hot Water Dom/Potable | 4/30/2022
Tranquility Apartments | 4541 Tranquility Dr | Lincoln | NE | 68504-1331 | Lancaster | NE41515 | Active | 266880 | 266880 | 2020 | AOSM | CHWH - ASME/Fired Water Heater | HWSD - Hot Water Dom/Potable | 4/30/2027
Child Saving Institute | 4545 Dodge St | Omaha | NE | 68132-3232 | Douglas | NE43060 | Active | 336 | 22-HE003442822 | 2022 | Riello | WTSS - Watertube SS Steel | HWHT - Hot Water Heat | 2/28/2026
Child Saving Institute | 4545 Dodge St | Omaha | NE | 68132-3232 | Douglas | NE43061 | Active | 356 | 22-HE003642822 | 2022 | Riello | WTSS - Watertube SS Steel | HWHT - Hot Water Heat | 2/28/2026
Child Saving Institute | 4545 Dodge St | Omaha | NE | 68132-3232 | Douglas | NE43062 | Active | 128 | 22-HE001372622 | 2022 | Riello | WTSS - Watertube SS Steel | HWHT - Hot Water Heat | 2/28/2026
Child Saving Institute | 4545 Dodge St | Omaha | NE | 68132-3232 | Douglas | NE43063 | Active | 400 | 22-HE004082822 | 2022 | Riello | WTSS - Watertube SS Steel | HWHT - Hot Water Heat | 2/28/2026
Child Saving Institute | 4545 Dodge St | Omaha | NE | 68132-3232 | Douglas | NE43064 | Active | 402 | 22-HE004102822 | 2022 | Riello | WTSS - Watertube SS Steel | HWHT - Hot Water Heat | 2/28/2026
Child Saving Institute | 4545 Dodge St | Omaha | NE | 68132-3232 | Douglas | NE43065 | Active | 403 | 22-HE004112822 | 2022 | Riello | WTSS - Watertube SS Steel | HWHT - Hot Water Heat | 2/28/2026
Iron Bluff Elementary | 4545 George B. Lake Parkway | Elkhorn | NE | 68022 | Douglas | NE43584 | Active | 315706 | 315706 | 2024 | AO SMITH | CHWH - ASME/Fired Water Heater | HWSD - Hot Water Dom/Potable | 8/31/2025
Iron Bluff Elementary | 4545 George B. Lake Parkway | Elkhorn | NE | 68022 | Douglas | NE43585 | Active | 327281 | 327281 | 2024 | AO SMITH | CHWH - ASME/Fired Water Heater | HWSD - Hot Water Dom/Potable | 8/31/2025
Lincoln Children's Theatre Academy | 4547 Calvert St | Lincoln | NE | 68506-5643 | Lancaster | NE25396 | Active | 317007 | J14H10317007 | 2014 | Lochinvar | CPFT - Horiz Cpr Fin Boiler | HWHT - Hot Water Heat | 3/31/2026
CHI Center | 455 N 10th St | Omaha | NE | 68102-1151 | Douglas | NE12002 | Scrapped/Junked | 97094 | Y97094 | 2002 | AO Smith | CHWH - ASME/Fired Water Heater | HWSD - Hot Water Dom/Potable | 9/30/2020
CenturyLink Center | 455 N 10th St | Omaha | NE | 68102-1151 | Douglas | NE10230 | Inactive | 199422 | C08199422 | 2008 | PENT | CPFH - Copper Fin Water Heater | IPHT - Indoor Pool Heater | 7/31/2017
CenturyLink Center | 455 N 10th St | Omaha | NE | 68102-1151 | Douglas | NE10231 | Inactive | 19944 | C08199421 | 2008 | PENT | CPFH - Copper Fin Water Heater | IPHT - Indoor Pool Heater | 7/31/2017
CenturyLink Center | 455 N 10th St | Omaha | NE | 68102-1151 | Douglas | NE10232 | Inactive | 199420 | C08199420 | 2008 | PENT | CPFH - Copper Fin Water Heater | IPHT - Indoor Pool Heater | 7/31/2017
Hampton Public School | 458 5th St | Hampton | NE | 68843-9211 | Hamilton | NE27067 | Active | 72858 | F003194 | 2017 | PVI Industries | CHWH - ASME/Fired Water Heater | HWSD - Hot Water Dom/Potable | 9/30/2025
Hampton Public School | 458 5th St | Hampton | NE | 68843-9211 | Hamilton | NE27068 | Active | 74082 | F002982 | 2017 | PVI Industries | CHWH - ASME/Fired Water Heater | HWSD - Hot Water Dom/Potable | 9/30/2025
Hampton Public School | 458 5th St | Hampton | NE | 68843-9211 | Hamilton | NE34405 | Scrapped/Junked | 9999 | 07127 | 1972 | Kewanee | FTFB - Firetube-Firebox Boiler | HWHT - Hot Water Heat | 10/31/2015
Hampton Public School | 458 5th St | Hampton | NE | 68843-9211 | Hamilton | NE34406 | Scrapped/Junked | 9999 | 07125 | 1972 | Kewanee | FTFB - Firetube-Firebox Boiler | HWHT - Hot Water Heat | 10/31/2015
Hampton Public School | 458 5th St | Hampton | NE | 68843-9211 | Hamilton | NE37071 | Scrapped/Junked |  |  | 1972 | DAYN | AHWH - ANSI/Fired Water Htr | HWSD - Hot Water Dom/Potable | 10/31/2005
Hampton Public School | 458 5th St | Hampton | NE | 68843-9211 | Hamilton | NE44108 | Active | 476467 | 24.PG120.05.00630 | 2024 | AIC GDYNIA | FTSS - Firetube Stainless Steel | HWHT - Hot Water Heat | 9/30/2025
Hampton Public School | 458 5th St | Hampton | NE | 68843-9211 | Hamilton | NE44109 | Active | 461969 | 24.PG120.05.00377 | 2024 | AIC GDYNIA | FTSS - Firetube Stainless Steel | HWHT - Hot Water Heat | 9/30/2025
RICHARD YOUNG HOSPITAL | 4600 17th Ave | Kearney | NE | 68845-8265 | BUFFALO | NE21331 | Scrapped/Junked | 72137 |  | 1996 | RHEEM MANUFACTURING CO | CHWH - ASME/Fired Water Heater | HWSD - Hot Water Dom/Potable | 7/31/1999
RICHARD YOUNG HOSPITAL | 4600 17th Ave | Kearney | NE | 68845-8265 | BUFFALO | NE35503 | Inactive |  | 88556036 | 1986 | PVI INDUSTRIES | CHWH - ASME/Fired Water Heater | HWSD - Hot Water Dom/Potable | 6/30/1997
RICHARD YOUNG HOSPITAL | 4600 17th Ave | Kearney | NE | 68845-8265 | BUFFALO | NE40792 | Scrapped/Junked |  |  | 1999 | RHEEM MANUFACTURING CO | CHWH - ASME/Fired Water Heater | HWSD - Hot Water Dom/Potable | 7/31/2000
Columbus Community Hospital | 4600 38th St | Columbus | NE | 68601-1664 | Platte | NE08885 | Active | 14572 | 14572 | 2000 | SUPR | FTWB - FTS Marine Wet Back | BSUP - Bldg Heat & Process | 9/30/2026
Columbus Community Hospital | 4600 38th St | Columbus | NE | 68601-1664 | Platte | NE08886 | Active | 14571 | 14571 | 2000 | SUPR | FTWB - FTS Marine Wet Back | BSUP - Bldg Heat & Process | 9/30/2026
Columbus Community Hospital | 4600 38th St | Columbus | NE | 68601-1664 | Platte | NE08887 | Active | 14570 | 14570 | 2000 | SUPR | FTWB - FTS Marine Wet Back | BSUP - Bldg Heat & Process | 9/30/2026
Goodrich Middle School | 4600 Lewis Ave | Lincoln | NE | 68521-2080 | Lancaster | NE05430 | Scrapped/Junked |  | 0000000800 | 1992 | RUUD | AHWH - ANSI/Fired Water Htr | HWSD - Hot Water Dom/Potable | 6/30/2000
Goodrich Middle School | 4600 Lewis Ave | Lincoln | NE | 68521-2080 | Lancaster | NE32353 | Scrapped/Junked |  | N8891 | 1969 | KEWANEE | FT - Firetube Boiler | HWHT - Hot Water Heat | 2/28/2007
Goodrich Middle School | 4600 Lewis Ave | Lincoln | NE | 68521-2080 | Lancaster | NE32354 | Scrapped/Junked |  | N-9312 | 1969 | KEWANEE | FT - Firetube Boiler | HWHT - Hot Water Heat | 2/28/2007
Goodrich Middle School | 4600 Lewis Ave | Lincoln | NE | 68521-2080 | Lancaster | NE33592 | Scrapped/Junked |  | 00000N2751 | 1969 | KEWANEE | FT - Firetube Boiler | STHT - Steam-Heat | 6/30/2001
Lincoln Family Medicine | 4600 Valley Rd | Lincoln | NE | 68510-4855 | Lancaster | NE05657 | Active | 48091 | 99431 | 1996 | Kewanee | FTFB - Firetube-Firebox Boiler | GLYC - Glycol Bldg Heat Sys | 10/31/2026
Lincoln Family Medicine | 4600 Valley Rd | Lincoln | NE | 68510-4855 | Lancaster | NE05662 | Scrapped/Junked | 47523 | 720PL7647523 | 1976 | AO SMITH | COBL - Coil Type Boiler | HWSD - Hot Water Dom/Potable | 9/30/2005
Lincoln Family Medicine | 4600 Valley Rd | Lincoln | NE | 68510-4855 | Lancaster | NE05668 | Active | 48002 | 99675 | 1996 | Kewanee | FTFB - Firetube-Firebox Boiler | GLYC - Glycol Bldg Heat Sys | 10/31/2026
Lincoln Family Medicine | 4600 Valley Rd | Lincoln | NE | 68510-4855 | Lancaster | NE06993 | Active | 15117 | 06F-3024 | 2006 | Aldrich | FTVT - Firetube Vertical TB | HWHT - Hot Water Heat | 10/31/2026
Catalyst Court | 4601 Catalyst Ct | Omaha | NE | 68106 | Douglas | NE43083 | Active | 1936 | 23145 | 2023 | Fulton | FTVT - Firetube Vertical TB | HWHT - Hot Water Heat | 2/28/2026
Catalyst Court | 4601 Catalyst Ct | Omaha | NE | 68106 | Douglas | NE43084 | Active | 1934 | 23129 | 2023 | Fulton | FTVT - Firetube Vertical TB | HWHT - Hot Water Heat | 2/28/2026
Omaha Steel Castings | 4601 Farnam St | Omaha | NE | 68132-3222 | Douglas | NE37666 | Out of Service | n/a | G-1261 | 1988 | PEERLESS HEATER COMPANY | CI - Cast Iron | STHT - Steam-Heat | 11/30/2012
Southwest Plaza | 4601 S 50th St | Omaha | NE | 68117-1355 | Douglas | NE20372 | Active | 133654 | 9609133654 | 1996 | Raypak | CPFT - Horiz Cpr Fin Boiler | HWHT - Hot Water Heat | 3/31/2026
Southwest Plaza | 4601 S 50th St | Omaha | NE | 68117-1355 | Douglas | NE20373 | Active | 133653 | 9609133653 | 1996 | Raypak | CPFT - Horiz Cpr Fin Boiler | HWHT - Hot Water Heat | 3/31/2026
Cass Street Apartments | 4602 Cass St | Omaha | NE | 68132-3033 | Douglas | NE07342 | Scrapped/Junked |  | 1737 | 2000 | KEWA | FT - Firetube Boiler | HWHT - Hot Water Heat | 2/28/2009
Cass Street Apartments | 4602 Cass St | Omaha | NE | 68132-3033 | Douglas | NE16053 | Active | n/a | 64505231 | 2002 | Burnham | CI - Cast Iron | HWHT - Hot Water Heat | 1/31/2019
Cass Street Apartments | 4602 Cass St | Omaha | NE | 68132-3033 | Douglas | NE16699 | Scrapped/Junked | 25500 | HK9837040 | 1991 | LOCHINVAR | CHWH - ASME/Fired Water Heater | HWSD - Hot Water Dom/Potable | 3/31/2008
MAX I WALKERS | 4602 Cuming St | Omaha | NE | 68132-2322 | Douglas | NE05365 | Exempt 1999 LB-66 |  | 0195G01819 | 1995 | VANGUARD | AHWH - ANSI/Fired Water Htr | HWSD - Hot Water Dom/Potable | 3/31/2000
MAX I WALKERS | 4602 Cuming St | Omaha | NE | 68132-2322 | Douglas | NE05800 | Exempt 1999 LB-66 |  | 0497G01237 | 1997 | VANGUARD | AHWH - ANSI/Fired Water Htr | HWSD - Hot Water Dom/Potable | 3/31/2000
PepsiCo Inc | 4603 S 72nd St | Omaha | NE | 68127-1804 | Douglas | NE00129 | Scrapped/Junked | 89200 | 1190117200 | 1987 | RAYP | CPFT - Horiz Cpr Fin Boiler | HWSP - Hot Water Non Potable Supply | 2/28/2008
PepsiCo Inc | 4603 S 72nd St | Omaha | NE | 68127-1804 | Douglas | NE04777 | Scrapped/Junked | 6506 | 98894 | 1987 | Sellers Engineering | FTSM - FTS Marine Dry Back | HWSP - Hot Water Non Potable Supply | 2/28/2013
PepsiCo Inc | 4603 S 72nd St | Omaha | NE | 68127-1804 | Douglas | NE05796 | Scrapped/Junked | 145365 | 9712145365 | 1994 | RAYP | CPFT - Horiz Cpr Fin Boiler | HWSP - Hot Water Non Potable Supply | 2/28/2009
PepsiCo Inc | 4603 S 72nd St | Omaha | NE | 68127-1804 | Douglas | NE17349 | Scrapped/Junked | 103929 |  | 1992 | RAYPAK INC, CALIFORNIA | WT - Water Tube Boiler | HWSP - Hot Water Non Potable Supply | 3/31/2000
PepsiCo Inc | 4603 S 72nd St | Omaha | NE | 68127-1804 | Douglas | NE32935 | Scrapped/Junked | 35 | C-271-78 | 1985 | TRIS | WT - Water Tube Boiler | HWSP - Hot Water Non Potable Supply | 2/28/2010
Sparks Computerized Car Care | 4606 S 84th St | Omaha | NE | 68127-1713 | Douglas | NE16036 | Active | 94258 | 09TI-40828 | 2008 | GIANNONI | WT - Water Tube Boiler | HWFG - Hotwater Heat Floor-Glycl | 12/31/2025
Morton Middle School | 4606 Terrace Dr | Omaha | NE | 68134-3062 | Douglas | NE31174 | Scrapped/Junked | n/a | M8553 | 1964 | Kewanee | FTFB - Firetube-Firebox Boiler | STHT - Steam-Heat | 12/31/2022
Morton Middle School | 4606 Terrace Dr | Omaha | NE | 68134-3062 | Douglas | NE31175 | Scrapped/Junked | n/a | M8552 | 1964 | Kewanee | FTFB - Firetube-Firebox Boiler | STHT - Steam-Heat | 12/31/2022
Morton Middle School | 4606 Terrace Dr | Omaha | NE | 68134-3062 | Douglas | NE41927 | Active | 289225 | 2150127506212 | 2021 | AO SMITH | CHWH - ASME/Fired Water Heater | HWSD - Hot Water Dom/Potable | 12/31/2025
Morton Middle School | 4606 Terrace Dr | Omaha | NE | 68134-3062 | Douglas | NE41928 | Active | 282451 | 2121124480972 | 2021 | AO SMITH | CHWH - ASME/Fired Water Heater | HWSD - Hot Water Dom/Potable | 12/31/2025
Morton Middle School | 4606 Terrace Dr | Omaha | NE | 68134-3062 | Douglas | NE41929 | Active | 20939 | F8847 | 2022 | Aldrich | FTSM - FTS Marine Dry Back | STHT - Steam-Heat | 12/31/2025
Morton Middle School | 4606 Terrace Dr | Omaha | NE | 68134-3062 | Douglas | NE41930 | Active | 20944 | F8852 | 2022 | Aldrich | FTSM - FTS Marine Dry Back | STHT - Steam-Heat | 12/31/2025
QWEST COMMUNICATIONS | 4608 N 30th St | Omaha | NE | 68111-2311 | Douglas | NE11465 | Inactive |  | 0000101867 | 1946 | PACIFIC | FT - Firetube Boiler | HWHT - Hot Water Heat | 8/31/1998
Vireo Resources | 461 E Wiles Rd | Plattsmouth | NE | 68048-8506 | Cass | NE42374 | Active | 11173 | 24804 | 2022 | Vapor Corp | WT - Water Tube Boiler | HWSP - Hot Water Non Potable Supply | 7/31/2024
Sunrise Middle School | 4611 Avenue N | Kearney | NE | 68847-8160 | Buffalo | NE20493 | Scrapped/Junked | 8519 | 95E5411 | 1995 | ALES | FTVT - Firetube Vertical TB | HWHT - Hot Water Heat | 12/31/2018
Sunrise Middle School | 4611 Avenue N | Kearney | NE | 68847-8160 | Buffalo | NE20494 | Scrapped/Junked | 8520 | 95E5412 | 1995 | ALES | FTVT - Firetube Vertical TB | HWHT - Hot Water Heat | 12/31/2018
Sunrise Middle School | 4611 Avenue N | Kearney | NE | 68847-8160 | Buffalo | NE21480 | Scrapped/Junked | 51224 | 51224 | 1996 | Market Forge | FTSO - Ft Shell/No Tubes | 0021 - Steam Supp Cooker/Kettle | 12/31/2025
Sunrise Middle School | 4611 Avenue N | Kearney | NE | 68847-8160 | Buffalo | NE27528 | Active | 322691 | 1819110300840 | 2018 | Lochinvar | FTSS - Firetube Stainless Steel | HWSD - Hot Water Dom/Potable | 12/31/2026
Sunrise Middle School | 4611 Avenue N | Kearney | NE | 68847-8160 | Buffalo | NE27529 | Active | 321207 | 1825110846486 | 2018 | Lochinvar | FTSS - Firetube Stainless Steel | HWHT - Hot Water Heat | 12/31/2026
Sunrise Middle School | 4611 Avenue N | Kearney | NE | 68847-8160 | Buffalo | NE27530 | Active | 321650 | 1825110848228 | 2018 | Lochinvar | FTSS - Firetube Stainless Steel | HWHT - Hot Water Heat | 12/31/2026
Apartment Building - GP | 4611 Cooper Ave | Lincoln | NE | 68506-4230 | Lancaster | NE06097 | Scrapped/Junked | N/A | 4BNJN | 1965 | AMST | CI - Cast Iron | HWHT - Hot Water Heat | 4/30/2011
Apartment Building - GP | 4611 Cooper Ave | Lincoln | NE | 68506-4230 | Lancaster | NE21458 | Active | 235683 | H1100235683 | 2011 | Lochinvar | CPFT - Horiz Cpr Fin Boiler | HWHT - Hot Water Heat | 2/28/2026
RTG Medical | 4611 E 22nd St | Fremont | NE | 68025 | Dodge | NE41564 | Active | 221013 | F017510 | 2021 | PVI Industries | CHWH - ASME/Fired Water Heater | HWSD - Hot Water Dom/Potable | 4/30/2025
RTG Medical | 4611 E 22nd St | Fremont | NE | 68025 | Dodge | NE41565 | Active | 370879 | 21370879 | 2021 | Lochinvar | FTVT - Firetube Vertical TB | HWHT - Hot Water Heat | 4/30/2025
RTG Medical | 4611 E 22nd St | Fremont | NE | 68025 | Dodge | NE41566 | Active | 370883 | 21370883 | 2021 | Lochinvar | FTVT - Firetube Vertical TB | HWHT - Hot Water Heat | 4/30/2025
Omaha Industries | 4611 W Adams St | Lincoln | NE | 68524-1444 | Lancaster | NE15815 | Inactive | 27829 |  | 1989 | BRYAN STEAM LLC | WT - Water Tube Boiler | PROC - Process Steam | 5/31/1995
Omaha Industries | 4611 W Adams St | Lincoln | NE | 68524-1444 | Lancaster | NE15874 | Out of Service | 12781 | N/A | 1995 | Superior Boilerworks | FTSM - FTS Marine Dry Back | PROC - Process Steam | 7/31/2009
Omaha Industries | 4611 W Adams St | Lincoln | NE | 68524-1444 | Lancaster | NE43899 | Active | 23883 | 26738 | 2025 | Cleaver Brooks | FTHT - Firetube Horizontal | PROC - Process Steam | 2/28/2026
Nebraskaland Bank | 4615 2nd Ave | Kearney | NE | 68847-2415 | Buffalo | NE26152 | Active | 324413 | K14H10324413 | 2014 | Lochinvar | FT - Firetube Boiler | GLYC - Glycol Bldg Heat Sys | 11/30/2026
Nebraskaland Bank | 4615 2nd Ave | Kearney | NE | 68847-2415 | Buffalo | NE26153 | Active | 324414 | K14H10324414 | 2014 | Lochinvar | FT - Firetube Boiler | GLYC - Glycol Bldg Heat Sys | 11/30/2026
Lumen | 4615 Izard St | Omaha | NE | 68132-2327 | Douglas | NE11466 | Scrapped/Junked |  |  | 1958 | KEWANEE | FT - Firetube Boiler | HWHT - Hot Water Heat | 8/31/1999
Lumen | 4615 Izard St | Omaha | NE | 68132-2327 | Douglas | NE25523 | Active | 10357 | 99E-7988 | 1999 | ALES | FTVT - Firetube Vertical TB | HWHT - Hot Water Heat | 9/30/2026
Lumen | 4615 Izard St | Omaha | NE | 68132-2327 | Douglas | NE25524 | Active | 10360 | 99E-7998 | 1999 | ALES | FTVT - Firetube Vertical TB | HWHT - Hot Water Heat | 9/30/2026
Vasa Fitness | 4615 Vine St | Lincoln | NE | 68503-2824 | Lancaster | NE42950 | Active | 352261 | 22.POOL.268.00178 | 2022 | Raypak | CPPH - Ansi Cpr Fin Pool Heater | IPHT - Indoor Pool Heater | 11/30/2026
Vasa Fitness | 4615 Vine St | Lincoln | NE | 68503-2824 | Lancaster | NE42951 | Active | 357419 | 22.POOL.268.00226 | 2022 | Raypak | CPPH - Ansi Cpr Fin Pool Heater | IPHT - Indoor Pool Heater | 11/30/2026
Omaha Chinese Christian Church | 4618 S 139th St | Omaha | NE | 68137-4500 | Douglas | NE05208 | Scrapped/Junked | 21361 |  | 1993 | AO SMITH | CHWH - ASME/Fired Water Heater | HWSD - Hot Water Dom/Potable | 3/31/2003
Omaha Chinese Christian Church | 4618 S 139th St | Omaha | NE | 68137-4500 | Douglas | NE05209 | Out of Service | 22394 | LK93-0022394-880 | 1993 | AOSM | CHWH - ASME/Fired Water Heater | HWSD - Hot Water Dom/Potable | 3/31/2016
Omaha Chinese Christian Church | 4618 S 139th St | Omaha | NE | 68137-4500 | Douglas | NE25646 | Scrapped/Junked | 41287 |  | 1992 | MARKET FORGE INDUSTRIES | FT - Firetube Boiler | 0021 - Steam Supp Cooker/Kettle | 3/31/2003
Holiday Inn | 4619 S Lincoln Ave | York | NE | 68467-9488 | York | NE05764 | Scrapped/Junked |  | M8346701 | 1988 | STAT | AHWH - ANSI/Fired Water Htr | HWSD - Hot Water Dom/Potable | 1/31/2010
Holiday Inn | 4619 S Lincoln Ave | York | NE | 68467-9488 | York | NE05765 | Exempt 1999 LB-66 |  | 577871 | 1994 | STATE INDUSTRIES | AHWH - ANSI/Fired Water Htr | HWSD - Hot Water Dom/Potable | 1/31/1999
Holiday Inn | 4619 S Lincoln Ave | York | NE | 68467-9488 | York | NE05766 | Exempt 1999 LB-66 |  |  | 1997 | AO SMITH | AHWH - ANSI/Fired Water Htr | HWSD - Hot Water Dom/Potable | 1/31/1999
Holiday Inn | 4619 S Lincoln Ave | York | NE | 68467-9488 | York | NE05856 | Scrapped/Junked | 13 |  | 1998 | PUREX TRITON | WT - Water Tube Boiler | IPHT - Indoor Pool Heater | 4/30/2002
STATE DEPT OF CORRECTIONS | 4621 NW 45th St | Lincoln | NE | 68524-1724 | LANCASTER | NE23342 | Inactive | 49825 | 883151 | 1998 | KEWANEE | FT - Firetube Boiler | STHT - Steam-Heat | 4/30/2004
STATE DEPT OF CORRECTIONS | 4621 NW 45th St | Lincoln | NE | 68524-1724 | LANCASTER | NE37379 | Inactive | 18863 | 59192 | 1984 | BRYANT | WT - Water Tube Boiler | STHT - Steam-Heat | 4/30/2004
Station KPTM and KXVO | 4625 Farnam St | Omaha | NE | 68132-3222 | Douglas | NE24040 | Active | 0 | SN18572 | 1960 | Ajax | WT - Water Tube Boiler | HWHT - Hot Water Heat | 3/31/2026
Station KPTM and KXVO | 4625 Farnam St | Omaha | NE | 68132-3222 | Douglas | NE24041 | Active | 434399 | R0065 | 1973 | Kewanee | FT - Firetube Boiler | HWHT - Hot Water Heat | 3/31/2026
NEBRASKA BEEF RESTAURANT | 4629 S 108th St | Omaha | NE | 68137-1221 | Douglas | NE12844 | Scrapped/Junked | 30240 | F950441836930/30240 | 1995 | AO SMITH | CHWH - ASME/Fired Water Heater | HWSD - Hot Water Dom/Potable | 12/31/2005
Columbus Fire Station | 4630 Howard Blvd | Columbus | NE | 68601-2158 | Platte | NE28738 | Active | 122650 | 19.PGT400.113.0460 | 2019 | Lochinvar | FTVT - Firetube Vertical TB | GLFH - Glycol Floor Heat System | 2/28/2026
Columbus Fire Station | 4630 Howard Blvd | Columbus | NE | 68601-2158 | Platte | NE28739 | Active | 119552 | 19.PGT400.113.0456 | 2019 | Lochinvar | FTVT - Firetube Vertical TB | GLFH - Glycol Floor Heat System | 2/28/2026
Columbus Fire Station | 4630 Howard Blvd | Columbus | NE | 68601-2158 | Platte | NE28773 | Active | 122648 | PGT400.113.0458 | 2019 | Lochinvar | FTVT - Firetube Vertical TB | HWHT - Hot Water Heat | 2/28/2026
Columbus Fire Station | 4630 Howard Blvd | Columbus | NE | 68601-2158 | Platte | NE28774 | Active | 122647 | PGT400.113.0457 | 2019 | Lochinvar | FTVT - Firetube Vertical TB | HWHT - Hot Water Heat | 2/28/2026
24 Hour Fitness | 4640 S 59th St # 322 | Omaha | NE | 68117-1358 | Douglas | NE24735 | Scrapped/Junked |  | LC93-0019893880 | 1993 | A. O. Smith | AHWH - ANSI/Fired Water Htr | HWSD - Hot Water Dom/Potable | 2/28/2001
Food Bank for the Heartland | 4645 S 84th St | Omaha | NE | 68127-1712 | Douglas | NE06721 | Scrapped/Junked | 8934 | BZOK2792 | 2004 | HTPI | SSCO - SS Coil Boiler | HWSP - Hot Water Non Potable Supply | 3/31/2017
Food Bank for the Heartland | 4645 S 84th St | Omaha | NE | 68127-1712 | Douglas | NE43789 | Active | 375 | 22-HE003832822 | 2022 | Riello | WTSS - Watertube SS Steel | HWHT - Hot Water Heat | 10/31/2026
Food Bank for the Heartland | 4645 S 84th St | Omaha | NE | 68127-1712 | Douglas | NE43790 | Active | 374 | 22-HE003822822 | 2022 | Riello | WTSS - Watertube SS Steel | HWHT - Hot Water Heat | 10/31/2026
Food Bank for the Heartland | 4645 S 84th St | Omaha | NE | 68127-1712 | Douglas | NE43791 | Active | 368 | 22-HE003762822 | 2022 | Riello | WTSS - Watertube SS Steel | HWHT - Hot Water Heat | 10/31/2026
Licor Inc | 4647 Superior St | Lincoln | NE | 68504-1357 | Lancaster | NE00760 | Active | 3764 | 102-PX | 2000 | FULT | FTUT - Firetube U-Tube Vert | HWHT - Hot Water Heat | 2/28/2026
Licor Inc | 4647 Superior St | Lincoln | NE | 68504-1357 | Lancaster | NE00761 | Active | 3763 | 101-PY | 2000 | FULT | FTUT - Firetube U-Tube Vert | HWHT - Hot Water Heat | 2/28/2026
Licor Inc | 4647 Superior St | Lincoln | NE | 68504-1357 | Lancaster | NE23793 | Scrapped/Junked | None | 03.08-002871 | 2003 | Rinnai | CPFH - Copper Fin Water Heater | AHUH - Hot Water to Air Handler | 2/28/2014
Licor Inc | 4647 Superior St | Lincoln | NE | 68504-1357 | Lancaster | NE23794 | Scrapped/Junked | None | 03.07-2669 | 2003 | Rinnai | CPFH - Copper Fin Water Heater | AHUH - Hot Water to Air Handler | 2/28/2014
Licor Inc | 4647 Superior St | Lincoln | NE | 68504-1357 | Lancaster | NE23795 | Scrapped/Junked | None | 03.08-002906 | 2003 | Rinnai | CPFH - Copper Fin Water Heater | AHUH - Hot Water to Air Handler | 2/28/2014
Licor Inc | 4647 Superior St | Lincoln | NE | 68504-1357 | Lancaster | NE23796 | Scrapped/Junked | None | 03.08-002908 | 2003 | Rinnai | CPFH - Copper Fin Water Heater | AHUH - Hot Water to Air Handler | 2/28/2014
Licor Inc | 4647 Superior St | Lincoln | NE | 68504-1357 | Lancaster | NE23797 | Scrapped/Junked | None | 03.09-003196 | 2003 | Rinnai | CPFH - Copper Fin Water Heater | AHUH - Hot Water to Air Handler | 2/28/2018
Licor Inc | 4647 Superior St | Lincoln | NE | 68504-1357 | Lancaster | NE23798 | Scrapped/Junked | None | 03.08-002862 | 2003 | Rinnai | CPFH - Copper Fin Water Heater | AHUH - Hot Water to Air Handler | 2/28/2018
Licor Inc | 4647 Superior St | Lincoln | NE | 68504-1357 | Lancaster | NE23799 | Scrapped/Junked | None | 03.08-002781 | 2003 | Rinnai | CPFH - Copper Fin Water Heater | AHUH - Hot Water to Air Handler | 2/28/2018
Licor Inc | 4647 Superior St | Lincoln | NE | 68504-1357 | Lancaster | NE23800 | Scrapped/Junked | None | 03.08-002923 | 2003 | Rinnai | CPFH - Copper Fin Water Heater | AHUH - Hot Water to Air Handler | 2/28/2018
Licor Inc | 4647 Superior St | Lincoln | NE | 68504-1357 | Lancaster | NEW | Exempt | None | EF.CA-061700 | 2013 | Rinnai | CPFH - Copper Fin Water Heater | AHUH - Hot Water to Air Handler | 2/15/2018
Licor Inc | 4647 Superior St | Lincoln | NE | 68504-1357 | Lancaster | NEW | Exempt | None | Inaccessible | 2013 | Rinnai | CPFH - Copper Fin Water Heater | AHUH - Hot Water to Air Handler | 2/15/2018
Licor Inc | 4647 Superior St | Lincoln | NE | 68504-1357 | Lancaster | NEW | Exempt | None | Inaccessible | 2013 | Rinnai | CPFH - Copper Fin Water Heater | AHUH - Hot Water to Air Handler | 2/15/2018
Licor Inc | 4647 Superior St | Lincoln | NE | 68504-1357 | Lancaster | NEW | Exempt | None | Innaccessible | 2013 | Rinnai | CPFH - Copper Fin Water Heater | AHUH - Hot Water to Air Handler | 2/15/2018
Licor Inc | 4647 Superior St | Lincoln | NE | 68504-1357 | Lancaster | NEW | Exempt | None | Inaccessible | 2017 | Rinnai | CPFH - Copper Fin Water Heater | AHUH - Hot Water to Air Handler | 2/15/2018
Licor Inc | 4647 Superior St | Lincoln | NE | 68504-1357 | Lancaster | NEW | Exempt | None | Inaccessible | 2017 | Rinnai | CPFH - Copper Fin Water Heater | AHUH - Hot Water to Air Handler | 2/15/2018
Licor Inc | 4647 Superior St | Lincoln | NE | 68504-1357 | Lancaster | NEW | Exempt | None | Inaccessible | 2017 | Rinnai | CPFH - Copper Fin Water Heater | AHUH - Hot Water to Air Handler | 2/15/2018
Licor Inc | 4647 Superior St | Lincoln | NE | 68504-1357 | Lancaster | NEW | Exempt | None | Inaccessible | 2017 | Rinnai | CPFH - Copper Fin Water Heater | AHUH - Hot Water to Air Handler | 2/15/2018
Fairfield Inn & Suites | 465 Olson Dr | Papillion | NE | 68046 | Sarpy | NE25191 | Active | 190685 | 190685 | 2014 | AO SMITH | CHWH - ASME/Fired Water Heater | HWSD - Hot Water Dom/Potable | 9/30/2026
Fairfield Inn & Suites | 465 Olson Dr | Papillion | NE | 68046 | Sarpy | NE25192 | Active | 188600 | 188600 | 2014 | AO SMITH | CHWH - ASME/Fired Water Heater | HWSD - Hot Water Dom/Potable | 9/30/2026
Fairfield Inn & Suites | 465 Olson Dr | Papillion | NE | 68046 | Sarpy | NE25193 | Active | 190680 | 190680 | 2014 | AO SMITH | CHWH - ASME/Fired Water Heater | HWSD - Hot Water Dom/Potable | 9/30/2026
Fairfield Inn & Suites | 465 Olson Dr | Papillion | NE | 68046 | Sarpy | NE25194 | Active | 190698 | 190698 | 2014 | AO SMITH | CHWH - ASME/Fired Water Heater | HWSD - Hot Water Dom/Potable | 9/30/2026
Zion Lutheran School | 465 S Marian Rd | Hastings | NE | 68901-7401 | Adams | NE32856 | Inactive | n/a | 2807 | 1970 | Kewanee | FTFB - Firetube-Firebox Boiler | HWHT - Hot Water Heat | 1/31/2022
NORWEST BANK | 4650-4702 S 24TH ST | OMAHA | NE | 68107-1818 | Douglas | NE04688 | Inactive |  |  | 1963 | KEWANEE | FT - Firetube Boiler | HWHT - Hot Water Heat | 5/31/1992
James Skinner Baking Co | 4651 F St | Omaha | NE | 68117-1403 | Douglas | NE42079 | Active | 939 | 15915 | 2021 | Victory | FTHT - Firetube Horizontal | PROC - Process Steam | 8/31/2026
James Skinner Baking Co | 4651 F St | Omaha | NE | 68117-1403 | Douglas | NEW | Scrapped/Junked | N/A | 2132125630461 | 2021 | A O Smith | CHWH - ASME/Fired Water Heater | HWSD - Hot Water Dom/Potable | 12/31/2022
James Skinner Baking Co | 4651 F St | Omaha | NE | 68117-1403 | Douglas | NEW | Scrapped/Junked | N/A | 2132125630462 | 2021 | A O Smith | CHWH - ASME/Fired Water Heater | HWSD - Hot Water Dom/Potable | 12/31/2022
James Skinner Baking Co | 4657 G St | Omaha | NE | 68117-1410 | Douglas | NE01464 | Scrapped/Junked | 7068 | V86-150-335 | 1999 | HURS | FTVT - Firetube Vertical TB | PROC - Process Steam | 12/31/2010
James Skinner Baking Co | 4657 G St | Omaha | NE | 68117-1410 | Douglas | NE01465 | Scrapped/Junked | 7070 | V86-150-338 | 1999 | HURS | FTVT - Firetube Vertical TB | PROC - Process Steam | 12/31/2010
James Skinner Baking Co | 4657 G St | Omaha | NE | 68117-1410 | Douglas | NE01466 | Scrapped/Junked | 7012 | V86-150-328 | 1999 | HURS | FTVT - Firetube Vertical TB | PROC - Process Steam | 12/31/2017
James Skinner Baking Co | 4657 G St | Omaha | NE | 68117-1410 | Douglas | NE01467 | Scrapped/Junked | 6990 | V86-150-330 | 1999 | Hurst | FTVT - Firetube Vertical TB | PROC - Process Steam | 12/31/2010
James Skinner Baking Co | 4657 G St | Omaha | NE | 68117-1410 | Douglas | NE01468 | Scrapped/Junked | 6971 | V86-150-324 | 1999 | HURST BOILER & WELDING CO | FTVT - Firetube Vertical TB | PROC - Process Steam | 12/31/2007
James Skinner Baking Co | 4657 G St | Omaha | NE | 68117-1410 | Douglas | NE01469 | Exempt | 10965 |  | 1999 | PRECISION BOILERS | COWH - Coil Type Water Heater | HWSD - Hot Water Dom/Potable | 4/30/2002
James Skinner Baking Co | 4657 G St | Omaha | NE | 68117-1410 | Douglas | NE09322 | Active | 13139 | V86-150-504 | 2007 | HURST | FTVT - Firetube Vertical TB | PROC - Process Steam | 12/31/2025
James Skinner Baking Co | 4657 G St | Omaha | NE | 68117-1410 | Douglas | NE16042 | Active | 459 | pc300557 | 2003 | GTS Energy | COBL - Coil Type Boiler | 0022 - Oil Heater/HeatXfr | 12/31/2025
James Skinner Baking Co | 4657 G St | Omaha | NE | 68117-1410 | Douglas | NE19431 | Active | 16636 | V86-150-564 | 2010 | Hurst | FT - Firetube Boiler | PROC - Process Steam | 12/31/2025
James Skinner Baking Co | 4657 G St | Omaha | NE | 68117-1410 | Douglas | NE19432 | Active | 16637 | V86-150-565 | 2010 | Hurst | FT - Firetube Boiler | PROC - Process Steam | 12/31/2025
James Skinner Baking Co | 4657 G St | Omaha | NE | 68117-1410 | Douglas | NE19433 | Out of Service | 16630 | V86-150-562 | 2010 | Hurst | FT - Firetube Boiler | PROC - Process Steam | 12/31/2021
James Skinner Baking Co | 4657 G St | Omaha | NE | 68117-1410 | Douglas | NE27146 | Active | 21337 | 3 | 2016 | HURST | FTVT - Firetube Vertical TB | PROC - Process Steam | 12/31/2025
James Skinner Baking Co | 4657 G St | Omaha | NE | 68117-1410 | Douglas | NE42755 | Active | 2242 | 5884 | 2024 | Powermaster | FTVT - Firetube Vertical TB | PROC - Process Steam | 12/31/2025
UMO HO Nation Public School | 470 Main St | Macy | NE | 68039-3046 | Thurston | NE41455 | Active | 372179 | 21372179 | 2021 | Lochinvar | FTVT - Firetube Vertical TB | HWHT - Hot Water Heat | 1/31/2026
UMO HO Nation Public School | 470 Main St | Macy | NE | 68039-3046 | Thurston | NE41456 | Active | 372184 | 21372184 | 2021 | Lochinvar | FTVT - Firetube Vertical TB | HWHT - Hot Water Heat | 1/31/2026
Ovation Heartland Preserve | 470 Maxwell Plz | Omaha | NE | 68154-2903 | Douglas | NE41255 | Active | 94059 | F009880 | 2018 | PVI Industries | CHWH - ASME/Fired Water Heater | HWDP - Hotwater Heat & Dom Supply | 2/28/2026
Ovation Heartland Preserve | 470 Maxwell Plz | Omaha | NE | 68154-2903 | Douglas | NE41256 | Active | 104131 | F011464 | 2019 | PVI Industries | CHWH - ASME/Fired Water Heater | HWDP - Hotwater Heat & Dom Supply | 2/28/2026
Ovation Heartland Preserve | 470 Maxwell Plz | Omaha | NE | 68154-2903 | Douglas | NE41257 | Active | 102778 | F011445 | 2019 | PVI Industries | CHWH - ASME/Fired Water Heater | HWDP - Hotwater Heat & Dom Supply | 2/28/2026
Ovation Heartland Preserve | 470 Maxwell Plz | Omaha | NE | 68154-2903 | Douglas | NE41258 | Active | 100166 | F011254 | 2019 | PVI Industries | CHWH - ASME/Fired Water Heater | HWDP - Hotwater Heat & Dom Supply | 2/28/2026
Ovation Heartland Preserve | 470 Maxwell Plz | Omaha | NE | 68154-2903 | Douglas | NE41259 | Active | 98937 | F0101818 | 2019 | PVI Industries | CHWH - ASME/Fired Water Heater | HWDP - Hotwater Heat & Dom Supply | 2/28/2026
Ovation Heartland Preserve | 470 Maxwell Plz | Omaha | NE | 68154-2903 | Douglas | NE41260 | Active | 98941 | F010819 | 2019 | PVI Industries | CHWH - ASME/Fired Water Heater | HWDP - Hotwater Heat & Dom Supply | 2/28/2026
OMAHA PRINTING CO | 4700 F St | Omaha | NE | 68117-1405 | Douglas | NE12737 | Scrapped/Junked | 69614 |  | 1973 | CHROMALOX PRECISION HEAT | ELBL - Electric Boiler | STHT - Steam-Heat | 10/31/2003
Bryan High School | 4700 Giles Rd | Bellevue | NE | 68157-2641 | Sarpy | NE04865 | Scrapped/Junked | 42503 | 95796 | 1990 | Kewanee | FTFB - Firetube-Firebox Boiler | STHT - Steam-Heat | 12/31/2020
Bryan High School | 4700 Giles Rd | Bellevue | NE | 68157-2641 | Sarpy | NE28782 | Active | 20430 | 20F 8338 | 2020 | Aldrich | FTHT - Firetube Horizontal | STHT - Steam-Heat | 6/30/2026
Bryan High School | 4700 Giles Rd | Bellevue | NE | 68157-2641 | Sarpy | NE31215 | Active | n/a | 02669 | 1970 | Kewanee | FTSM - FTS Marine Dry Back | STHT - Steam-Heat | 12/31/2025
Bryan High School | 4700 Giles Rd | Bellevue | NE | 68157-2641 | Sarpy | NE31216 | Active | n/a | O-2670 | 1970 | Kewanee | FTSM - FTS Marine Dry Back | STHT - Steam-Heat | 12/31/2025
Nebraska Book Co | 4700 S 19th St | Lincoln | NE | 68512-1216 | Lancaster | NE17135 | Active | n/a | 6310049 | 1963 | Orr & Sembower | FT - Firetube Boiler | STHT - Steam-Heat | 11/30/2024
Nebraska Book Co | 4700 S 19th St | Lincoln | NE | 68512-1216 | Lancaster | NE17136 | Active | n/a | 6310020 | 1963 | Orr & Sembower | FT - Firetube Boiler | STHT - Steam-Heat | 11/30/2024
Petro Stopping Center | 4700 S Lincoln Ave | York | NE | 68467-9410 | York | NE05619 | Scrapped/Junked | 88982 | 88982 | 1996 | Pvi | CHWH - ASME/Fired Water Heater | HWSD - Hot Water Dom/Potable | 2/28/2016
Petro Stopping Center | 4700 S Lincoln Ave | York | NE | 68467-9410 | York | NE05620 | Scrapped/Junked | 133839 | 9609133839 | 1996 | RAYPAK INC, CALIFORNIA | CPFT - Horiz Cpr Fin Boiler | HWSD - Hot Water Dom/Potable | 11/30/2006
Petro Stopping Center | 4700 S Lincoln Ave | York | NE | 68467-9410 | York | NE05622 | Scrapped/Junked | 88984 |  | 1996 | PVI INDUSTRIES | CHWH - ASME/Fired Water Heater | HWSD - Hot Water Dom/Potable | 11/30/2003
Petro Stopping Center | 4700 S Lincoln Ave | York | NE | 68467-9410 | York | NE05623 | Scrapped/Junked | 88983 | 88983 | 1996 | Pvi | CHWH - ASME/Fired Water Heater | HWSD - Hot Water Dom/Potable | 2/28/2016
Petro Stopping Center | 4700 S Lincoln Ave | York | NE | 68467-9410 | York | NE06219 | Out of Service | 115814 | 0505115814 | 2005 | Pvi | CHWH - ASME/Fired Water Heater | HWSD - Hot Water Dom/Potable | 2/28/2022
Petro Stopping Center | 4700 S Lincoln Ave | York | NE | 68467-9410 | York | NE27486 | Scrapped/Junked | 212723 | 212723 | 2016 | State Industries | CHWH - ASME/Fired Water Heater | HWSD - Hot Water Dom/Potable | 2/28/2020
Petro Stopping Center | 4700 S Lincoln Ave | York | NE | 68467-9410 | York | NE27487 | Scrapped/Junked | 216831 | 216831 | 2016 | State Industries | CHWH - ASME/Fired Water Heater | HWSD - Hot Water Dom/Potable | 2/28/2020
Petro Stopping Center | 4700 S Lincoln Ave | York | NE | 68467-9410 | York | NE28725 | Scrapped/Junked | 251990 | 251990 | 2019 | State Industries | CHWH - ASME/Fired Water Heater | HWSD - Hot Water Dom/Potable | 2/28/2022
Petro Stopping Center | 4700 S Lincoln Ave | York | NE | 68467-9410 | York | NE28741 | Scrapped/Junked | 249612 | 249612 | 2018 | State Industries | CHWH - ASME/Fired Water Heater | HWSD - Hot Water Dom/Potable | 2/28/2024
Petro Stopping Center | 4700 S Lincoln Ave | York | NE | 68467-9410 | York | NE41457 | Scrapped/Junked | 273098 | 273098 | 2020 | AO SMITH | CHWH - ASME/Fired Water Heater | HWSD - Hot Water Dom/Potable | 2/28/2026
Petro Stopping Center | 4700 S Lincoln Ave | York | NE | 68467-9410 | York | NE43888 | Active | 342778 | 342778 | 2025 | AO SMITH | CHWH - ASME/Fired Water Heater | HWSD - Hot Water Dom/Potable | 1/31/2026
Jenda Family Services | 4701 Innovation Dr | Lincoln | NE | 68521-5321 | Lancaster | NE40886 | Out of Service | 9105 | E6128 | 1997 | ALES | FTVT - Firetube Vertical TB | HWHT - Hot Water Heat | 11/30/2021
Jenda Family Services | 4701 Innovation Dr | Lincoln | NE | 68521-5321 | Lancaster | NE40887 | Out of Service | 9122 | E6145 | 1997 | ALES | FTVT - Firetube Vertical TB | HWHT - Hot Water Heat | 11/30/2021
Jenda Family Services | 4701 Innovation Dr | Lincoln | NE | 68521-5321 | Lancaster | NE40888 | Scrapped/Junked | 9120 | E6143 | 1997 | ALES | FTVT - Firetube Vertical TB | HWHT - Hot Water Heat | 11/30/2021
Jenda Family Services | 4701 Innovation Dr | Lincoln | NE | 68521-5321 | Lancaster | NE43347 | Active | 7429 | 24-HE074321324 | 2024 | Riello | WTSS - Watertube SS Steel | HWHT - Hot Water Heat | 5/31/2025
Jenda Family Services | 4701 Innovation Dr | Lincoln | NE | 68521-5321 | Lancaster | NE43348 | Active | 7447 | 24-HE074551324 | 2024 | Riello | WTSS - Watertube SS Steel | HWHT - Hot Water Heat | 5/31/2025
Jenda Family Services | 4701 Innovation Dr | Lincoln | NE | 68521-5321 | Lancaster | NE43349 | Active | 7643 | 24-HE076511624 | 2024 | Riello | WTSS - Watertube SS Steel | HWHT - Hot Water Heat | 5/31/2025
Jenda Family Services | 4701 Innovation Dr | Lincoln | NE | 68521-5321 | Lancaster | NE43350 | Active | 7430 | 24-HE074381324 | 2024 | Riello | WTSS - Watertube SS Steel | HWHT - Hot Water Heat | 5/31/2025
Jenda Family Services | 4701 Innovation Dr | Lincoln | NE | 68521-5321 | Lancaster | NE43351 | Active | 7421 | 24-HE074291324 | 2024 | Riello | WTSS - Watertube SS Steel | HWHT - Hot Water Heat | 5/31/2025
Jenda Family Services | 4701 Innovation Dr | Lincoln | NE | 68521-5321 | Lancaster | NE43352 | Active | 7650 | 24-HE076581624 | 2024 | Riello | WTSS - Watertube SS Steel | HWHT - Hot Water Heat | 5/31/2025
Laundry Land | 4701 Old Cheney Rd | Lincoln | NE | 68516-4696 | Lancaster | NE20997 | Out of Service | 187719 | E04R 15909 | 2011 | Heat Transfer Products Inc. | WTSS - Watertube SS Steel | HWSD - Hot Water Dom/Potable | 12/31/2020
Laundry Land | 4701 Old Cheney Rd | Lincoln | NE | 68516-4696 | Lancaster | NE40374 | Scrapped/Junked | 36475 | I937817 | 1993 | HAMI | CPFT - Horiz Cpr Fin Boiler | HWSD - Hot Water Dom/Potable | 12/31/2012
El Museo Latino | 4701 S 25th St | Omaha | NE | 68107-2728 | Douglas | NE04320 | Inactive |  | 108709 | 1949 | KEWANEE | FT - Firetube Boiler | STHT - Steam-Heat | 9/30/1996
DUNDEE PLACE APARTMENTS | 4702 Cass St | Omaha | NE | 68132-3036 | Douglas | NE22923 | Exempt 1999 LB-66 |  | ML86-090270830 | 1986 | AO SMITH | AHWH - ANSI/Fired Water Htr | HWSD - Hot Water Dom/Potable | 2/29/2000
SOUTH SIDE DRY CLEANERS | 4702 Prescott Ave | Lincoln | NE | 68506-5455 | LANCASTER | NE05477 | Inactive | 25152 |  | 1965 | PM LATTNER MFR COMPANY | FT - Firetube Boiler | PROC - Process Steam | 8/31/1994
Johnny's Cafe | 4702 S 27th St | Omaha | NE | 68107-2732 | Douglas | NE20352 | Exempt 1999 LB-66 |  | MJ93-0291152880 | 1993 | AO SMITH | AHWH - ANSI/Fired Water Htr | HWSD - Hot Water Dom/Potable | 8/31/1999
Johnny's Cafe | 4702 S 27th St | Omaha | NE | 68107-2732 | Douglas | NE37353 | Active | 15425 | 15425 | 1985 | Burnham | FTFB - Firetube-Firebox Boiler | STHT - Steam-Heat | 12/31/2026
Dundee Place Apartments | 4704 Cass St | Omaha | NE | 68132-3038 | Douglas | NE22922 | Active | n/a | 6164365-0392 | 1996 | Peerless | CI - Cast Iron | HWHT - Hot Water Heat | 2/28/2026
Power Wash | 4704 Pioneers Blvd | Lincoln | NE | 68506-5360 | Lancaster | NE19568 | Active | 230183 | L10H00230180 | 2010 | Lochinvar | CPFT - Horiz Cpr Fin Boiler | HWHF - Hot Water Heat-Floor | 4/30/2026
Power Wash | 4704 Pioneers Blvd | Lincoln | NE | 68506-5360 | Lancaster | NE40209 | Scrapped/Junked | N/A | RUN1192D06743 | 1992 | Ruud-Rheem | AHWH - ANSI/Fired Water Htr | HWSP - Hot Water Non Potable Supply | 4/30/2011
Power Wash | 4704 Pioneers Blvd | Lincoln | NE | 68506-5360 | Lancaster | NE40210 | Scrapped/Junked | 782 | C8004282 | 1980 | Teledyne Laars | CPFT - Horiz Cpr Fin Boiler | HWHF - Hot Water Heat-Floor | 4/30/2011
Neighborhood Car Wash | 4705 Giles Rd | Bellevue | NE | 68157-2665 | Sarpy | NE09537 | Inactive | N/A | 713079 | 1979 | Aqua-Star | AHWH - ANSI/Fired Water Htr | GLFH - Glycol Floor Heat System | 2/28/2012
Nova Tech | 4705 Gold Core Rd | Grand Island | NE | 68801-8904 | Hall | NE17947 | Active | 56927 | 97536 | 2009 | Bryan | WT - Water Tube Boiler | PROC - Process Steam | 6/30/2026
Nova Tech | 4705 Gold Core Rd | Grand Island | NE | 68801-8904 | Hall | NE26769 | Active | 60319 | 100930 | 2016 | Bryan | WT - Water Tube Boiler | PROC - Process Steam | 6/30/2026
Nova Tech | 4705 Gold Core Rd | Grand Island | NE | 68801-8904 | Hall | NE29137 | Active | 56 | 15512 | 2020 | Certuss | COBL - Coil Type Boiler | PROC - Process Steam | 6/30/2026
Nova Tech | 4705 Gold Core Rd | Grand Island | NE | 68801-8904 | Hall | NE29138 | Active | 57 | 15513 | 2020 | Certuss | COBL - Coil Type Boiler | PROC - Process Steam | 6/30/2026
Nova Tech | 4705 Gold Core Rd | Grand Island | NE | 68801-8904 | Hall | NE29139 | Active | 58 | 15514 | 2020 | Certuss | COBL - Coil Type Boiler | PROC - Process Steam | 6/30/2026
Midwest Inn | 4706 S 108th St | Omaha | NE | 68137-2301 | Douglas | NE14574 | Active | 58736 | M8558736 | 1985 | AOSM | COBL - Coil Type Boiler | HWSD - Hot Water Dom/Potable | 4/30/2025
Midwest Inn | 4706 S 108th St | Omaha | NE | 68137-2301 | Douglas | NE14575 | Active | 58733 | M8558733 | 1985 | AOSM | COBL - Coil Type Boiler | HWSD - Hot Water Dom/Potable | 4/30/2025
Midwest Inn | 4706 S 108th St | Omaha | NE | 68137-2301 | Douglas | NE14576 | Active | 58734 | M8558734 | 1985 | AOSM | COBL - Coil Type Boiler | HWSD - Hot Water Dom/Potable | 4/30/2025
Midwest Inn | 4706 S 108th St | Omaha | NE | 68137-2301 | Douglas | NE14577 | Active | 58731 | M8558731 | 1985 | AOSM | COBL - Coil Type Boiler | HWSD - Hot Water Dom/Potable | 4/30/2025
Midwest Inn | 4706 S 108th St | Omaha | NE | 68137-2301 | Douglas | NE14578 | Inactive | 58735 | M8558735 | 1985 | AOSM | COBL - Coil Type Boiler | HWSD - Hot Water Dom/Potable | 4/30/2014
Midwest Inn | 4706 S 108th St | Omaha | NE | 68137-2301 | Douglas | NE14579 | Active | 58732 | M8558732 | 1985 | AOSM | COBL - Coil Type Boiler | HWSD - Hot Water Dom/Potable | 4/30/2025
Midwest Inn | 4706 S 108th St | Omaha | NE | 68137-2301 | Douglas | NE16915 | Scrapped/Junked | 21264 | 031801238 | 1978 | RHEEM MANUFACTURING CO | CHWH - ASME/Fired Water Heater | HWSD - Hot Water Dom/Potable | 1/31/2005
IHOP Restaurant | 4707 N 72nd St | Omaha | NE | 68134-2329 | Douglas | NE08463 | Scrapped/Junked | 89665 | URN0501G1330 | 2001 | Ruud-Rheem | CHWH - ASME/Fired Water Heater | HWSD - Hot Water Dom/Potable | 2/28/2014
Norwood Park Elementary | 4710 N 72nd St | Lincoln | NE | 68507-1522 | Lancaster | NE00722 | Scrapped/Junked | 10941 | 00E-8695 | 2000 | ALDRICH/LES | FTFB - Firetube-Firebox Boiler | STHT - Steam-Heat | 4/30/2016
Norwood Park Elementary | 4710 N 72nd St | Lincoln | NE | 68507-1522 | Lancaster | NE00723 | Scrapped/Junked | 10946 | 00E-8700 | 2000 | ALDRICH/LES | FTFB - Firetube-Firebox Boiler | STHT - Steam-Heat | 4/30/2016
Norwood Park Elementary | 4710 N 72nd St | Lincoln | NE | 68507-1522 | Lancaster | NE05401 | Exempt 1999 LB-66 |  | 0000173431 | 1990 | AO SMITH | AHWH - ANSI/Fired Water Htr | HWSD - Hot Water Dom/Potable | 6/30/2000
Norwood Park Elementary | 4710 N 72nd St | Lincoln | NE | 68507-1522 | Lancaster | NE30065 | Scrapped/Junked | N/A | N/A | 1956 | KEWA | FTFB - Firetube-Firebox Boiler | STHT - Steam-Heat | 2/28/2009
Norwood Park Elementary | 4710 N 72nd St | Lincoln | NE | 68507-1522 | Lancaster | NE35290 | Scrapped/Junked | 152 | LG870000152 | 1987 | AOSM | CHWH - ASME/Fired Water Heater | HWSD - Hot Water Dom/Potable | 2/28/2009
Fullerton Magnet Center | 4711 N 138th St | Omaha | NE | 68164-6047 | Douglas | NE23193 | Active | 48866 | n/a | 1997 | Kewanee | FTFB - Firetube-Firebox Boiler | HWHT - Hot Water Heat | 12/31/2025
Fullerton Magnet Center | 4711 N 138th St | Omaha | NE | 68164-6047 | Douglas | NE23194 | Active | 48861 | n/a | 1997 | Kewanee | FTFB - Firetube-Firebox Boiler | HWHT - Hot Water Heat | 12/31/2025
vacant | 4712 S 82nd St | Ralston | NE | 68127-2722 | Douglas | NE23319 | Scrapped/Junked | 37923 | LB97-0625268 | 1998 | A. O. Smith | CHWH - ASME/Fired Water Heater | HWSD - Hot Water Dom/Potable | 10/31/2011
vacant | 4712 S 82nd St | Ralston | NE | 68127-2722 | Douglas | NE35220 | Scrapped/Junked | NA | GEM7805 | 1975 | Peerless | CI - Cast Iron | HWHT - Hot Water Heat | 10/31/2014
Brookestone Acres | 4715 38th St | Columbus | NE | 68601-1622 | Platte | NE24099 | Active | 226056 | D1.12.24.00069 | 2012 | Camus/Gianonni | WTSS - Watertube SS Steel | HWSD - Hot Water Dom/Potable | 4/30/2026
Brookestone Acres | 4715 38th St | Columbus | NE | 68601-1622 | Platte | NE24100 | Scrapped/Junked | 226059 | D1.12.24.00072 | 2012 | Camus/Gianonni | WTSS - Watertube SS Steel | HWSD - Hot Water Dom/Potable | 4/30/2022
Brookestone Acres | 4715 38th St | Columbus | NE | 68601-1622 | Platte | NE41864 | Active | 549296 | N1.22.07.00226 | 2022 | Lochinvar | WT - Water Tube Boiler | HWSD - Hot Water Dom/Potable | 4/30/2026
MILLARD REFRIDGERATED | 4715 S 132nd St | Omaha | NE | 68137-1701 | Douglas | NE11535 | Scrapped/Junked |  | 0000021235 | 1988 | RITE ENGINEERING | WT - Water Tube Boiler | HWHT - Hot Water Heat | 11/30/1998
MILLARD REFRIDGERATED | 4715 S 132nd St | Omaha | NE | 68137-1701 | Douglas | NE11537 | Inactive | 906 | 2055-C | 1992 | FULTON BOILERWORKS | COBL - Coil Type Boiler | PROC - Process Steam | 5/31/2001
ENHSA Building | 4715 S 132nd St | Omaha | NE | 68137-1701 | Douglas | NE26650 | Active | 213829 | 1623103063074 | 2016 | Lochinvar | WT - Water Tube Boiler | HWHT - Hot Water Heat | 2/28/2027
ENHSA Building | 4715 S 132nd St | Omaha | NE | 68137-1701 | Douglas | NE26651 | Active | 213826 | 1623103063073 | 2016 | Lochinvar | WT - Water Tube Boiler | HWHT - Hot Water Heat | 2/28/2027
WAKELEY APARTMENTS | 4717 Wakeley St | Omaha | NE | 68132-3155 | Douglas | NE12966 | Exempt 1999 LB-66 |  | 1183401485 | 1983 | RUUD | AHWH - ANSI/Fired Water Htr | HWSD - Hot Water Dom/Potable | 2/29/2000
Commonwealth Electric | 472 26th Ave | Columbus | NE | 68601-6625 | Platte | NE30793 | Out of Service | n/a | 211-11866-0796 | 1996 | Peerless | CI - Cast Iron | STHT - Steam-Heat | 12/31/2012
Tabitha Healthcare Services | 4720 Randolph St | Lincoln | NE | 68510-3741 | Lancaster | NE02321 | Active | 13243 | 04F-1159 | 2004 | ALES | FTVT - Firetube Vertical TB | GLYC - Glycol Bldg Heat Sys | 2/28/2026
Tabitha Healthcare Services | 4720 Randolph St | Lincoln | NE | 68510-3741 | Lancaster | NE02322 | Active | 13241 | 04F-1157 | 2004 | ALES | FTVT - Firetube Vertical TB | GLYC - Glycol Bldg Heat Sys | 2/28/2026
Tabitha Healthcare Services | 4720 Randolph St | Lincoln | NE | 68510-3741 | Lancaster | NE15854 | Scrapped/Junked | N/A | 1085 | 1980 | PEER | CI - Cast Iron | HWHT - Hot Water Heat | 2/28/2009
Tabitha Healthcare Services | 4720 Randolph St | Lincoln | NE | 68510-3741 | Lancaster | NE19838 | Active | 141807 | K10H10141807 | 2010 | Lochinvar | WTSS - Watertube SS Steel | HWHT - Hot Water Heat | 2/28/2026
Tabitha Healthcare Services | 4720 Randolph St | Lincoln | NE | 68510-3741 | Lancaster | NE19839 | Active | 135608 | F10H10135608 | 2010 | Lochinvar | WTSS - Watertube SS Steel | HWHT - Hot Water Heat | 2/28/2026
Tabitha Healthcare Services | 4720 Randolph St | Lincoln | NE | 68510-3741 | Lancaster | NE19840 | Active | 152567 | H10H10152567 | 2010 | Lochinvar | WTSS - Watertube SS Steel | HWHT - Hot Water Heat | 2/28/2026
Tabitha Healthcare Services | 4720 Randolph St | Lincoln | NE | 68510-3741 | Lancaster | NE23343 | Exempt 1999 LB-66 |  | 29831 | 1998 | AO SMITH | AHWH - ANSI/Fired Water Htr | HWSD - Hot Water Dom/Potable | 2/29/2000
Tabitha Healthcare Services | 4720 Randolph St | Lincoln | NE | 68510-3741 | Lancaster | NE25163 | Scrapped/Junked | 23473 | N-2617 | 2014 | Vulcan | KETT - Fired Kettle | COOK - Cooker/Kettle | 2/28/2017
Tabitha Healthcare Services | 4720 Randolph St | Lincoln | NE | 68510-3741 | Lancaster | NE26594 | Active | 224767 | 1644103757354 | 2016 | Lochinvar | FTVT - Firetube Vertical TB | HWHT - Hot Water Heat | 2/28/2026
Tabitha Healthcare Services | 4720 Randolph St | Lincoln | NE | 68510-3741 | Lancaster | NE26595 | Active | 359192 | 1635103366431 | 2015 | Lochinvar | WTSS - Watertube SS Steel | HWSD - Hot Water Dom/Potable | 2/28/2026
Tabitha Healthcare Services | 4720 Randolph St | Lincoln | NE | 68510-3741 | Lancaster | NE26596 | Active | 359195 | 1634103366431 | 2015 | Lochinvar | WTSS - Watertube SS Steel | HWSD - Hot Water Dom/Potable | 2/28/2026
Tabitha Healthcare Services | 4720 Randolph St | Lincoln | NE | 68510-3741 | Lancaster | NE26597 | Exempt | 25290 | N4434 | 2016 | Vulcan | KETT - Fired Kettle | COOK - Cooker/Kettle | 2/28/2022
Tabitha Healthcare Services | 4720 Randolph St | Lincoln | NE | 68510-3741 | Lancaster | NE27244 | Active | 251395 | 1729106902816 | 2017 | Lochinvar | FTVT - Firetube Vertical TB | HWHT - Hot Water Heat | 2/28/2026
Tabitha Healthcare Services | 4720 Randolph St | Lincoln | NE | 68510-3741 | Lancaster | NE27902 | Active | 20121 | 18F-8029 | 2018 | Aldrich | FTHT - Firetube Horizontal | HWHT - Hot Water Heat | 2/28/2026
Tabitha Healthcare Services | 4720 Randolph St | Lincoln | NE | 68510-3741 | Lancaster | NE27903 | Active | 20122 | 18F-8030 | 2018 | Aldrich | FTHT - Firetube Horizontal | HWHT - Hot Water Heat | 2/28/2026
Tabitha Healthcare Services | 4720 Randolph St | Lincoln | NE | 68510-3741 | Lancaster | NE37530 | Scrapped/Junked | 39610 | 664841 | 1986 | Kewanee | FTFB - Firetube-Firebox Boiler | HWHT - Hot Water Heat | 2/28/2019
Tabitha Healthcare Services | 4720 Randolph St | Lincoln | NE | 68510-3741 | Lancaster | NE37531 | Scrapped/Junked | 39606 | 664841 | 1986 | Kewanee | FTFB - Firetube-Firebox Boiler | HWHT - Hot Water Heat | 2/28/2018
Tabitha Healthcare Services | 4720 Randolph St | Lincoln | NE | 68510-3741 | Lancaster | NE37532 | Scrapped/Junked | 39607 | 664841 | 1986 | Kewanee | FTFB - Firetube-Firebox Boiler | HWHT - Hot Water Heat | 2/28/2019
Tabitha Healthcare Services | 4720 Randolph St | Lincoln | NE | 68510-3741 | Lancaster | NE37533 | Scrapped/Junked | 40065 | 669401 | 1986 | Kewanee | FTFB - Firetube-Firebox Boiler | STHT - Steam-Heat | 2/28/2017
Tabitha Healthcare Services | 4720 Randolph St | Lincoln | NE | 68510-3741 | Lancaster | NE37534 | Scrapped/Junked | 82110 | 8691496 | 1986 | TELE | CPFT - Horiz Cpr Fin Boiler | HWSD - Hot Water Dom/Potable | 2/28/2017
Tabitha Healthcare Services | 4720 Randolph St | Lincoln | NE | 68510-3741 | Lancaster | NE37536 | Scrapped/Junked | N/A | S443F2D433 | 1950 | BRYN | CI - Cast Iron | STHT - Steam-Heat | 2/28/2011
The Gladstone | 4723 Cass St | Omaha | NE | 68132-3047 | Douglas | NE04787 | Active | N/A | 30354 | 1968 | USRA | CI - Cast Iron | HWHT - Hot Water Heat | 12/31/2026
PARK STONE APARTMENTS | 4723-4727 CASS ST | OMAHA | NE | 68131 | Douglas | NE20376 | Exempt 1999 LB-66 |  | RN0287403177 | 1988 | RHEEM MANUFACTURING CO | AHWH - ANSI/Fired Water Htr | HWSD - Hot Water Dom/Potable | 5/31/1999
PARK STONE APARTMENTS | 4723-4727 CASS ST | OMAHA | NE | 68131 | Douglas | NE20377 | Exempt 1999 LB-66 |  | RN0192002891 | 1994 | RUUD | AHWH - ANSI/Fired Water Htr | HWSD - Hot Water Dom/Potable | 5/31/1999
Roosevelt Apartments | 4724 Davenport St | Omaha | NE | 68132-3100 | Douglas | NE16436 | Scrapped/Junked | n/a | 211A-5557-0890 | 1991 | Peerless | CI - Cast Iron | STHT - Steam-Heat | 8/31/2014
Roosevelt Apartments | 4724 Davenport St | Omaha | NE | 68132-3100 | Douglas | NE18400 | Scrapped/Junked | 8456 | LB90000845 | 1991 | AOSM | CHWH - ASME/Fired Water Heater | HWSD - Hot Water Dom/Potable | 8/31/2016
Roosevelt Apartments | 4724 Davenport St | Omaha | NE | 68132-3100 | Douglas | NE24879 | Active | n/a | 708305-201409 | 2014 | Peerless | CI - Cast Iron | STHT - Steam-Heat | 10/31/2025
VIEW FROM ABOVE CAR WASH | 4728 Ames Ave | Omaha | NE | 68104-2427 | Douglas | NE12903 | Inactive |  | 0179100443 | 1979 | RAYPAK INC, CALIFORNIA | WT - Water Tube Boiler | HWSP - Hot Water Non Potable Supply | 9/30/2003
VIEW FROM ABOVE CAR WASH | 4728 Ames Ave | Omaha | NE | 68104-2427 | Douglas | NE12904 | Inactive | 28645 |  | 1988 | RAYPAK INC, CALIFORNIA | WT - Water Tube Boiler | HWHT - Hot Water Heat | 9/30/2003
Apartment Building | 4728 Chicago St | Omaha | NE | 68132-3032 | Douglas | NE24719 | Active | n/a | 21112984-1097 | 1997 | Peerless | CI - Cast Iron | HWHT - Hot Water Heat | 2/28/2026
DIAMOND APARTMENTS | 4728-32 CHICAGO ST | OMAHA | NE | 68132-3032 | Douglas | NE20371 | Exempt 1999 LB-66 |  | MA90-0056918880 | 1990 | AO SMITH | AHWH - ANSI/Fired Water Htr | HWHT - Hot Water Heat | 11/30/1999
The Gladstone | 4728-4732 Cass St | Omaha | NE | 68131 | Douglas | NE12631 | Active | 16765 | 07F-4672 | 2007 | ALES | FTVT - Firetube Vertical TB | HWHT - Hot Water Heat | 12/31/2026
PARK GATE APARTMENTS | 4728-4732 CASS ST | OMAHA | NE | 68131 | Douglas | NE04792 | Scrapped/Junked |  | 30869 | 1960 | US RADIATOR |  | HWHT - Hot Water Heat | 4/30/2008
Wauneta Pool | 473 Bodeman Park Dr | Wauneta | NE | 69045 | Chase | NE07515 | Active | 145731 | n/a | 2004 | TELE | COBL - Coil Type Boiler | OPHT - Outdoor Pool Heater | 7/31/2025
Darling International Inc | 4732 And 4734 S 27Th St | Omaha | NE | 68107 | Douglas | NE03149 | Inactive |  | 841930 | 1930 | Lasker Iron | WT - Water Tube Boiler | PROC - Process Steam | 8/31/2005
Darling International Inc | 4732 And 4734 S 27Th St | Omaha | NE | 68107 | Douglas | NE35592 | Inactive | 38193 | L61633 | 1976 | Cleaver & Brooks | FT - Firetube Boiler | PROC - Process Steam | 12/31/2011
Union Bank and Trust | 4732 Calvert St | Lincoln | NE | 68506-6426 | Lancaster | NE07706 | Scrapped/Junked | 21226 | n/a | 1986 | Bryant | WT - Water Tube Boiler | HWHT - Hot Water Heat | 4/30/2019
Union Bank and Trust | 4732 Calvert St | Lincoln | NE | 68506-6426 | Lancaster | NE27885 | Active | 305481 | 118360 | 2018 | Trinity | FTVT - Firetube Vertical TB | HWHT - Hot Water Heat | 4/30/2026
Union Bank and Trust | 4732 Calvert St | Lincoln | NE | 68506-6426 | Lancaster | NE41038 | Active | 135038 | 19.PG120.27.0639 | 2019 | Trinity | FTVT - Firetube Vertical TB | HWHT - Hot Water Heat | 4/30/2026
OMAHA EDIBLE OILS INC | 4734 S 27th St | Omaha | NE | 68107-2732 | Douglas | NE03145 | Inactive | 3468 |  | 1929 | PENNCO | FT - Firetube Boiler | PROC - Process Steam | 4/30/1995
Emerald Nursing & Rehab Brookside | 4735 S 54th St | Lincoln | NE | 68516-1335 | Lancaster | NE00055 | Scrapped/Junked | 53665 | 932-K99-53665 | 1999 | AO SMITH | COBL - Coil Type Boiler | HWSD - Hot Water Dom/Potable | 6/30/2006
Emerald Nursing & Rehab Brookside | 4735 S 54th St | Lincoln | NE | 68516-1335 | Lancaster | NE06976 | Scrapped/Junked | C25414 | 0931M025414 | 2009 | AO Smith | COBL - Coil Type Boiler | HWSD - Hot Water Dom/Potable | 3/31/2013
Emerald Nursing & Rehab Brookside | 4735 S 54th St | Lincoln | NE | 68516-1335 | Lancaster | NE09521 | Scrapped/Junked | C23673 | 0904M023673 | 2003 | AO Smith | COBL - Coil Type Boiler | HWSD - Hot Water Dom/Potable | 3/31/2011
Emerald Nursing & Rehab Brookside | 4735 S 54th St | Lincoln | NE | 68516-1335 | Lancaster | NE15223 | Active | n/a | M783 | 1968 | Kewanee | FTFB - Firetube-Firebox Boiler | HWHT - Hot Water Heat | 3/31/2026
Emerald Nursing & Rehab Brookside | 4735 S 54th St | Lincoln | NE | 68516-1335 | Lancaster | NE15224 | Active | n/a | M788 | 1962 | Kewanee | FTFB - Firetube-Firebox Boiler | HWHT - Hot Water Heat | 3/31/2026
Emerald Nursing & Rehab Brookside | 4735 S 54th St | Lincoln | NE | 68516-1335 | Lancaster | NE17805 | Active | 7579 | 93-3735 | 1993 | Les Inc/Aldrich Co | FTVT - Firetube Vertical TB | HWHT - Hot Water Heat | 3/31/2026
Emerald Nursing & Rehab Brookside | 4735 S 54th St | Lincoln | NE | 68516-1335 | Lancaster | NE17806 | Active | 7580 | 93-3736 | 1993 | Les Inc/Aldrich Co | FTVT - Firetube Vertical TB | HWHT - Hot Water Heat | 3/31/2026
Emerald Nursing & Rehab Brookside | 4735 S 54th St | Lincoln | NE | 68516-1335 | Lancaster | NE21064 | Scrapped/Junked | C33019 | 1142M002565 | 2011 | AO SMITH | COBL - Coil Type Boiler | HWSD - Hot Water Dom/Potable | 3/31/2018
Emerald Nursing & Rehab Brookside | 4735 S 54th St | Lincoln | NE | 68516-1335 | Lancaster | NE21581 | Scrapped/Junked | 33234 | 932H9633234 | 1996 | AO SMITH | WT - Water Tube Boiler | HWSD - Hot Water Dom/Potable | 6/30/2000
Emerald Nursing & Rehab Brookside | 4735 S 54th St | Lincoln | NE | 68516-1335 | Lancaster | NE22100 | Scrapped/Junked | C35182 | 1225M001652 | 2012 | AO Smith | COBL - Coil Type Boiler | HWSD - Hot Water Dom/Potable | 3/31/2018
Emerald Nursing & Rehab Brookside | 4735 S 54th St | Lincoln | NE | 68516-1335 | Lancaster | NE26944 | Scrapped/Junked | C48457 | 1710105268885 | 2017 | AO Smith | COBL - Coil Type Boiler | HWSD - Hot Water Dom/Potable | 3/31/2026
Emerald Nursing & Rehab Brookside | 4735 S 54th St | Lincoln | NE | 68516-1335 | Lancaster | NE27485 | Active | C48942 | 1724106480837 | 2017 | AO Smith | COBL - Coil Type Boiler | HWSD - Hot Water Dom/Potable | 3/31/2026
Emerald Nursing & Rehab Brookside | 4735 S 54th St | Lincoln | NE | 68516-1335 | Lancaster | NE40191 | Inactive | 44112 | C98-44112 | 1998 | AO SMITH | COBL - Coil Type Boiler | HWSD - Hot Water Dom/Potable | 6/30/2003
Emerald Nursing & Rehab Brookside | 4735 S 54th St | Lincoln | NE | 68516-1335 | Lancaster | NE43815 | Active | 59047 | 2540145500000 | 2025 | AO Smith | COBL - Coil Type Boiler | HWSD - Hot Water Dom/Potable | 3/31/2026
Williams Cleaners | 4740 Huntington Ave | Lincoln | NE | 68504-3672 | Lancaster | NE04758 | Scrapped/Junked | 28008 | 68515 | 1990 | Bryan | WT - Water Tube Boiler | PROC - Process Steam | 6/30/2026
Williams Cleaners | 4740 Huntington Ave | Lincoln | NE | 68504-3672 | Lancaster | NE04759 | Scrapped/Junked | 5933 | 40012 | 1990 | NATCO | FT - Firetube Boiler | HWSD - Hot Water Dom/Potable | 6/30/2006
Williams Cleaners | 4740 Huntington Ave | Lincoln | NE | 68504-3672 | Lancaster | NE24094 | Active | 56376 | 95146 | 2013 | PM Lattner | FT - Firetube Boiler | PROC - Process Steam | 8/31/2026
Pound Middle School | 4740 S 45th St | Lincoln | NE | 68516-1713 | Lancaster | NE05842 | Scrapped/Junked |  |  | 1991 | VULCAN-HART | FT - Firetube Boiler | 0021 - Steam Supp Cooker/Kettle | 6/30/2001
Pound Middle School | 4740 S 45th St | Lincoln | NE | 68516-1713 | Lancaster | NE30159 | Scrapped/Junked | N/A | L8407 | 1963 | KEWA | FTFB - Firetube-Firebox Boiler | HWHT - Hot Water Heat | 2/28/2009
Pound Middle School | 4740 S 45th St | Lincoln | NE | 68516-1713 | Lancaster | NE30160 | Scrapped/Junked | N/A | L8398 | 1963 | KEWA | FTFB - Firetube-Firebox Boiler | HWHT - Hot Water Heat | 2/28/2009
Pound Middle School | 4740 S 45th St | Lincoln | NE | 68516-1713 | Lancaster | NE30249 | Scrapped/Junked |  | 3R6 | 1963 | KEWANEE | FT - Firetube Boiler | STHT - Steam-Heat | 6/30/2001
vacant bldg | 4747 Pioneers Blvd | Lincoln | NE | 68506-5313 | Lancaster | NE07683 | Inactive | 761 | 00512 | 2006 | Noritz | COWH - Coil Type Water Heater | HWSD - Hot Water Dom/Potable | 3/31/2009
vacant bldg | 4747 Pioneers Blvd | Lincoln | NE | 68506-5313 | Lancaster | NE07684 | Inactive | 987 | 00585 | 2006 | Noritz | COWH - Coil Type Water Heater | HWSD - Hot Water Dom/Potable | 3/31/2010
vacant bldg | 4747 Pioneers Blvd | Lincoln | NE | 68506-5313 | Lancaster | NE07685 | Inactive | 985 | 00853 | 2006 | Noritz | COWH - Coil Type Water Heater | HWSD - Hot Water Dom/Potable | 3/31/2009
vacant bldg | 4747 Pioneers Blvd | Lincoln | NE | 68506-5313 | Lancaster | NE07686 | Inactive | 762 | 00510 | 2006 | Noritz | COWH - Coil Type Water Heater | HWSD - Hot Water Dom/Potable | 3/31/2010
vacant bldg | 4747 Pioneers Blvd | Lincoln | NE | 68506-5313 | Lancaster | NE07687 | Inactive | 989 | 00587 | 2006 | Noritz | COWH - Coil Type Water Heater | HWSD - Hot Water Dom/Potable | 3/31/2010
vacant bldg | 4747 Pioneers Blvd | Lincoln | NE | 68506-5313 | Lancaster | NE07688 | Inactive | 568 | 00376 | 2006 | Noritz | COWH - Coil Type Water Heater | HWSD - Hot Water Dom/Potable | 3/31/2010
vacant bldg | 4747 Pioneers Blvd | Lincoln | NE | 68506-5313 | Lancaster | NE07689 | Inactive | 1002 | 00600 | 2006 | Noritz | COWH - Coil Type Water Heater | HWSD - Hot Water Dom/Potable | 3/31/2010
vacant bldg | 4747 Pioneers Blvd | Lincoln | NE | 68506-5313 | Lancaster | NE07690 | Inactive | 1008 | 00606 | 2006 | Noritz | COWH - Coil Type Water Heater | HWSD - Hot Water Dom/Potable | 3/31/2010
vacant bldg | 4747 Pioneers Blvd | Lincoln | NE | 68506-5313 | Lancaster | NE07691 | Inactive | 736 | 00484 | 2006 | Noritz | COWH - Coil Type Water Heater | HWSD - Hot Water Dom/Potable | 3/31/2010
Johnstone Supply | 4747 S 30th St | Omaha | NE | 68107-1510 | Douglas | NE12646 | Scrapped/Junked | 316381 | D1.14.30.00216 | 2014 | SERMTA | WT - Water Tube Boiler | HWHT - Hot Water Heat | 10/31/2023
Johnstone Supply | 4747 S 30th St | Omaha | NE | 68107-1510 | Douglas | NE12649 | Scrapped/Junked | 18268 | 2006-22-0020 | 2006 | GIANNONI FRANCE SAS | WT - Water Tube Boiler | HWHT - Hot Water Heat | 10/31/2023
Johnstone Supply | 4747 S 30th St | Omaha | NE | 68107-1510 | Douglas | NE43273 | Active | 243018 | 21.PG100.121.0263 | 2021 | Trinity/AIC | FTVT - Firetube Vertical TB | HWHF - Hot Water Heat-Floor | 4/30/2026
Johnstone Supply | 4747 S 30th St | Omaha | NE | 68107-1510 | Douglas | NE43274 | Active | 251872 | 21.PG100.121.0306 | 2021 | Trinity/AIC | FTVT - Firetube Vertical TB | HWHF - Hot Water Heat-Floor | 4/30/2026
NEBCO | 475 Fallbrook Blvd | Lincoln | NE | 68521-9033 | Lancaster | NE10572 | Active | 12418 | 02-F0334 | 2002 | ALES | FTVT - Firetube Vertical TB | HHHP - Hotwater Heat & Heat Pump | 10/31/2026
NEBCO | 475 Fallbrook Blvd | Lincoln | NE | 68521-9033 | Lancaster | NE10573 | Active | 12419 | 02F-0335 | 2002 | ALES | FTVT - Firetube Vertical TB | HHHP - Hotwater Heat & Heat Pump | 10/31/2026
NEBCO | 475 Fallbrook Blvd | Lincoln | NE | 68521-9033 | Lancaster | NE10574 | Active | 12420 | 02F-0336 | 2002 | ALES | FTVT - Firetube Vertical TB | HHHP - Hotwater Heat & Heat Pump | 10/31/2026
NEBCO | 475 Fallbrook Blvd | Lincoln | NE | 68521-9033 | Lancaster | NE10575 | Scrapped/Junked | 74751 | LA03217187970/74751 | 2003 | AOSM | CHWH - ASME/Fired Water Heater | HWSD - Hot Water Dom/Potable | 10/31/2010
NEBCO | 475 Fallbrook Blvd | Lincoln | NE | 68521-9033 | Lancaster | NE22091 | Scrapped/Junked | 142800 | 142800 | 2009 | A O Smith | CHWH - ASME/Fired Water Heater | HWSD - Hot Water Dom/Potable | 10/31/2013
NEBCO | 475 Fallbrook Blvd | Lincoln | NE | 68521-9033 | Lancaster | NE24176 | Scrapped/Junked | 180193 | 180193 | 2013 | AO SMITH | CHWH - ASME/Fired Water Heater | HWSD - Hot Water Dom/Potable | 10/31/2021
NEBCO | 475 Fallbrook Blvd | Lincoln | NE | 68521-9033 | Lancaster | NE29090 | Active | 273579 | 273579 | 2020 | AO SMITH | CHWH - ASME/Fired Water Heater | HWSD - Hot Water Dom/Potable | 10/31/2026
Elk Creek Public Schools | 475 Jefferson | Elk Creek | NE | 68348 | Johnson | NE33681 | Inactive |  | 7L77 | 1930 | KEWA |  | STHT - Steam-Heat | 7/31/2003
LAFAYETTE APARTMENTS | 4750 Lafayette Ave | Omaha | NE | 68132-1780 | Douglas | NE24453 | Exempt 1999 LB-66 |  | 1090008770 | 1984 | RUUD | AHWH - ANSI/Fired Water Htr | HWSD - Hot Water Dom/Potable | 1/31/2000
Millard Ready Mixed Concrete | 4765 S 135th St | Omaha | NE | 68137-1601 | Douglas | NE04520 | Scrapped/Junked | 21883 |  | 1960 | Orr-Sembower | FT - Firetube Boiler | PROC - Process Steam | 8/31/2000
Millard Ready Mixed Concrete | 4765 S 135th St | Omaha | NE | 68137-1601 | Douglas | NE16838 | Scrapped/Junked | 42034 | 10073 | 1989 | Kewannee | FT - Firetube Boiler | PROC - Process Steam | 9/30/2023
ASHLAND PARK WAREHOUSE | 4768 Q ST | OMAHA | NE | 68117 | Douglas | NE31077 | Inactive |  | 52800 | 1938 | KEWANEE | FTFB - Firetube-Firebox Boiler | STHT - Steam-Heat | 6/30/2001
SOUTHEAST COMMUNITY COLL | 4771 W Scott Rd | Beatrice | NE | 68310-7042 | GAGE | NE00197 | Scrapped/Junked | 52917 | L4135 | 1966 | RICHMOND ENG. | ELBL - Electric Boiler | HWSD - Hot Water Dom/Potable | 5/31/2004
SOUTHEAST COMMUNITY COLL | 4771 W Scott Rd | Beatrice | NE | 68310-7042 | GAGE | NE00198 | Scrapped/Junked |  |  | 1966 | RICHMOND ENG. | ELBL - Electric Boiler | HWSD - Hot Water Dom/Potable | 5/31/2004
SOUTHEAST COMMUNITY COLL | 4771 W Scott Rd | Beatrice | NE | 68310-7042 | GAGE | NE00199 | Scrapped/Junked | 52919 | L-4135 | 1966 | RICHMOND ENG. | ELBL - Electric Boiler | HWSD - Hot Water Dom/Potable | 5/31/2004
King David Castle Apartments | 478 H St | David City | NE | 68632-1465 | Butler | NE12427 | Active | N/A | 397990-2002-05 | 2002 | PEER | CI - Cast Iron | HWHT - Hot Water Heat | 5/31/2026
Chuck Holmberg | 4790 E J St | Hastings | NE | 68901-8346 | Adams | NE18636 | Out of Service | 42251 | 95777 | 1989 | Kewanee | FTFB - Firetube-Firebox Boiler | STHT - Steam-Heat | 2/28/2011
Chi Omega Sorority | 480 N 16th St | Lincoln | NE | 68508-1694 | Lancaster | NE16076 | Active | 60881 | D08H10060881 | 2008 | Lochinvar | WTSS - Watertube SS Steel | HWHT - Hot Water Heat | 11/30/2025
Chi Omega Sorority | 480 N 16th St | Lincoln | NE | 68508-1694 | Lancaster | NE21367 | Exempt 1999 LB-66 |  | RN0298G02136 | 1998 | Rheem Manufacturing Co | AHWH - ANSI/Fired Water Htr | HWSD - Hot Water Dom/Potable | 6/30/1999
Chi Omega Sorority | 480 N 16th St | Lincoln | NE | 68508-1694 | Lancaster | NE25190 | Scrapped/Junked | 189654 | 189654 | 2014 | A O Smith | CHWH - ASME/Fired Water Heater | HWSD - Hot Water Dom/Potable | 11/30/2023
Chi Omega Sorority | 480 N 16th St | Lincoln | NE | 68508-1694 | Lancaster | NE30659 | Exempt 1999 LB-66 |  | 0E91460166 | 1991 | State Ind. | AHWH - ANSI/Fired Water Htr | HWSD - Hot Water Dom/Potable | 6/30/1999
Chi Omega Sorority | 480 N 16th St | Lincoln | NE | 68508-1694 | Lancaster | NE34207 | Scrapped/Junked |  | 923316A | 1961 | Kewannee | FTFB - Firetube-Firebox Boiler | STHT - Steam-Heat | 10/31/2008
Chi Omega Sorority | 480 N 16th St | Lincoln | NE | 68508-1694 | Lancaster | NE40815 | Exempt 1999 LB-66 |  | MG93-0280180880 | 1993 | AO SMITH | AHWH - ANSI/Fired Water Htr | HWSD - Hot Water Dom/Potable | 1/1/1900
ASSOCIATED TAX/APTS | 4800 Dodge St | Omaha | NE | 68132-3111 | Douglas | NE12991 | Exempt |  | 3988V02142 | 1989 | DUNKIRK |  | STHT - Steam-Heat | 6/30/1999
Beatrice Community Hospital | 4800 Hospital Pkwy | Beatrice | NE | 68310-6906 | Gage | NE18768 | Active | 78632 | GC32916U10 | 2010 | Getinge | ELBL - Electric Boiler | STER - Sterilizer | 11/30/2025
Beatrice Community Hospital | 4800 Hospital Pkwy | Beatrice | NE | 68310-6906 | Gage | NE18775 | Active | 77575 | 77575 | 2010 | Getinge | ELBL - Electric Boiler | STER - Sterilizer | 11/30/2025
Beatrice Community Hospital | 4800 Hospital Pkwy | Beatrice | NE | 68310-6906 | Gage | NE20959 | Active | 1787 | 4100 | 2011 | Unilux | WT - Water Tube Boiler | HWHT - Hot Water Heat | 11/30/2025
Beatrice Community Hospital | 4800 Hospital Pkwy | Beatrice | NE | 68310-6906 | Gage | NE20960 | Active | 1788 | 4101 | 2011 | Unilux | WT - Water Tube Boiler | HWHT - Hot Water Heat | 11/30/2025
Beatrice Community Hospital | 4800 Hospital Pkwy | Beatrice | NE | 68310-6906 | Gage | NE20961 | Active | 1786 | 4099 | 2011 | Unilux | WT - Water Tube Boiler | HWHT - Hot Water Heat | 11/30/2025
Beatrice Community Hospital | 4800 Hospital Pkwy | Beatrice | NE | 68310-6906 | Gage | NE21450 | Active | 1049 | VS3-1441-R11 | 2011 | SUSSMAN | ELBL - Electric Boiler | STER - Sterilizer | 11/30/2025
Beatrice Community Hospital | 4800 Hospital Pkwy | Beatrice | NE | 68310-6906 | Gage | NE21451 | Active | 84981 | GC-33064 | 2011 | Getinge | ELBL - Electric Boiler | STER - Sterilizer | 11/30/2025
Beatrice Community Hospital | 4800 Hospital Pkwy | Beatrice | NE | 68310-6906 | Gage | NE21452 | Active | 83860 | GC33048-711 | 2011 | Getinge | ELBL - Electric Boiler | STER - Sterilizer | 11/30/2025
Beatrice Community Hospital | 4800 Hospital Pkwy | Beatrice | NE | 68310-6906 | Gage | NE21460 | Out of Service | 55172 | 93500 | 2010 | Lattner Boiler Co | ELBL - Electric Boiler | HUMI - Humidifier/Humidity Contr | 11/30/2022
Beatrice Community Hospital | 4800 Hospital Pkwy | Beatrice | NE | 68310-6906 | Gage | NE26287 | Out of Service | 57090 | 95933 | 2015 | Lattner Boiler Co | ELBL - Electric Boiler | HUMI - Humidifier/Humidity Contr | 11/30/2022
HAVEN MANOR | 4800 S 48th St | Lincoln | NE | 68516-1216 | LANCASTER | NE40449 | Exempt 1999 LB-66 |  | MF97-0659510964 | 1997 | AO SMITH | AHWH - ANSI/Fired Water Htr | HWSD - Hot Water Dom/Potable | 4/30/2000
HAVEN MANOR | 4800 S 48th St | Lincoln | NE | 68516-1216 | LANCASTER | NE40450 | Exempt 1999 LB-66 |  | MK97-0683184970 | 1997 | AO SMITH | AHWH - ANSI/Fired Water Htr | HWSD - Hot Water Dom/Potable | 4/30/2000
HAVEN MANOR | 4800 S 48th St | Lincoln | NE | 68516-1216 | LANCASTER | NE40556 | Exempt 1999 LB-66 |  | MC9908241178 | 1999 | AO SMITH | AHWH - ANSI/Fired Water Htr | HWSD - Hot Water Dom/Potable | 4/30/2000
Midwest Manufacturing | 4801 N 264th St | Valley | NE | 68064-5432 | Douglas | NE23697 | Active | 10292 | BT9810 | 2006 | Cleaver Brooks | WT - Water Tube Boiler | GLFH - Glycol Floor Heat System | 2/28/2026
Midwest Manufacturing | 4801 N 264th St | Valley | NE | 68064-5432 | Douglas | NE23698 | Active | 10291 | BT9809 | 2006 | Cleaver Brooks | WT - Water Tube Boiler | GLFH - Glycol Floor Heat System | 2/28/2026
Midwest Manufacturing | 4801 N 264th St | Valley | NE | 68064-5432 | Douglas | NE23699 | Active | 10293 | BT9811 | 2006 | Cleaver Brooks | WT - Water Tube Boiler | GLFH - Glycol Floor Heat System | 2/28/2026
Midwest Manufacturing | 4801 N 264th St | Valley | NE | 68064-5432 | Douglas | NE42734 | Active | 389271 | 22.PTG850.300.00092 | 2022 | IBC / AIC | FTVT - Firetube Vertical TB | GLFH - Glycol Floor Heat System | 2/28/2026
Midwest Manufacturing | 4801 N 264th St | Valley | NE | 68064-5432 | Douglas | NE42735 | Active | 349556 | 22.PGT700.299.00013 | 2022 | IBC / AIC | FTVT - Firetube Vertical TB | GLFH - Glycol Floor Heat System | 2/28/2026
Royale Oaks | 4801 N 52nd St | Omaha | NE | 68104-2229 | Douglas | NE05210 | Exempt 1999 LB-66 |  | 0285400387 | 1985 | RHEEM MANUFACTURING CO | AHWH - ANSI/Fired Water Htr | HWSD - Hot Water Dom/Potable | 8/31/1999
Royale Oaks | 4801 N 52nd St | Omaha | NE | 68104-2229 | Douglas | NE09101 | Scrapped/Junked | n/a | A84-575 | 1984 | H. B. Smith | CI - Cast Iron | HWHT - Hot Water Heat | 9/30/2013
Royale Oaks | 4801 N 52nd St | Omaha | NE | 68104-2229 | Douglas | NE09102 | Scrapped/Junked | n/a | 84-576 | 1984 | H. B. Smith | CI - Cast Iron | HWHT - Hot Water Heat | 9/30/2013
Royale Oaks | 4801 N 52nd St | Omaha | NE | 68104-2229 | Douglas | NE09103 | Scrapped/Junked | n/a | 84-577 | 1984 | H. B. Smith | CI - Cast Iron | HWHT - Hot Water Heat | 9/30/2013
Royale Oaks | 4801 N 52nd St | Omaha | NE | 68104-2229 | Douglas | NE09104 | Scrapped/Junked | n/a | A84-578 | 1984 | H. B. Smith | CI - Cast Iron | HWHT - Hot Water Heat | 9/30/2013
Royale Oaks | 4801 N 52nd St | Omaha | NE | 68104-2229 | Douglas | NE14852 | Active | 109527 | G09H10109533 | 2009 | GIANNONI | WT - Water Tube Boiler | HWHT - Hot Water Heat | 9/30/2026
Royale Oaks | 4801 N 52nd St | Omaha | NE | 68104-2229 | Douglas | NE14853 | Active | 109535 | G09H10109535 | 2009 | GIANNONI | WT - Water Tube Boiler | HWHT - Hot Water Heat | 9/30/2026
Royale Oaks | 4801 N 52nd St | Omaha | NE | 68104-2229 | Douglas | NE15031 | Active | 157627 | 03157627 | 2003 | Lochinvar | CPFT - Horiz Cpr Fin Boiler | HWHT - Hot Water Heat | 9/30/2026
Royale Oaks | 4801 N 52nd St | Omaha | NE | 68104-2229 | Douglas | NE23153 | Exempt 1999 LB-66 |  | A97403435 | 1997 | STATE INDUSTRIES | AHWH - ANSI/Fired Water Htr | HWSD - Hot Water Dom/Potable | 4/30/1999
College View 7th Day Adventist Church | 4801 Prescott Ave | Lincoln | NE | 68506-5428 | Lancaster | NE03388 | Active | 27889 | P5787 | 1976 | Kewanee | FTFB - Firetube-Firebox Boiler | HWHT - Hot Water Heat | 6/30/2026
College View 7th Day Adventist Church | 4801 Prescott Ave | Lincoln | NE | 68506-5428 | Lancaster | NE03389 | Active | 27913 | P5790 | 1976 | Kewanee | FTFB - Firetube-Firebox Boiler | HWHT - Hot Water Heat | 6/30/2026
Apartment Building | 4801 S 24th St | Omaha | NE | 68107-2704 | Douglas | NE12978 | Out of Service | n/a | 61-81294-1195 | 1995 | Peerless | CI - Cast Iron | STHT - Steam-Heat | 3/31/2017
CAPITOL HOUSE | 4802 Capitol Ave | Omaha | NE | 68132-3167 | Douglas | NE23115 | Inactive |  | 1 | 1930 | ARCO |  | STHT - Steam-Heat | 4/30/2001
Felicia Russell | 4802 NW Radial Hwy | Omaha | NE | 68104-4424 | Douglas | NE21893 | Active | n/a | 88 | 1960 | AMST | CI - Cast Iron | HWHT - Hot Water Heat | 9/30/2026
Club Car Wash | 4802 S 72nd St | Omaha | NE | 68127-2854 | Douglas | NE41247 | Scrapped/Junked | 531688 | D1.21.28.00166 | 2021 | Hamilton Eng | WT - Water Tube Boiler | HWSD - Hot Water Dom/Potable | 12/31/2022
Single Family Residence | 4803 Underwood Ave | Omaha | NE | 68132-2419 | Douglas | NE17882 | Exempt | n/a | 211A-4935-1089 | 1993 | Peerless | CI - Cast Iron | STHT - Steam-Heat | 2/28/2017
Single Family Residence | 4803 Underwood Ave | Omaha | NE | 68132-2419 | Douglas | NE19292 | Exempt 1999 LB-66 |  | H827-7218 | 1980 | STATE INDUSTRIES | AHWH - ANSI/Fired Water Htr | HWSD - Hot Water Dom/Potable | 2/29/2000
Birchwood Apartments | 4804 Dodge St | Omaha | NE | 68132-3135 | Douglas | NE04674 | Out of Service | NA | 34485 | 1953 | TITV | FTFB - Firetube-Firebox Boiler | STHT - Steam-Heat | 7/31/2008
Birchwood Apartments | 4804 Dodge St | Omaha | NE | 68132-3135 | Douglas | NE20307 | Exempt 1999 LB-66 |  | 403843 | 1992 | RHEEM MANUFACTURING CO | AHWH - ANSI/Fired Water Htr | HWSD - Hot Water Dom/Potable | 6/30/1999
Birchwood Apartments | 4804 Dodge St | Omaha | NE | 68132-3135 | Douglas | NE22767 | Active | n/a | 632751-201001 | 2010 | Peerless | CI - Cast Iron | HWHT - Hot Water Heat | 1/31/2026
ST THOMAS MORE PARISH | 4804 Grover St | Omaha | NE | 68106-4540 | Douglas | NE21979 | Exempt 1999 LB-66 |  | 770-M-79-29471 | 1987 | AO SMITH | AHWH - ANSI/Fired Water Htr | HWSD - Hot Water Dom/Potable | 7/31/1999
Phibro Animal Health Corp | 4805 G St | Omaha | NE | 68117-1414 | Douglas | NE12577 | Out of Service | 121815 | 0607121815 | 2007 | Pvi | CHWH - ASME/Fired Water Heater | HWSP - Hot Water Non Potable Supply | 5/31/2019
Phibro Animal Health Corp | 4805 G St | Omaha | NE | 68117-1414 | Douglas | NE12578 | Active | 55157 | 95764 | 2007 | BRYA | WT - Water Tube Boiler | PROC - Process Steam | 5/31/2026
Phibro Animal Health Corp | 4805 G St | Omaha | NE | 68117-1414 | Douglas | NE28040 | Active | 458373 | 113872471 | 2019 | Lochinvar | WT - Water Tube Boiler | HWSP - Hot Water Non Potable Supply | 5/31/2026
Phibro Animal Health Corp | 4805 G St | Omaha | NE | 68117-1414 | Douglas | NE42874 | Active | 11517 | F2508009A | 2024 | Fulton | FTNT - FT Vertical Tubeless | PROC - Process Steam | 5/31/2026
SHONEYS INN | 4808 W O St | Lincoln | NE | 68528-9143 | LANCASTER | NE00184 | Scrapped/Junked |  | G93785111 | 1993 | STATE INDUSTRIES | AHWH - ANSI/Fired Water Htr | HWSP - Hot Water Non Potable Supply | 5/31/2002
OAK GROVE MANOR | 4809 Redman Ave | Omaha | NE | 68104-1842 | Douglas | NE16500 | Scrapped/Junked |  | LD910012714880 | 1991 | AO SMITH | AHWH - ANSI/Fired Water Htr | HWSD - Hot Water Dom/Potable | 5/31/2002
OAK GROVE MANOR | 4809 Redman Ave | Omaha | NE | 68104-1842 | Douglas | NE20328 | Exempt 1999 LB-66 |  | MC91-0192513880 | 1991 | AO SMITH | AHWH - ANSI/Fired Water Htr | HWSD - Hot Water Dom/Potable | 5/31/2000
OAK GROVE MANOR | 4809 Redman Ave | Omaha | NE | 68104-1842 | Douglas | NE34881 | Scrapped/Junked |  | N1512 | 1965 | KEWANEE | FT - Firetube Boiler | HWHT - Hot Water Heat | 5/31/2002
OAK GROVE MANOR | 4809 Redman Ave | Omaha | NE | 68104-1842 | Douglas | NE34882 | Scrapped/Junked |  | N1505 | 1965 | KEWANEE | FT - Firetube Boiler | HWHT - Hot Water Heat | 5/31/2002
OAK GROVE MANOR | 4809 Redman Ave | Omaha | NE | 68104-1842 | Douglas | NE34883 | Scrapped/Junked |  | A87867849 | 1987 | TURBO | AHWH - ANSI/Fired Water Htr | HWSD - Hot Water Dom/Potable | 5/31/2002
Holy Cross Parish | 4810 Woolworth Ave | Omaha | NE | 68106 | Douglas | NE14647 | Active | 11403 | O1E-9255 | 2001 | ALDRICH/LES | FTVT - Firetube Vertical TB | HWHT - Hot Water Heat | 6/30/2026
LEISURE INN & LANES | 4811 L St | Omaha | NE | 68117-1550 | Douglas | NE04942 | Inactive |  | B1-0787 | 1988 | PEERLESS HEATER COMPANY |  | HWHT - Hot Water Heat | 12/31/1997
LEISURE INN & LANES | 4811 L St | Omaha | NE | 68117-1550 | Douglas | NE04943 | Inactive |  | B2-26935 | 1984 | AO SMITH | AHWH - ANSI/Fired Water Htr | HWSD - Hot Water Dom/Potable | 12/31/1997
Salvation Army Thrift | 4814 S 24th St | Omaha | NE | 68107-2703 | Douglas | NE34188 | Inactive |  | 10C54153 | 1985 | Bryan Steam LLC | CI - Cast Iron | STHT - Steam-Heat | 3/31/1995
TLC Dry Cleaners | 4815 Old Cheney Rd | Lincoln | NE | 68516-3172 | Lancaster | NE20144 | Scrapped/Junked | 46682 | 82554 | 1996 | Lattner Boiler Co | FT - Firetube Boiler | PROC - Process Steam | 3/31/2024
TLC Dry Cleaners | 4815 Old Cheney Rd | Lincoln | NE | 68516-3172 | Lancaster | NE42739 | Active | 60331 | 98975 | 2024 | Lattner Boiler Co | FT - Firetube Boiler | PROC - Process Steam | 7/31/2026
APARTMENT BUILDING | 4815-19 S 24TH ST | OMAHA | NE | 68107-2704 | Douglas | NE04318 | Inactive |  | 210-5 | 1966 | PEERLESS HEATER COMPANY |  | STHT - Steam-Heat | 8/31/1995
Apartment Building | 4816 Chicago St | Omaha | NE | 68132-3022 | Douglas | NE08564 | Active | NA | 61-20153 | 1961 | PEER | CI - Cast Iron | HWHT - Hot Water Heat | 3/31/2026
1St Inn Gold | 4817 S Lincoln | York | NE | 68467-9411 | YORK | NE30401 | Scrapped/Junked |  | MF90-0172127880 | 1990 | A. O. Smith | AHWH - ANSI/Fired Water Htr | HWSD - Hot Water Dom/Potable | 12/31/2002
Motel 6 | 4817 S Lincoln Ave | York | NE | 68467-9411 | York | NE04125 | Scrapped/Junked |  | RN0779400915 | 1979 | RHEE | AHWH - ANSI/Fired Water Htr | HWSD - Hot Water Dom/Potable | 3/31/2010
Motel 6 | 4817 S Lincoln Ave | York | NE | 68467-9411 | York | NE10296 | Active | 65548 | LL01-138160-110 | 2001 | AOSM | CHWH - ASME/Fired Water Heater | HWSD - Hot Water Dom/Potable | 3/31/2025
Motel 6 | 4817 S Lincoln Ave | York | NE | 68467-9411 | York | NE30398 | Active | n/a | MK90-0181126880 | 1990 | AOSM | AHWH - ANSI/Fired Water Htr | HWSD - Hot Water Dom/Potable | 3/31/2025
Motel 6 | 4817 S Lincoln Ave | York | NE | 68467-9411 | York | NE30400 | Active | n/a | MK90-0181124-880 | 1990 | AOSM | AHWH - ANSI/Fired Water Htr | HWSD - Hot Water Dom/Potable | 3/31/2025
Motel 6 | 4817 S Lincoln Ave | York | NE | 68467-9411 | York | NE30402 | Active | n/a | MK90-018117880 | 1990 | AOSM | AHWH - ANSI/Fired Water Htr | HWSD - Hot Water Dom/Potable | 3/31/2025
PARK CREST APARTMENTS | 4817 Sahler St | Omaha | NE | 68104-5280 | Douglas | NE21693 | Exempt 1999 LB-66 |  | 854203254 | 1985 | PRESTIGE | AHWH - ANSI/Fired Water Htr | HWSD - Hot Water Dom/Potable | 9/30/1999
PARK CREST APARTMENTS | 4817 Sahler St | Omaha | NE | 68104-5280 | Douglas | NE21694 | Scrapped/Junked |  | AE81-03946820 | 1981 | AO SMITH | AHWH - ANSI/Fired Water Htr | HWSD - Hot Water Dom/Potable | 9/30/1998
PARK CREST APARTMENTS | 4817 Sahler St | Omaha | NE | 68104-5280 | Douglas | NE21695 | Exempt 1999 LB-66 |  | 0206674880 | 1981 | AO SMITH | AHWH - ANSI/Fired Water Htr | HWSD - Hot Water Dom/Potable | 9/30/1999
PARK CREST APARTMENTS | 4817 Sahler St | Omaha | NE | 68104-5280 | Douglas | NE21696 | Inactive |  | 9487404192 | 1987 | RUUD | AHWH - ANSI/Fired Water Htr | HWSD - Hot Water Dom/Potable | 9/30/1998
PARK CREST APARTMENTS | 4817 Sahler St | Omaha | NE | 68104-5280 | Douglas | NE21697 | Scrapped/Junked |  | 0283403118 | 1990 | RUUD | AHWH - ANSI/Fired Water Htr | HWSD - Hot Water Dom/Potable | 9/30/1998
PARK CREST APARTMENTS | 4817 Sahler St | Omaha | NE | 68104-5280 | Douglas | NE21698 | Exempt 1999 LB-66 |  | 0490D05143 | 1990 | RHEEM MANUFACTURING CO | AHWH - ANSI/Fired Water Htr | HWSD - Hot Water Dom/Potable | 9/30/1999
PARK CREST APARTMENTS | 4817 Sahler St | Omaha | NE | 68104-5280 | Douglas | NE21699 | Exempt 1999 LB-66 |  | 0883400925 | 1992 | RUUD | AHWH - ANSI/Fired Water Htr | HWSD - Hot Water Dom/Potable | 9/30/1999
Buckingham Manor | 4817-4821 Chicago St | Omaha | NE | 68131 | Douglas | NE21963 | Active | n/a | 211A-101290994 | 1994 | Peerless | CI - Cast Iron | STHT - Steam-Heat | 4/30/2026
BUCKINGHAM MANOR | 4817-4821 CHICAGO ST | OMAHA | NE | 68131 | Douglas | NE21962 | Inactive |  | 211A-112540995 | 1995 | PEERLESS HEATER COMPANY |  | STHT - Steam-Heat | 4/30/2006
BUCKINGHAM MANOR | 4817-4821 CHICAGO ST | OMAHA | NE | 68131 | Douglas | NE21964 | Exempt 1999 LB-66 |  | MJ930291254880 | 1993 | AO SMITH | AHWH - ANSI/Fired Water Htr | HWSD - Hot Water Dom/Potable | 4/30/1998
Underwood Landing LLC | 4821 Underwood Ave | Omaha | NE | 68132-4204 | Douglas | NE07332 | Scrapped/Junked | 25994 | K06H10024994 | 2006 | Lochinvar | WT - Water Tube Boiler | HWHT - Hot Water Heat | 1/31/2016
Underwood Landing LLC | 4821 Underwood Ave | Omaha | NE | 68132-4204 | Douglas | NE26657 | Active | 211564 | 1622103024490 | 2016 | Lochinvar | FT - Firetube Boiler | HWHT - Hot Water Heat | 2/28/2024
Doodle Properties - Apartment Building | 4822 Cass St | Omaha | NE | 68132-3026 | Douglas | NE18325 | Scrapped/Junked |  | S-09116 | 1932 | AMRA | CI - Cast Iron | HWHT - Hot Water Heat | 11/30/2007
Apartment Building | 4822 Cass St | Omaha | NE | 68132-3026 | Douglas | NE14620 | Active | N/A | 4304V06842 | 2004 | ECR INTERNATIONAL | CI - Cast Iron | HWHT - Hot Water Heat | 10/31/2026
Dundee Park Apartments | 4822 Chicago St | Omaha | NE | 68132-3023 | Douglas | NE17448 | Inactive | n/a | 211A-8759-0393 | 1993 | Peerless | CI - Cast Iron | STHT - Steam-Heat | 10/31/2018
Dundee Park Apartments | 4822 Chicago St | Omaha | NE | 68132-3023 | Douglas | NE23124 | Exempt 1999 LB-66 |  | 680703K00350 | 1980 | AO SMITH | AHWH - ANSI/Fired Water Htr | HWSD - Hot Water Dom/Potable | 4/30/2000
Batheja & Associates Inc | 4822 Dodge St | Omaha | NE | 68132-3111 | Douglas | NE18095 | Scrapped/Junked |  | 2671H7 | 1960 | RITE | WT - Water Tube Boiler | HWHT - Hot Water Heat | 2/28/2010
Dundee Apartments | 4825 Cass St | Omaha | NE | 68132-3066 | Douglas | NE19276 | Exempt 1999 LB-66 |  | 870683A003 | 1987 | AO SMITH | AHWH - ANSI/Fired Water Htr | HWSD - Hot Water Dom/Potable | 4/30/2000
Dundee Apartments | 4825 Cass St | Omaha | NE | 68132-3066 | Douglas | NE21975 | Inactive | n/a | 211A12220 | 1995 | Peerless | CI - Cast Iron | STHT - Steam-Heat | 10/31/2018
Green America Bio fuels | 48267 Val-E Rd | Ord | NE | 68862-1988 | Valley | NE07952 | Active | 33 | ET006 | 2006 | Victory | WT - Water Tube Boiler | PROC - Process Steam | 11/30/2026
Green America Bio fuels | 48267 Val-E Rd | Ord | NE | 68862-1988 | Valley | NE12693 | Scrapped/Junked | 336 | 1675 | 2006 | CAM INDUSTRIES | ECON - Boiler Economizer | PROC - Process Steam | 11/30/2022
Green America Bio fuels | 48267 Val-E Rd | Ord | NE | 68862-1988 | Valley | NE41344 | Active | 942 | 16139 | 2021 | Victory | ECON - Boiler Economizer | ECON - Boiler Economizer | 11/30/2026
Green America Bio fuels | 48267 Val-E Rd | Ord | NE | 68862-1988 | Valley | NEW | Scrapped/Junked | 942 | 16139E | 2021 | VICTORY ENERGY | SUPH - Tubed Superheater | HPSH - High Pressure Superheater | 4/25/2022
Thrif-t Car Wash | 4828 Orchard St | Lincoln | NE | 68504-3261 | Lancaster | NE01549 | Scrapped/Junked |  | 840-65-7K048 | 1965 | AO SMITH | COBL - Coil Type Boiler | HWHT - Hot Water Heat | 3/31/2005
Thrif-t Car Wash | 4828 Orchard St | Lincoln | NE | 68504-3261 | Lancaster | NE01550 | Scrapped/Junked |  | MB880117823830 | 1988 | AOSM | AHWH - ANSI/Fired Water Htr | HWSP - Hot Water Non Potable Supply | 3/31/2010
Thrif-t Car Wash | 4828 Orchard St | Lincoln | NE | 68504-3261 | Lancaster | NE08522 | Out of Service | NA | HAF-1666 | 1995 | HYDR | CI - Cast Iron | HWHF - Hot Water Heat-Floor | 3/31/2014
ST VINCENT DEPAUL STORE | 4828 S 24th St | Omaha | NE | 68107-2703 | Douglas | NE37648 | Inactive |  | 60-1712 | 1979 | PEERLESS HEATER COMPANY |  | STHT - Steam-Heat | 11/30/1990
Prouty's Bldg | 4829 S 25th St | Omaha | NE | 68107-2738 | Douglas | NE12776 | Inactive |  | L205 | 1948 | US RADIATOR |  | STHT - Steam-Heat | 11/30/1992
Prouty's Bldg | 4829 S 25th St | Omaha | NE | 68107-2738 | Douglas | NE17227 | Scrapped/Junked |  | 7774-119 | 1992 | PEER | CI - Cast Iron | STHT - Steam-Heat | 12/31/2007
Red Star Feeds | 48303 115 Ave | Leigh | NE | 68643-4003 | Platte | NE43463 | Active | 559137 | N1.22.20.00001 | 2022 | RBI/ Sermeta | WTHW - Watertube Wtr Heater | HWSP - Hot Water Non Potable Supply | 9/30/2026
SAN LEE MARKET | 4831 S 24th St | Omaha | NE | 68107-2704 | Douglas | NE18093 | Inactive |  | 00061-4021 | 1977 | PEERLESS HEATER COMPANY |  | STHT - Steam-Heat | 1/31/1997
5 Star Truck Wash | 4831 S Lincoln Ave | York | NE | 68467-9411 | York | NE00740 | Scrapped/Junked | 172783 | 0007172783 | 2000 | Raypak | CPFT - Horiz Cpr Fin Boiler | HWSP - Hot Water Non Potable Supply | 7/31/2011
5 Star Truck Wash | 4831 S Lincoln Ave | York | NE | 68467-9411 | York | NE20779 | Out of Service | 321073 | 1103321073 | 2011 | Raypak | CPFH - Copper Fin Water Heater | HWSP - Hot Water Non Potable Supply | 9/30/2022
5 Star Truck Wash | 4831 S Lincoln Ave | York | NE | 68467-9411 | York | NE26955 | Active | 429956 | 1609429956 | 2016 | Raypak | CPFH - Copper Fin Water Heater | HWSP - Hot Water Non Potable Supply | 9/30/2026
5 Star Truck Wash | 4831 S Lincoln Ave | York | NE | 68467-9411 | York | NE26956 | Active | 416322 | 1602416322 | 2016 | Raypak | CPFH - Copper Fin Water Heater | HWSP - Hot Water Non Potable Supply | 9/30/2026
Coinco LLC | 4832 S 24th St | Omaha | NE | 68107-2703 | Douglas | NE04659 | Scrapped/Junked |  | 115025 | 1940 | USRA | CI - Cast Iron | STHT - Steam-Heat | 9/30/2000
Omaha Nursing & Rehab Center | 4835 S 49th St | Omaha | NE | 68117-2002 | Douglas | NE04993 | Scrapped/Junked | n/a | n/a | 1968 | American Standard | CI - Cast Iron | HWHT - Hot Water Heat | 3/31/2021
Echo Hills Nursing Home | 4835 S 49th St | Omaha | NE | 68117-2002 | Douglas | NE05671 | Exempt 1999 LB-66 |  | 199-85A | 1985 | PRESTIGE | AHWH - ANSI/Fired Water Htr | HWSD - Hot Water Dom/Potable | 3/31/2000
INTERNORTH INC | 4840 F St | Omaha | NE | 68117-1407 | Douglas | NE05126 | Inactive | 64500 |  | 1975 | EMERSON ELECTRIC | ELBL - Electric Boiler | PROC - Process Steam | 12/31/1987
INTERNORTH INC | 4840 F St | Omaha | NE | 68117-1407 | Douglas | NE05493 | Inactive | 87644 |  | 1975 | CHROMALOX PRECISION HEAT | ELBL - Electric Boiler | PROC - Process Steam | 12/31/1987
Lindenwood Court Apts DEMOLISHED | 4841 Boyd St | Omaha | NE | 68104-5201 | Douglas | NE05705 | Inactive | n/a | 0478V00021 | 1983 | BDP Company | CI - Cast Iron | HWHT - Hot Water Heat | 3/31/2012
Lindenwood Court Apts DEMOLISHED | 4841 Boyd St | Omaha | NE | 68104-5201 | Douglas | NE05706 | Exempt 1999 LB-66 |  | 03477 | 1995 | RUUD | AHWH - ANSI/Fired Water Htr | HWSD - Hot Water Dom/Potable | 9/30/1999
Lindenwood Court Apts DEMOLISHED | 4841 Boyd St | Omaha | NE | 68104-5201 | Douglas | NE20750 | Scrapped/Junked | 83724 | D1083900392 | 2008 | Giannoni France SAS | WT - Water Tube Boiler | HWHT - Hot Water Heat | 10/31/2019
Lindenwood Court Apts DEMOLISHED | 4842 Sahler St | Omaha | NE | 68104-5273 | Douglas | NE05707 | Inactive | n/a | 2147G | 1964 | Pacific | WT - Water Tube Boiler | HWHT - Hot Water Heat | 3/31/2012
Lindenwood Court Apts DEMOLISHED | 4842 Sahler St | Omaha | NE | 68104-5273 | Douglas | NE05708 | Exempt 1999 LB-66 |  | 00336 | 1997 | RUUD | AHWH - ANSI/Fired Water Htr | HWSD - Hot Water Dom/Potable | 9/30/1999
Lindenwood Court Apts DEMOLISHED | 4842 Sahler St | Omaha | NE | 68104-5273 | Douglas | NE20749 | Scrapped/Junked | 83723 | D1383900391 | 2008 | Giannoni France SAS | WT - Water Tube Boiler | HWHT - Hot Water Heat | 10/31/2019
OFFICE BUILDING | 4843 Huntington Ave | Lincoln | NE | 68504-2859 | LANCASTER | NE08376 | Inactive |  | 319852-2000008 | 2000 | PEERLESS HEATER COMPANY |  | HWHT - Hot Water Heat | 10/31/2003
WINDSTREAM COMMUNICATIONS | 4843 Huntington Ave | Lincoln | NE | 68504-2859 | LANCASTER | NE15245 | Scrapped/Junked |  | 6804 | 1976 | PEERLESS HEATER COMPANY |  | HWHT - Hot Water Heat | 8/31/2001
Kearney Aviation Center | 4845 Airport Rd | Kearney | NE | 68847-3773 | Buffalo | NE24596 | Active | 259396 | E13H10259396 | 2013 | Lochinvar | WTSS - Watertube SS Steel | GLFH - Glycol Floor Heat System | 2/28/2027
Wakonda Elementary | 4845 Curtis Ave | Omaha | NE | 68104-1300 | Douglas | NE05299 | Exempt 1999 LB-66 |  | 1285401840 | 1985 | RUUD | AHWH - ANSI/Fired Water Htr | HWSD - Hot Water Dom/Potable | 6/30/2000
Wakonda Elementary | 4845 Curtis Ave | Omaha | NE | 68104-1300 | Douglas | NE05312 | Exempt 1999 LB-66 |  | 0000079371 | 1980 | AO SMITH | AHWH - ANSI/Fired Water Htr | HWSD - Hot Water Dom/Potable | 6/30/2000
Wakonda Elementary | 4845 Curtis Ave | Omaha | NE | 68104-1300 | Douglas | NE05315 | Exempt 1999 LB-66 |  | 0685402361 | 1985 | RUUD | AHWH - ANSI/Fired Water Htr | HWSD - Hot Water Dom/Potable | 6/30/2000
Wakonda Elementary | 4845 Curtis Ave | Omaha | NE | 68104-1300 | Douglas | NE05316 | Exempt 1999 LB-66 |  | 0283403278 | 1983 | RUUD | AHWH - ANSI/Fired Water Htr | HWSD - Hot Water Dom/Potable | 6/30/2000
Wakonda Elementary | 4845 Curtis Ave | Omaha | NE | 68104-1300 | Douglas | NE10688 | Active | 12783 | 56903 | 2002 | TRIA | FTVT - Firetube Vertical TB | HHHP - Hotwater Heat & Heat Pump | 12/31/2025
Wakonda Elementary | 4845 Curtis Ave | Omaha | NE | 68104-1300 | Douglas | NE10689 | Active | 12777 | 56897 | 2002 | TRIA | FTVT - Firetube Vertical TB | HHHP - Hotwater Heat & Heat Pump | 12/31/2025
Wakonda Elementary | 4845 Curtis Ave | Omaha | NE | 68104-1300 | Douglas | NE10690 | Active | 68017 | LD021608754-110 | 2002 | AOSM | CHWH - ASME/Fired Water Heater | HWSD - Hot Water Dom/Potable | 12/31/2025
Wakonda Elementary | 4845 Curtis Ave | Omaha | NE | 68104-1300 | Douglas | NE10691 | Active | 67754 | LC021565440-110 | 2002 | AOSM | CHWH - ASME/Fired Water Heater | HWSD - Hot Water Dom/Potable | 12/31/2025
Wakonda Elementary | 4845 Curtis Ave | Omaha | NE | 68104-1300 | Douglas | NE31100 | Scrapped/Junked |  | L-9692 | 1961 | KEWANEE | FTFB - Firetube-Firebox Boiler | HWHT - Hot Water Heat | 6/30/2003
Wakonda Elementary | 4845 Curtis Ave | Omaha | NE | 68104-1300 | Douglas | NE31101 | Scrapped/Junked |  | L-9689 | 1961 | KEWANEE | FTFB - Firetube-Firebox Boiler | HWHT - Hot Water Heat | 6/30/2003
SLEEPY HOLLOW HOTEL | 4848 O St | Lincoln | NE | 68510-1908 | LANCASTER | NE04275 | Scrapped/Junked |  |  | 1960 | PEERLESS HEATER COMPANY |  | STHT - Steam-Heat | 8/31/1994
SLEEPY HOLLOW HOTEL | 4848 O St | Lincoln | NE | 68510-1908 | LANCASTER | NE04276 | Scrapped/Junked |  |  | 1960 | US RADIATOR |  | HWHT - Hot Water Heat | 8/31/1994
SLEEPY HOLLOW HOTEL | 4848 O St | Lincoln | NE | 68510-1908 | LANCASTER | NE15550 | Scrapped/Junked |  | 3112769 | 1975 | TELEDYNE LAARS | WT - Water Tube Boiler | HWHT - Hot Water Heat | 8/31/1994
David City Pool | 485 S 9th St | David City | NE | 68632-2134 | Butler | NE09866 | Active | 191447 | 0201191447 | 2002 | Raypak | CPFH - Copper Fin Water Heater | OPHT - Outdoor Pool Heater | 7/31/2026
OHA/Underwood Tower Apts | 4850 Underwood Ave | Omaha | NE | 68132-4206 | Douglas | NE16703 | Scrapped/Junked | 25495 | HK9837048 | 1991 | LOCHINVAR | CHWH - ASME/Fired Water Heater | HWSD - Hot Water Dom/Potable | 3/31/2006
OHA/Underwood Tower Apts | 4850 Underwood Ave | Omaha | NE | 68132-4206 | Douglas | NE16704 | Scrapped/Junked | 25490 | HK9837043 | 1991 | LOCHINVAR | CHWH - ASME/Fired Water Heater | HWSD - Hot Water Dom/Potable | 3/31/2006
OHA/Underwood Tower Apts | 4850 Underwood Ave | Omaha | NE | 68132-4206 | Douglas | NE16705 | Scrapped/Junked | 25493 | HK9837046 | 1991 | Lochinvar | CHWH - ASME/Fired Water Heater | HWSD - Hot Water Dom/Potable | 3/31/2006
OHA/Underwood Tower Apts | 4850 Underwood Ave | Omaha | NE | 68132-4206 | Douglas | NE17241 | Active | n/a | 7923 | 1992 | Peerless | CI - Cast Iron | HWHT - Hot Water Heat | 3/31/2026
OHA/Underwood Tower Apts | 4850 Underwood Ave | Omaha | NE | 68132-4206 | Douglas | NE17242 | Active | n/a | 7922 | 1992 | Peerless | CI - Cast Iron | HWHT - Hot Water Heat | 3/31/2025
OHA/Underwood Tower Apts | 4850 Underwood Ave | Omaha | NE | 68132-4206 | Douglas | NE43526 | Active | 314574 | 314574 | 2023 | AO SMITH | CHWH - ASME/Fired Water Heater | HWSD - Hot Water Dom/Potable | 3/31/2026
OHA/Underwood Tower Apts | 4850 Underwood Ave | Omaha | NE | 68132-4206 | Douglas | NE43575 | Active | 143702 | 158702 | 2023 | Bradford White | CHWH - ASME/Fired Water Heater | HWSD - Hot Water Dom/Potable | 3/31/2026
Buckle Airport Hanger | 4855 Airport Rd | Kearney | NE | 68847-3773 | Buffalo | NE06389 | Scrapped/Junked | n/a | n/a | 1987 | Dunkirk | CI - Cast Iron | HWHT - Hot Water Heat | 5/31/2016
Buckle Airport Hanger | 4855 Airport Rd | Kearney | NE | 68847-3773 | Buffalo | NE06390 | Scrapped/Junked |  | 64482022 | 2002 | Burnham Industrial | CI - Cast Iron | HWHT - Hot Water Heat | 5/31/2008
Buckle Airport Hanger | 4855 Airport Rd | Kearney | NE | 68847-3773 | Buffalo | NE13945 | Active | 60859 | D08H10060859 | 2008 | LOCHINVAR | COWH - Coil Type Water Heater | HWHT - Hot Water Heat | 2/28/2026
Buckle Airport Hanger | 4855 Airport Rd | Kearney | NE | 68847-3773 | Buffalo | NE26905 | Active | 313938 | M1142800663 | 2014 | Sermeta | WT - Water Tube Boiler | HWHT - Hot Water Heat | 2/28/2026
Clean Water Car Wash | 4859 Pierce St | Omaha | NE | 68106-1931 | Douglas | NE16464 | Scrapped/Junked | NA | 0479101657 | 1984 | Raypak | WT - Water Tube Boiler | HWSP - Hot Water Non Potable Supply | 9/30/2016
Clean Water Car Wash | 4859 Pierce St | Omaha | NE | 68106-1931 | Douglas | NE16465 | Scrapped/Junked | 22331 | 1280106283 | 1984 | Raypak | WT - Water Tube Boiler | HWHF - Hot Water Heat-Floor | 9/30/2019
Clean Water Car Wash | 4859 Pierce St | Omaha | NE | 68106-1931 | Douglas | NE43294 | Active | 459332 | 24.PG80.95.00262 | 2024 | Lochinvar | FTVT - Firetube Vertical TB | GLFH - Glycol Floor Heat System | 5/31/2026
4860 Q St Building | 4868 Q St | Omaha | NE | 68117-2121 | Douglas | NE02496 | Scrapped/Junked |  | 23086 | 1965 | BRYAN STEAM LLC | WT - Water Tube Boiler | HWHT - Hot Water Heat | 5/31/2002
4860 Q St Building | 4868 Q St | Omaha | NE | 68117-2121 | Douglas | NE08495 | Inactive | n/a | FA2001-445 | 2001 | Smith Cast Iron | CI - Cast Iron | HWHT - Hot Water Heat | 10/31/2022
HEISE 4700 CAR WASH | 48TH & CORNHUSKER HWY | LINCOLN | NE | 68507 | LANCASTER | NE08523 | Scrapped/Junked |  | MB93-2614716 | 1993 | AO SMITH | FTVT - Firetube Vertical TB | HWSP - Hot Water Non Potable Supply | 7/31/2002
SOUTHSIDE CAR WASH | 48TH & HWY 2 | LINCOLN | NE | 68516 | LANCASTER | NE08641 | Scrapped/Junked | 88065 | 8692137 | 1986 | TELEDYNE LAARS | CPFT - Horiz Cpr Fin Boiler | HWHT - Hot Water Heat | 10/31/2008
SOUTHSIDE CAR WASH | 48TH & HWY 2 | LINCOLN | NE | 68516 | LANCASTER | NE40398 | Inactive |  | MI-1025430395 | 1995 | PEERLESS HEATER COMPANY |  | HWHT - Hot Water Heat | 4/30/2002
SOUTHSIDE CAR WASH | 48TH & HWY 2 | LINCOLN | NE | 68516 | LANCASTER | NE40400 | Scrapped/Junked | 25333 | 0981102712 | 1981 | RAYPAK INC, CALIFORNIA | COBL - Coil Type Boiler | HWSP - Hot Water Non Potable Supply | 10/31/2008
SOUTHSIDE CAR WASH | 48TH & HWY 2 | LINCOLN | NE | 68516 | LANCASTER | NE40401 | Inactive |  | 72B0078 | 1971 | AO SMITH | WT - Water Tube Boiler | HWHT - Hot Water Heat | 4/30/2002
US Bank- David City | 490 E St | David City | NE | 68632-1637 | Butler | NE00066 | Out of Service | 0 | 92259-0898 | 1998 | Peerless Heater Company | CI - Cast Iron | STHT - Steam-Heat | 10/31/2021
US Bank- David City | 490 E St | David City | NE | 68632-1637 | Butler | NE37465 | Scrapped/Junked |  | G46 | 1960 | American Radiator | CI - Cast Iron | STHT - Steam-Heat | 8/31/2000
EJ REINER CO | 4900 Dodge St | Omaha | NE | 68132-2918 | Douglas | NE04456 | Inactive |  | 170-4124 | 1964 | PEERLESS HEATER COMPANY |  | STHT - Steam-Heat | 2/28/1990
Zeman Elementary School | 4900 S 52nd St | Lincoln | NE | 68516-1816 | Lancaster | NE05415 | Exempt 1999 LB-66 |  | 0000003124 | 1992 | RUUD | AHWH - ANSI/Fired Water Htr | HWSD - Hot Water Dom/Potable | 6/30/2000
Zeman Elementary School | 4900 S 52nd St | Lincoln | NE | 68516-1816 | Lancaster | NE09394 | Scrapped/Junked | 13795 | 13795 | 1974 | AO SMITH | AHWH - ANSI/Fired Water Htr | HWSD - Hot Water Dom/Potable | 2/28/2005
Zeman Elementary School | 4900 S 52nd St | Lincoln | NE | 68516-1816 | Lancaster | NE09395 | Scrapped/Junked | 19797 | 7200-74-13797 | 1974 | AO SMITH | AHWH - ANSI/Fired Water Htr | HWSD - Hot Water Dom/Potable | 2/28/2005
Zeman Elementary School | 4900 S 52nd St | Lincoln | NE | 68516-1816 | Lancaster | NE32377 | Scrapped/Junked | N/A | 426179 | 1974 | Kewanee | FTFB - Firetube-Firebox Boiler | HWHT - Hot Water Heat | 2/28/2011
Zeman Elementary School | 4900 S 52nd St | Lincoln | NE | 68516-1816 | Lancaster | NE32378 | Scrapped/Junked | N/A | 426179 | 1974 | Kewanee | FTFB - Firetube-Firebox Boiler | HWHT - Hot Water Heat | 2/28/2011
Seymour Elementary | 4900 S 79th St | Ralston | NE | 68127-2779 | Douglas | NE16861 | Scrapped/Junked | n/a | 72843 | 1989 | Ruud-Rheem | CHWH - ASME/Fired Water Heater | HWSD - Hot Water Dom/Potable | 6/30/2024
Seymour Elementary | 4900 S 79th St | Ralston | NE | 68127-2779 | Douglas | NE16862 | Scrapped/Junked | 51986 | RN0389402780 | 1989 | RHEEM | CHWH - ASME/Fired Water Heater | HWSD - Hot Water Dom/Potable | 6/30/2024
Seymour Elementary | 4900 S 79th St | Ralston | NE | 68127-2779 | Douglas | NE27221 | Active | 77537 | G-17-0793 | 2017 | Aerco | FTVT - Firetube Vertical TB | HWHT - Hot Water Heat | 6/30/2026
Seymour Elementary | 4900 S 79th St | Ralston | NE | 68127-2779 | Douglas | NE27222 | Active | 77536 | G-17-0792 | 2017 | Aerco | FTVT - Firetube Vertical TB | HWHT - Hot Water Heat | 6/30/2026
Seymour Elementary | 4900 S 79th St | Ralston | NE | 68127-2779 | Douglas | NE31586 | Scrapped/Junked | n/a | L8133 | 1961 | Kewanee | FTFB - Firetube-Firebox Boiler | HWHT - Hot Water Heat | 6/30/2017
Seymour Elementary | 4900 S 79th St | Ralston | NE | 68127-2779 | Douglas | NE31587 | Scrapped/Junked | n/a | L8345 | 1961 | Kewanee | FTFB - Firetube-Firebox Boiler | HWHT - Hot Water Heat | 6/30/2017
Cedar Hollow School | 4900 S Engleman Rd | Grand Island | NE | 68803-9201 | HALL | NE05879 | Exempt 1999 LB-66 |  | 0180558 | 1990 | AO SMITH | AHWH - ANSI/Fired Water Htr | HWSD - Hot Water Dom/Potable | 6/30/2000
Cedar Hollow School | 4900 S Engleman Rd | Grand Island | NE | 68803-9201 | HALL | NE05880 | Exempt 1999 LB-66 |  | 0180556 | 1990 | AO SMITH | AHWH - ANSI/Fired Water Htr | HWSD - Hot Water Dom/Potable | 6/30/2000
Cedar Hollow School | 4900 S Engleman Rd | Grand Island | NE | 68803-9201 | HALL | NE05882 | Active | 9367 | 97E-6603 | 1997 | Les Inc/Aldrich Co | FTVT - Firetube Vertical TB | GLYC - Glycol Bldg Heat Sys | 4/30/2026
Cedar Hollow School | 4900 S Engleman Rd | Grand Island | NE | 68803-9201 | HALL | NE05883 | Active | 9369 | 97E6605 | 1997 | Les Inc/Aldrich Co | FTVT - Firetube Vertical TB | GLYC - Glycol Bldg Heat Sys | 4/30/2026
Cedar Hollow School | 4900 S Engleman Rd | Grand Island | NE | 68803-9201 | HALL | NE32833 | Active | 30976 | P9294 | 1978 | Kewanee | FTFB - Firetube-Firebox Boiler | GLYC - Glycol Bldg Heat Sys | 4/30/2026
Janousek Florist | 4901 Charles St | Omaha | NE | 68132-1503 | Douglas | NE12766 | Inactive | 3392 | 109033 | 1949 | PACI | FTFB - Firetube-Firebox Boiler | STHT - Steam-Heat | 8/31/2008
Walnut Grove Retirement | 4901 S 153rd St | Omaha | NE | 68137-5053 | Douglas | NE09581 | Active | 104040 | 0501104040 | 2001 | PVI Industries | CHWH - ASME/Fired Water Heater | HWSD - Hot Water Dom/Potable | 1/31/2027
Walnut Grove Retirement | 4901 S 153rd St | Omaha | NE | 68137-5053 | Douglas | NE09582 | Active | 104039 | 050110439 | 2001 | PVI Industries | CHWH - ASME/Fired Water Heater | HWSD - Hot Water Dom/Potable | 1/31/2027
Walnut Grove Retirement | 4901 S 153rd St | Omaha | NE | 68137-5053 | Douglas | NE09583 | Active | 104041 | 0501104041 | 2001 | PVI Industries | CHWH - ASME/Fired Water Heater | HWSD - Hot Water Dom/Potable | 1/31/2027
Walnut Grove Retirement | 4901 S 153rd St | Omaha | NE | 68137-5053 | Douglas | NE09584 | Scrapped/Junked | 104038 | 0501104038 | 2001 | Pvi | CHWH - ASME/Fired Water Heater | HWSD - Hot Water Dom/Potable | 1/31/2008
Northwest High School | 4901 W Holdrege St | Lincoln | NE | 68528-2222 | Lancaster | NE42063 | Active | 386278 | 22386278 | 2022 | Lochinvar | FTVT - Firetube Vertical TB | IPHT - Indoor Pool Heater | 11/30/2026
Northwest High School | 4901 W Holdrege St | Lincoln | NE | 68528-2222 | Lancaster | NE42064 | Active | 7959 | 7959 HFTC | 2021 | Fulton | FTVT - Firetube Vertical TB | HHHP - Hotwater Heat & Heat Pump | 11/30/2026
Northwest High School | 4901 W Holdrege St | Lincoln | NE | 68528-2222 | Lancaster | NE42065 | Active | 7972 | 7972 HFTC | 2021 | Fulton | FTVT - Firetube Vertical TB | GLYC - Glycol Bldg Heat Sys | 11/30/2026
Alhambra Apartments | 4902 Capitol Ave | Omaha | NE | 68132-2900 | Douglas | NE04312 | Scrapped/Junked | n/a | 1461 | 1970 | Kewanee | FTFB - Firetube-Firebox Boiler | STHT - Steam-Heat | 10/31/2018
Alhambra Apartments | 4902 Capitol Ave | Omaha | NE | 68132-2900 | Douglas | NE04316 | Scrapped/Junked |  |  | 1986 | STATE INDUSTRIES | AHWH - ANSI/Fired Water Htr | HWSD - Hot Water Dom/Potable | 8/31/1999
Alhambra Apartments | 4902 Capitol Ave | Omaha | NE | 68132-2900 | Douglas | NE24786 | Scrapped/Junked | 62462 | B99262536 | 1998 | STAT | CHWH - ASME/Fired Water Heater | HWSD - Hot Water Dom/Potable | 8/31/2012
Alhambra Apartments | 4902 Capitol Ave | Omaha | NE | 68132-2900 | Douglas | NE27742 | Active | NA | V115H | 2018 | Burnham | CI - Cast Iron | STHT - Steam-Heat | 12/31/2025
Central Park Elementary | 4904 N 42nd St | Omaha | NE | 68111-1819 | Douglas | NE17222 | Active | 22830 | n/a | 1992 | Loch | CPFT - Horiz Cpr Fin Boiler | HWHT - Hot Water Heat | 12/31/2025
Central Park Elementary | 4904 N 42nd St | Omaha | NE | 68111-1819 | Douglas | NE17223 | Active | 22829 | n/a | 1992 | Loch | CPFT - Horiz Cpr Fin Boiler | HWHT - Hot Water Heat | 12/31/2025
ARLINGTON APARTMENTS | 4907 Davenport St | Omaha | NE | 68132-2945 | Douglas | NE32937 | Scrapped/Junked |  | 211-6562 | 1982 | PEERLESS HEATER COMPANY |  | STHT - Steam-Heat | 2/28/2007
Vance Thompson Vision | 4909 S 118th St | Omaha | NE | 68137-2213 | Douglas | NE42627 | Active | 35741 | 1223315 | 2024 | Steris Corp | ELBL - Electric Boiler | STER - Sterilizer | 4/30/2026
Properties Three Apts | 4910 California St | Omaha | NE | 68132-2445 | Douglas | NE04352 | Active | N/A | 7-22 | 1949 | US Radiator | CI - Cast Iron | HWHT - Hot Water Heat | 1/31/2026
Sweetbriar Apartments | 4910 Capitol Ave | Omaha | NE | 68132-2946 | Douglas | NE21700 | Active | n/a | EGH-125PIN3 | 1996 | WEIL | CI - Cast Iron | HWHT - Hot Water Heat | 11/30/2025
Sagewood Elem School | 4910 N 177th St | Omaha | NE | 68116-3175 | Douglas | NE23765 | Active | 173958 | 173958 | 2012 | AO SMITH | CHWH - ASME/Fired Water Heater | HWDP - Hotwater Heat & Dom Supply | 7/31/2027
Radial Court LLC Car Wash | 4910 NW Radial Hwy | Omaha | NE | 68104-4426 | Douglas | NE09569 | Active | 211018 | 0308211018 | 2003 | Raypak | CPFT - Horiz Cpr Fin Boiler | HWSP - Hot Water Non Potable Supply | 4/30/2026
Radial Court LLC Car Wash | 4910 NW Radial Hwy | Omaha | NE | 68104-4426 | Douglas | NE12910 | Scrapped/Junked | 49348 | 1285106451 | 1985 | RAYPAK INC, CALIFORNIA | CPFT - Horiz Cpr Fin Boiler | HWSP - Hot Water Non Potable Supply | 10/31/2003
Radial Court LLC Car Wash | 4910 NW Radial Hwy | Omaha | NE | 68104-4426 | Douglas | NE12911 | Active | 49363 | 1285106466 | 1985 | Raypak | CPFT - Horiz Cpr Fin Boiler | HWHF - Hot Water Heat-Floor | 4/30/2026
ALEX CLOTHING STORE | 4910 S 24th St | Omaha | NE | 68107-2705 | Douglas | NE35313 | Inactive |  |  | 1985 | PENNCO |  | STHT - Steam-Heat | 8/31/1993
Livestock Common Condos North | 4910 S 30th St | Omaha | NE | 68107-1519 | Douglas | NE22755 | Active | 221120 | d1.12.14.00231 | 2012 | Giannoni France | WT - Water Tube Boiler | HWHT - Hot Water Heat | 1/31/2027
Livestock Common Condos North | 4910 S 30th St | Omaha | NE | 68107-1519 | Douglas | NE22756 | Active | 221090 | d1.12.14.00201 | 2012 | Giannoni France | WT - Water Tube Boiler | HWHT - Hot Water Heat | 1/31/2027
Deanery Partners Apts | 4911 Davenport St | Omaha | NE | 68132-2930 | Douglas | NE04660 | Scrapped/Junked | n/a | 200315 | 1974 | CRAN | CI - Cast Iron | STHT - Steam-Heat | 2/28/2017
Bradley Erin Apartments | 4914 Dodge St | Omaha | NE | 68132-2942 | Douglas | NE18393 | Scrapped/Junked | N/A | 211-11257 | 1995 | Peerless | CI - Cast Iron | STHT - Steam-Heat | 12/31/2018
Bradley Erin Apartments | 4914 Dodge St | Omaha | NE | 68132-2942 | Douglas | NE21909 | Scrapped/Junked | N/A | 11-12179-0996 | 1996 | Peerless | CI - Cast Iron | STHT - Steam-Heat | 12/31/2018
Gorats | 4917 Center St | Omaha | NE | 68106-3218 | Douglas | NE24765 | Exempt 1999 LB-66 |  | AA86-03756830 | 1986 | AO SMITH | AHWH - ANSI/Fired Water Htr | HWSD - Hot Water Dom/Potable | 5/31/2000
Gorats | 4917 Center St | Omaha | NE | 68106-3218 | Douglas | NE24766 | Exempt 1999 LB-66 |  | MB98-0715515970 | 1998 | AO SMITH | AHWH - ANSI/Fired Water Htr | HWSD - Hot Water Dom/Potable | 5/31/2000
Gorats | 4917 Center St | Omaha | NE | 68106-3218 | Douglas | NE32948 | Inactive | n/a | 2261-0786 | 1988 | Peerless | CI - Cast Iron | HWHT - Hot Water Heat | 11/30/2022
Alansco Apartments | 4917 Davenport St | Omaha | NE | 68132-2995 | Douglas | NE12591 | Inactive | N/A | 576074-200706 | 2007 | Peerless | CI - Cast Iron | HWHT - Hot Water Heat | 2/28/2020
Alansco Apartments | 4917 Davenport St | Omaha | NE | 68132-2995 | Douglas | NE18391 | Scrapped/Junked |  | 813448-1084 | 1986 | PEERLESS HEATER COMPANY |  | HWHT - Hot Water Heat | 2/28/2008
TJP CARWASH | 4917 Seward St | Omaha | NE | 68104-5070 | SARPY | NE18402 | Scrapped/Junked |  | 0008507990 | 1986 | TELEDYNE LAARS | CPFT - Horiz Cpr Fin Boiler | HWHT - Hot Water Heat | 2/29/2000
TJP CARWASH | 4917 Seward St | Omaha | NE | 68104-5070 | SARPY | NE21935 | Exempt 1999 LB-66 |  | 0881401083 | 1983 | RUUD | AHWH - ANSI/Fired Water Htr | HWSP - Hot Water Non Potable Supply | 2/29/2000
TJP CARWASH | 4917 Seward St | Omaha | NE | 68104-5070 | SARPY | NE25626 | Inactive | 68196 |  | 1999 | RAYPAK INC, CALIFORNIA | WT - Water Tube Boiler | HWHT - Hot Water Heat | 3/9/2001
Metro Community College | 4918 N 30th St | Omaha | NE | 68111-1602 | Douglas | NE12981 | Scrapped/Junked | 485977 | 1185195725 | 1986 | Raypak | WT - Water Tube Boiler | HWHT - Hot Water Heat | 3/31/2015
Apartment Building - Casa Properties | 4918 Walker Ave | Lincoln | NE | 68504-2883 | Lancaster | NE06541 | Active | n/a | 85-16743-0492 | 1992 | Peerless | CI - Cast Iron | HWHT - Hot Water Heat | 4/30/2026
HAMILTON APARTMENTS | 4919 Hamilton St | Omaha | NE | 68132-1532 | Douglas | NE21783 | Exempt 1999 LB-66 |  | PO0813700 | 1996 | BRADFORD-WHITE | AHWH - ANSI/Fired Water Htr | HWSD - Hot Water Dom/Potable | 5/31/2000
Livestock Exchange Bldg | 4920 S 30th St | Omaha | NE | 68107-1590 | Douglas | NE01719 | Active | 8095 | 8095/B25K0471 | 2004 | HTPI | COBL - Coil Type Boiler | HWHF - Hot Water Heat-Floor | 2/28/2027
CAMBRIDGE APARTMENTS | 4922 S 97th Plz | Omaha | NE | 68127-2260 | Douglas | NE23913 | Exempt 1999 LB-66 |  | 9737 | 1990 | AO SMITH | AHWH - ANSI/Fired Water Htr | HWSD - Hot Water Dom/Potable | 8/31/1999
Retail Store | 4923 S 24Th St | Omaha | NE | 68107-2763 | Douglas | NE04309 | Inactive |  | 460-11 | 1955 | YORK SHIPLEY | FT - Firetube Boiler | STHT - Steam-Heat | 9/30/1993
Retail Store | 4923 S 24Th St | Omaha | NE | 68107-2763 | Douglas | NE04666 | Inactive |  | HSB737 | 1937 | PACIFIC | FT - Firetube Boiler | STHT - Steam-Heat | 9/30/1995
Retail Store | 4923 S 24Th St | Omaha | NE | 68107-2763 | Douglas | NE23204 | Inactive | 24432 | 24432 | 1965 | BRYA | WT - Water Tube Boiler | HWHT - Hot Water Heat | 12/31/2007
Max I Walkers | 4923 Underwood Ave | Omaha | NE | 68132-2421 | Douglas | NE03312 | Scrapped/Junked | 24530 | 24530 | 1978 | Parker Ind | WT - Water Tube Boiler | PROC - Process Steam | 5/31/2023
Max I Walkers | 4923 Underwood Ave | Omaha | NE | 68132-2421 | Douglas | NE17984 | Active | 100180 | 100180 | 2005 | Fulton | FTNT - FT Vertical Tubeless | PROC - Process Steam | 5/31/2026
Basye Real Estate | 4924 Davenport St | Omaha | NE | 68132-2933 | Douglas | NE42892 | Active | 10489 | 20-HE090750620 | 2020 | Riello | WT - Water Tube Boiler | HWHT - Hot Water Heat | 12/31/2025
CAMBRIDGE APARTMENTS | 4924 S 96th St | Omaha | NE | 68127-2210 | Douglas | NE21399 | Exempt 1999 LB-66 |  | 4664 | 1995 | AO SMITH | AHWH - ANSI/Fired Water Htr | HWSD - Hot Water Dom/Potable | 8/31/1999
Black Sand Apartment Homes | 4925 N 32nd St | Lincoln | NE | 68504-4670 | Lancaster | NE06928 | Active | 185872 | D06H00185872 | 2006 | Lochinvar | CPFH - Copper Fin Water Heater | HWSD - Hot Water Dom/Potable | 5/31/2026
Plastilite Corporation | 4930 Battlefield Dr | Omaha | NE | 68152-1555 | Douglas | NE05224 | Inactive | N/A | 75-1232 | 1966 | Peerless | CI - Cast Iron | HWHT - Hot Water Heat | 8/31/2011
Plastilite Corporation | 4930 Battlefield Dr | Omaha | NE | 68152-1555 | Douglas | NE18370 | Inactive | 31027 | P8156 | 1978 | Kewanee | FTSM - FTS Marine Dry Back | PROC - Process Steam | 8/31/2019
Livestock Common Condos South | 4930 S 30th St | Omaha | NE | 68107-1521 | Douglas | NE22757 | Active | 221093 | di.12.14.00204 | 2012 | Giannoni France | WT - Water Tube Boiler | HWHT - Hot Water Heat | 1/31/2027
Livestock Common Condos South | 4930 S 30th St | Omaha | NE | 68107-1521 | Douglas | NE22758 | Active | 225074 | D1.12.22.00069 | 2012 | Giannoni France | WT - Water Tube Boiler | HWHT - Hot Water Heat | 1/31/2027
Bogart Apartments | 4931 Webster St | Omaha | NE | 68132-2435 | Douglas | NE04455 | Scrapped/Junked |  | GBNJ2 | 1972 | American Standard | CI - Cast Iron | STHT - Steam-Heat | 2/28/2006
Bogart Apartments | 4931 Webster St | Omaha | NE | 68132-2435 | Douglas | NE06791 | Active | N/A | 447375-200309 | 2006 | Peerless | CI - Cast Iron | STHT - Steam-Heat | 1/31/2027
Methodist Physicians Hospital | 4932 S 202nd Ave | Omaha | NE | 68135-3927 | Douglas | NE43769 | Active | 478248 | 24.PG120.05.00672 | 2024 | AIC GDYNIA/LOCHINVAR | FTVT - Firetube Vertical TB | HWHT - Hot Water Heat | 12/31/2026
Methodist Physicians Hospital | 4932 S 202nd Ave | Omaha | NE | 68135-3927 | Douglas | NE43770 | Active | 478253 | 24.PG120.05.00677 | 2024 | AIC GDYNIA/LOCHINVAR | FTVT - Firetube Vertical TB | HWHT - Hot Water Heat | 12/31/2026
Mulhall's Landscaping | 4936 N 120th St | Omaha | NE | 68164-2003 | Douglas | NE10670 | Active | 188694 | 0111188694 | 2001 | Raypak | WT - Water Tube Boiler | HWHT - Hot Water Heat | 3/31/2026
Mulhall's Landscaping | 4936 N 120th St | Omaha | NE | 68164-2003 | Douglas | NE26670 | Active | 222167 | 1641103601387 | 2016 | Lochinvar | WT - Water Tube Boiler | HWHT - Hot Water Heat | 3/31/2026
Mulhall's Landscaping | 4936 N 120th St | Omaha | NE | 68164-2003 | Douglas | NE26671 | Active | 222153 | 1641103601388 | 2016 | Lochinvar | WT - Water Tube Boiler | HWHT - Hot Water Heat | 3/31/2026
Black Sand Apartment Homes | 4937 N 32nd St | Lincoln | NE | 68504-4683 | Lancaster | NE07693 | Active | 192897 | KOGHO6192897 | 2006 | Lochinvar | CHWH - ASME/Fired Water Heater | HWSD - Hot Water Dom/Potable | 5/31/2026
HUSKER AUTO GROUP | 4949 O St | Lincoln | NE | 68510-1900 | LANCASTER | NE14404 | Inactive |  | H-9603 | 1955 | KEWANEE | FT - Firetube Boiler | STHT - Steam-Heat | 5/31/2002
SYRACUSE CITY POOL | 495 MIDLAND ST | SYRACUSE | NE | 68446 | OTOE | NE19321 | Scrapped/Junked |  | 970665539964 | 1997 | AO SMITH | FT - Firetube Boiler | HWSD - Hot Water Dom/Potable | 6/30/2000
NCCIT - Osgood Elementary School | 495 W State Farm Rd | North Platte | NE | 69101-7751 | Lincoln | NE21129 | Active | 38418 | 38418 | 1997 | AOSM | CHWH - ASME/Fired Water Heater | HWSD - Hot Water Dom/Potable | 12/31/2026
NCCIT - Osgood Elementary School | 495 W State Farm Rd | North Platte | NE | 69101-7751 | Lincoln | NE30340 | Active | n/a | M-1448 | 1962 | Kewanee | FTFB - Firetube-Firebox Boiler | HWHT - Hot Water Heat | 12/31/2026
NCCIT - Osgood Elementary School | 495 W State Farm Rd | North Platte | NE | 69101-7751 | Lincoln | NE33626 | Active | 36116 | R-4542 | 1982 | Kewanee | FTFB - Firetube-Firebox Boiler | HWHT - Hot Water Heat | 12/31/2026
Black Sand Apartment Homes | 4951 N 32nd St | Lincoln | NE | 68504-4687 | Lancaster | NE09207 | Active | 193359 | 06193359 | 2006 | Lochinvar | CPFT - Horiz Cpr Fin Boiler | HWSD - Hot Water Dom/Potable | 5/31/2026
Equalizer Inc | 4955 East South St | Hastings | NE | 68901-8267 | Adams | NE02861 | Inactive | 16489 |  | 1961 | ERIE CITY | WT - Water Tube Boiler | PROC - Process Steam | 10/31/1987
Equalizer Inc | 4955 East South St | Hastings | NE | 68901-8267 | Adams | NE02862 | Inactive | 16487 |  | 1961 | ERIE CITY | WT - Water Tube Boiler | PROC - Process Steam | 10/31/1987
Equalizer Inc | 4955 East South St | Hastings | NE | 68901-8267 | Adams | NE02939 | Inactive | 16806 |  | 1963 | ERIE CITY | WT - Water Tube Boiler | PROC - Process Steam | 10/31/1987
Equalizer Inc | 4955 East South St | Hastings | NE | 68901-8267 | Adams | NE02940 | Inactive | 16808 |  | 1963 | ERIE CITY | WT - Water Tube Boiler | PROC - Process Steam | 8/31/1990
Equalizer Inc | 4955 East South St | Hastings | NE | 68901-8267 | Adams | NE02941 | Inactive | 628 |  | 1963 | SPRINGFIELD | WT - Water Tube Boiler | PROC - Process Steam | 10/31/1987
Equalizer Inc | 4955 East South St | Hastings | NE | 68901-8267 | Adams | NE09369 | Active | 6675 | 47S462002 | 2006 | Miura | WT - Water Tube Boiler | STHT - Steam-Heat | 2/28/2027
Equalizer Inc | 4955 East South St | Hastings | NE | 68901-8267 | Adams | NE15423 | Scrapped/Junked |  | SN6BJ5 | 1961 | AMERICAN STANDARD |  | HWHT - Hot Water Heat | 9/30/1999
Equalizer Inc | 4955 East South St | Hastings | NE | 68901-8267 | Adams | NE15424 | Active | N/A | N/A | 1989 | Peerless | CI - Cast Iron | HWHT - Hot Water Heat | 10/31/2026
Equalizer Inc | 4955 East South St | Hastings | NE | 68901-8267 | Adams | NE15425 | Active | N/A | 5745-1187 | 1989 | Peerless | CI - Cast Iron | HWHT - Hot Water Heat | 10/31/2026
Black Sand Apartment Homes | 4963 N 32nd St | Lincoln | NE | 68504-4693 | Lancaster | NE09206 | Active | 195580 | 07195580 | 2007 | Lochinvar | CPFT - Horiz Cpr Fin Boiler | HWSD - Hot Water Dom/Potable | 5/31/2026
CITADEL APARTMENTS | 4963-5066 S 86TH PKWY | RALSTON | NE | 68127-5526 | Douglas | NE22619 | Exempt 1999 LB-66 |  | 128940290 | 1995 | RHEEM MANUFACTURING CO | AHWH - ANSI/Fired Water Htr | HWSD - Hot Water Dom/Potable | 10/31/1999
CITADEL APARTMENTS | 4963-5066 S 86TH PKWY | RALSTON | NE | 68127-5526 | Douglas | NE22621 | Exempt 1999 LB-66 |  | F92110010 | 1994 | STATE INDUSTRIES | AHWH - ANSI/Fired Water Htr | HWSD - Hot Water Dom/Potable | 10/31/1999
CITADEL APARTMENTS | 4963-5066 S 86TH PKWY | RALSTON | NE | 68127-5526 | Douglas | NE22623 | Exempt 1999 LB-66 |  | 0391001451 | 1995 | RUUD | AHWH - ANSI/Fired Water Htr | HWSD - Hot Water Dom/Potable | 10/31/1999
CITADEL APARTMENTS | 4963-5066 S 86TH PKWY | RALSTON | NE | 68127-5526 | Douglas | NE22624 | Exempt 1999 LB-66 |  | 047600866 | 1995 | RUUD | AHWH - ANSI/Fired Water Htr | HWSD - Hot Water Dom/Potable | 10/31/1999
CITADEL APARTMENTS | 4963-5066 S 86TH PKWY | RALSTON | NE | 68127-5526 | Douglas | NE22626 | Exempt 1999 LB-66 |  | 0795G00878 | 1996 | RUUD | AHWH - ANSI/Fired Water Htr | HWSD - Hot Water Dom/Potable | 10/31/1999
CITADEL APARTMENTS | 4963-5066 S 86TH PKWY | RALSTON | NE | 68127-5526 | Douglas | NE22627 | Exempt 1999 LB-66 |  | M90359172 | 1990 | STATE INDUSTRIES | AHWH - ANSI/Fired Water Htr | HWSD - Hot Water Dom/Potable | 10/31/1999
CITADEL APARTMENTS | 4963-5066 S 86TH PKWY | RALSTON | NE | 68127-5526 | Douglas | NE22628 | Exempt 1999 LB-66 |  | 0594600339 | 1992 | RUUD | AHWH - ANSI/Fired Water Htr | HWSD - Hot Water Dom/Potable | 10/31/1999
CITADEL APARTMENTS | 4963-5066 S 86TH PKWY | RALSTON | NE | 68127-5526 | Douglas | NE22630 | Exempt 1999 LB-66 |  | C96195450 | 1996 | STATE INDUSTRIES | AHWH - ANSI/Fired Water Htr | HWSD - Hot Water Dom/Potable | 10/31/1999
CITADEL APARTMENTS | 4963-5066 S 86TH PKWY | RALSTON | NE | 68127-5526 | Douglas | NE22631 | Exempt 1999 LB-66 |  | 0389404202 | 1995 | RHEEM MANUFACTURING CO | AHWH - ANSI/Fired Water Htr | HWSD - Hot Water Dom/Potable | 10/31/1999
CITADEL APARTMENTS | 4963-5066 S 86TH PKWY | RALSTON | NE | 68127-5526 | Douglas | NE22632 | Exempt 1999 LB-66 |  | 1181404759 | 1989 | RUUD | AHWH - ANSI/Fired Water Htr | HWSD - Hot Water Dom/Potable | 10/31/1999
CITADEL APARTMENTS | 4963-5066 S 86TH PKWY | RALSTON | NE | 68127-5526 | Douglas | NE22634 | Exempt 1999 LB-66 |  | 26070035 | 1989 | RHEEM MANUFACTURING CO | AHWH - ANSI/Fired Water Htr | HWSD - Hot Water Dom/Potable | 10/31/1999
Mosaic | 4980 S 118th St | Omaha | NE | 68137-2200 | Douglas | NE16776 | Scrapped/Junked | 29800 | 70309 | 1991 | BRYA | WT - Water Tube Boiler | HWHT - Hot Water Heat | 10/31/2020
Black Sand Apartment Homes | 4985 N 32nd St | Lincoln | NE | 68504-4699 | Lancaster | NE09205 | Active | 198303 | 07198303 | 2007 | Lochinvar | CPFT - Horiz Cpr Fin Boiler | HWSD - Hot Water Dom/Potable | 5/31/2026
JOHNSON COUNTY COURTHOUSE | 4TH & BROADWAY | TECUMSEH | NE | 68450 | JOHNSON | NE11952 | Scrapped/Junked |  | 3665 | 1971 | KEWANEE | FT - Firetube Boiler | STHT - Steam-Heat | 9/30/2002
MAINTENANCE/GROUNDS BLDG | 4TH & HIGH ST | BEATRICE | NE | 68310 | GAGE | NE34481 | Scrapped/Junked |  | G-45 | 1955 | AMERICAN STANDARD |  | STHT - Steam-Heat | 8/31/2002
Omaha Public Power District | 4TH & JONES ST | OMAHA | NE | 68102 | Douglas | NE05052 | Inactive | 15384 |  | 1949 | BABCOCK & WILCOX | WT - Water Tube Boiler | POWR - Power Generation | 6/30/1989
Omaha Public Power District | 4TH & JONES ST | OMAHA | NE | 68102 | Douglas | NE06322 | Inactive | 16444 |  | 1952 | BABCOCK & WILCOX | WT - Water Tube Boiler | POWR - Power Generation | 6/30/1989
Omaha Public Power District | 4TH & JONES ST | OMAHA | NE | 68102 | Douglas | NE10945 | Inactive | 33797 |  | 1974 | CLEAVER BROOKS | WT - Water Tube Boiler | STHT - Steam-Heat | 6/30/1990
Buggibath Carwash | 4Th & Maberly | Holdrege | NE |  | Phelps | NE40407 | Out of Service | 5575 | AJH35.688 | 1986 | WEBEN JARCO | COBL - Coil Type Boiler | HWHT - Hot Water Heat | 3/31/2012
BUGGIBATH CARWASH | 4TH & MABERLY | HOLDREGE | NE | 69849 | PHELPS | NE08336 | Exempt 1999 LB-66 |  | 00-09-012304 | 2000 | PALOMA | COWH - Coil Type Water Heater | HWSP - Hot Water Non Potable Supply | 2/28/2005
BUGGIBATH CARWASH | 4TH & MABERLY | HOLDREGE | NE | 69849 | PHELPS | NE08337 | Exempt 1999 LB-66 |  | 00-09-12275 | 2000 | PALOMA | COWH - Coil Type Water Heater | HWSP - Hot Water Non Potable Supply | 2/28/2005
BUGGIBATH CARWASH | 4TH & MABERLY | HOLDREGE | NE | 69849 | PHELPS | NE40318 | Exempt |  | 97-08-007432 | 1997 | PALOMA | COBL - Coil Type Boiler | HWSP - Hot Water Non Potable Supply | 4/30/2000
BUGGIBATH CARWASH | 4TH & MABERLY | HOLDREGE | NE | 69849 | PHELPS | NE40406 | Exempt |  | 97-08-007414 | 1997 | PALOMA | COBL - Coil Type Boiler | HWSP - Hot Water Non Potable Supply | 4/30/2000
BUGGIBATH CARWASH | 4TH & MABERLY | HOLDREGE | NE | 69849 | PHELPS | NE40408 | Scrapped/Junked | 3185 |  | 1985 | WEBEN JARCO | COBL - Coil Type Boiler | HWSP - Hot Water Non Potable Supply | 4/30/2001
BANK OF INDIANOLA | 4TH & MAIN ST | INDIANOLA | NE | 69034 | RED WILLOW | NE35431 | Inactive |  | 222-1 | 1920 | AMERICAN RADIATOR |  | HWHT - Hot Water Heat | 3/31/2000
LONG PINE CONTINUING | 4TH & PINE | LONG PINE | NE | 68714 | BROWN | NE37701 | Inactive |  | 211A154910 | 1985 | PEERLESS HEATER COMPANY |  | STHT - Steam-Heat | 11/30/1998
BOX BUTTE CO SCHOOL 42 | 5 MI N ON CR59 TO KNOX | ALLIANCE | NE | 69301 | BOX BUTTE | NE30369 | Scrapped/Junked |  | 0007716755 | 1991 | BURNHAM COMM/INDUST |  | HWHT - Hot Water Heat | 2/28/2004
Bennet Elementary | 50 Dogwood St | Bennet | NE | 68317-2029 | Lancaster | NE16226 | Scrapped/Junked | 2190 | 2190 | 1981 | A. O. Smith | ELWH - Electric Water Heater | HWSD - Hot Water Dom/Potable | 3/31/2010
Bennet Elementary | 50 Dogwood St | Bennet | NE | 68317-2029 | Lancaster | NE20957 | Active | 182426 | 051112962 | 2011 | CAMUS | WTSS - Watertube SS Steel | HWHT - Hot Water Heat | 11/30/2026
Centennial Elementary | 500 Centennial St | Columbus | NE | 68601-7305 | Platte | NE08421 | Scrapped/Junked | 10972 | 00E-8726 | 2000 | ALES | FTVT - Firetube Vertical TB | HWHT - Hot Water Heat | 1/31/2023
Centennial Elementary | 500 Centennial St | Columbus | NE | 68601-7305 | Platte | NE08422 | Scrapped/Junked | 10971 | 00E-8725 | 2000 | ALES | FTVT - Firetube Vertical TB | HWHT - Hot Water Heat | 1/31/2022
ASARCO INC | 500 DOUGLAS | OMAHA | NE | 68102 | Douglas | NE15314 | Scrapped/Junked |  | 7FDAG58108 | 1989 | PEERLESS HEATER COMPANY |  | HWHT - Hot Water Heat | 3/31/1998
ASARCO INC | 500 DOUGLAS | OMAHA | NE | 68102 | Douglas | NE15315 | Scrapped/Junked | 77324 |  | 1989 | RAYPAK INC, CALIFORNIA | WT - Water Tube Boiler | HWSD - Hot Water Dom/Potable | 3/31/1998
ASARCO INC | 500 DOUGLAS | OMAHA | NE | 68102 | Douglas | NE34900 | Scrapped/Junked |  | 211A-1237 | 1986 | PEERLESS HEATER COMPANY |  | HWHT - Hot Water Heat | 3/31/1998
Gordon Countryside Care Center | 500 E 10th St | Gordon | NE | 69343-1157 | SHERIDAN | NE00805 | Active | 61804 | 6676 | 1998 | STAT | CHWH - ASME/Fired Water Heater | HWSD - Hot Water Dom/Potable | 4/30/2026
Gordon Countryside Care Center | 500 E 10th St | Gordon | NE | 69343-1157 | SHERIDAN | NE15992 | Active | N/A | G-409 | 1975 | American Standard | CI - Cast Iron | HWHT - Hot Water Heat | 4/30/2026
Gordon Countryside Care Center | 500 E 10th St | Gordon | NE | 69343-1157 | SHERIDAN | NE15993 | Scrapped/Junked |  | 0017501003 | 1975 | RHEEM MANUFACTURING CO | AHWH - ANSI/Fired Water Htr | HWSD - Hot Water Dom/Potable | 4/30/2001
Gordon Countryside Care Center | 500 E 10th St | Gordon | NE | 69343-1157 | SHERIDAN | NE18998 | Exempt 1999 LB-66 |  | 0096978876 | 1969 | RUUD | AHWH - ANSI/Fired Water Htr | HWSD - Hot Water Dom/Potable | 4/30/1998
East Ward Elementary | 500 E 5Th St | Mccook | NE | 69001-3301 | Red Willow | NE34435 | Scrapped/Junked |  | 13831 | 1973 | PEER | CI - Cast Iron | STHT - Steam-Heat | 11/30/2006
East Ward Elementary | 500 E 5Th St | Mccook | NE | 69001-3301 | Red Willow | NE34436 | Scrapped/Junked |  | 13830 | 1978 | PEER | CI - Cast Iron | STHT - Steam-Heat | 11/30/2006
Super 8 Motel | 500 E A St | Ogallala | NE | 69153-3111 | Keith | NE30758 | Scrapped/Junked | 71264 |  | 1996 | Rheem Manufacturing Co | CHWH - ASME/Fired Water Heater | HWSD - Hot Water Dom/Potable | 8/31/2003
Peterson Lodging "Super 8 Motel" | 500 E A St S | Ogallala | NE | 69153-3111 | Keith | NE10446 | Scrapped/Junked | 98429 | 1103G03149/98429 | 2003 | RHEEM | CHWH - ASME/Fired Water Heater | HWSD - Hot Water Dom/Potable | 2/28/2016
Peterson Lodging "Super 8 Motel" | 500 E A St S | Ogallala | NE | 69153-3111 | Keith | NE21199 | Scrapped/Junked | 39230 | 5499 | 1997 | AO SMITH | CHWH - ASME/Fired Water Heater | HWSD - Hot Water Dom/Potable | 2/28/2007
McCook City Pool | 500 e M St | McCook | NE | 69001 | Red Willow | NE43397 | Active | 568912 | 2350568912 | 2023 | Raypak | CPPH - Ansi Cpr Fin Pool Heater | OPHT - Outdoor Pool Heater | 6/30/2026
HEARTLAND PARK ESTATES | 500 Heartland Park Dr | Seward | NE | 68434-1088 | SEWARD | NE40268 | Exempt 1999 LB-66 |  | MB98-0716398966 | 1998 | AO SMITH | AHWH - ANSI/Fired Water Htr | HWSD - Hot Water Dom/Potable | 12/31/1999
HEARTLAND PARK ESTATES | 500 Heartland Park Dr | Seward | NE | 68434-1088 | SEWARD | NE40269 | Exempt 1999 LB-66 |  | MH92-0239589880 | 1992 | AO SMITH | AHWH - ANSI/Fired Water Htr | HWSD - Hot Water Dom/Potable | 12/31/1999
HEARTLAND PARK ESTATES | 500 Heartland Park Dr | Seward | NE | 68434-1088 | SEWARD | NE40270 | Exempt 1999 LB-66 |  | MB98-0716400966 | 1998 | AO SMITH | AHWH - ANSI/Fired Water Htr | HWSD - Hot Water Dom/Potable | 12/31/1999
Bldg demolished | 500 Irving St | Beatrice | NE | 68310-1916 | Gage | NE14548 | Inactive |  |  | 1942 | ERIE CITY | FT - Firetube Boiler | PROC - Process Steam | 4/30/1999
Bldg demolished | 500 Irving St | Beatrice | NE | 68310-1916 | Gage | NE14549 | Out of Service | 0 | 0 | 1936 | Kewanee | FTRL - Ftube Riveted Lap | STHT - Steam-Heat | 3/31/2018
Bldg demolished | 500 Irving St | Beatrice | NE | 68310-1916 | Gage | NE14550 | Out of Service | 2373 | 12373 | 1947 | Kewanee | FT - Firetube Boiler | STHT - Steam-Heat | 7/31/2015
Axtell Community Schools | 500 Main St | Axtell | NE | 68924-2431 | Kearney | NE25084 | Active | 11408 | 01E-9260 | 2001 | Les Inc/Aldrich Co | FTVT - Firetube Vertical TB | GLYC - Glycol Bldg Heat Sys | 4/30/2026
Axtell Community Schools | 500 Main St | Axtell | NE | 68924-2431 | Kearney | NE25085 | Active | 11409 | 01E-9261 | 2001 | Les Inc/Aldrich Co | FTVT - Firetube Vertical TB | GLYC - Glycol Bldg Heat Sys | 4/30/2026
Axtell Community Schools | 500 Main St | Axtell | NE | 68924-2431 | Kearney | NE25086 | Active | 11406 | 01E-9258 | 2001 | Les Inc/Aldrich Co | FTVT - Firetube Vertical TB | GLYC - Glycol Bldg Heat Sys | 4/30/2026
AXTELL COMMUNITY SCHOOLS | 500 MAIN ST | AXTELL | NE | 68924-2431 | KEARNEY | NE16265 | Scrapped/Junked | 9051 |  | 1990 | AO SMITH | COBL - Coil Type Boiler | HWSD - Hot Water Dom/Potable | 6/30/2001
AXTELL COMMUNITY SCHOOLS | 500 MAIN ST | AXTELL | NE | 68924-2431 | KEARNEY | NE19109 | Scrapped/Junked | 13577 | 2F97-00135 | 1991 | AO SMITH | CHWH - ASME/Fired Water Heater | HWSD - Hot Water Dom/Potable | 6/30/2001
AXTELL COMMUNITY SCHOOLS | 500 MAIN ST | AXTELL | NE | 68924-2431 | KEARNEY | NE33227 | Scrapped/Junked |  | 7L76 | 1940 | KEWANEE | FTFB - Firetube-Firebox Boiler | STHT - Steam-Heat | 6/30/2000
AXTELL COMMUNITY SCHOOLS | 500 MAIN ST | AXTELL | NE | 68924-2431 | KEARNEY | NE33228 | Scrapped/Junked |  | 35659 | 1954 | TITUSVILLE | FT - Firetube Boiler | STHT - Steam-Heat | 6/30/2001
Lincoln Elementary School | 500 N 19th St | Beatrice | NE | 68310-3261 | Gage | NE33469 | Out of Service | n/a | J1204 | 1957 | Kewanee | FTSM - FTS Marine Dry Back | HWHT - Hot Water Heat | 1/31/2025
RED WILLOW COUNTY CLERK | 500 Norris Ave | McCook | NE | 69001-2006 | RED WILLOW | NE35436 | Inactive |  | SW24055 | 1981 | BRYANT |  | STHT - Steam-Heat | 3/31/1992
Gibbon City Pool | 500 Pine St | Gibbon | NE | 68840-6018 | Buffalo | NE40904 | Scrapped/Junked | 89270 | L99F01911 | 1999 | TELE | CPFT - Horiz Cpr Fin Boiler | OPHT - Outdoor Pool Heater | 6/30/2013
Gibbon City Pool | 500 Pine St | Gibbon | NE | 68840-6018 | Buffalo | NE40905 | Scrapped/Junked |  | AB84-17365830 | 1984 | AO SMITH | CHWH - ASME/Fired Water Heater | HWSD - Hot Water Dom/Potable | 6/30/2002
Nebraska Dept Of Labor | 500 S 16th St | Lincoln | NE | 68508-2601 | Lancaster | NE15437 | Scrapped/Junked | 7000 | 91-2887 | 1991 | ALES | FTVT - Firetube Vertical TB | HWHT - Hot Water Heat | 12/31/2020
Nebraska Dept Of Labor | 500 S 16th St | Lincoln | NE | 68508-2601 | Lancaster | NE15438 | Scrapped/Junked | 6999 | 91-2886 | 1991 | ALES | FTVT - Firetube Vertical TB | HWHT - Hot Water Heat | 12/31/2020
Nebraska Dept Of Labor | 500 S 16th St | Lincoln | NE | 68508-2601 | Lancaster | NE15439 | Scrapped/Junked | 6998 | 91-2885 | 1991 | ALES | FTVT - Firetube Vertical TB | HWHT - Hot Water Heat | 12/31/2020
Nebraska Dept Of Labor | 500 S 16th St | Lincoln | NE | 68508-2601 | Lancaster | NE23376 | Inactive | 42829 | 83385 | 1999 | BRYAN STEAM LLC | WT - Water Tube Boiler | STHT - Steam-Heat | 12/31/2006
Vacant Office Building | 500 S 18th St | Omaha | NE | 68102-2521 | Douglas | NE15502 | Scrapped/Junked |  | 423269 | 1971 | KEWA | FTFB - Firetube-Firebox Boiler | STHT - Steam-Heat | 6/30/2007
Vacant Office Building | 500 S 18th St | Omaha | NE | 68102-2521 | Douglas | NE15503 | Inactive |  |  | 1921 | KEWANEE | FT - Firetube Boiler | STHT - Steam-Heat | 6/30/1990
OMAHA CHILDRENS MUSEUM | 500 S 20th St | Omaha | NE | 68102-2508 | Douglas | NE37602 | Inactive | 34673 |  | 1980 | KEWANEE | FT - Firetube Boiler | STHT - Steam-Heat | 6/30/1992
OMAHA CHILDRENS MUSEUM | 500 S 20th St | Omaha | NE | 68102-2508 | Douglas | NE37603 | Inactive | 34602 |  | 1980 | KEWANEE | FT - Firetube Boiler | STHT - Steam-Heat | 6/30/1993
COORDINATED INTERIORS | 500 S 38th St | Omaha | NE | 68105-1121 | Douglas | NE04413 | Inactive |  | 62217 | 1950 | US RADIATOR |  | HWHT - Hot Water Heat | 1/31/1992
CBRE c/o State Farm | 500 S 84th St | Lincoln | NE | 68510-2611 | Lancaster | NE09351 | Active | 48128 | G-07-1254 | 2007 | Aerco International | FTVT - Firetube Vertical TB | HWHT - Hot Water Heat | 11/30/2026
CBRE c/o State Farm | 500 S 84th St | Lincoln | NE | 68510-2611 | Lancaster | NE09352 | Active | 48129 | G-07-1255 | 2007 | Aerco International | FTVT - Firetube Vertical TB | HWHT - Hot Water Heat | 11/30/2026
CBRE c/o State Farm | 500 S 84th St | Lincoln | NE | 68510-2611 | Lancaster | NE09353 | Active | 48130 | G-07-1256 | 2007 | Aerco International | FTVT - Firetube Vertical TB | HWHT - Hot Water Heat | 11/30/2026
CBRE c/o State Farm | 500 S 84th St | Lincoln | NE | 68510-2611 | Lancaster | NE24238 | Scrapped/Junked | 150530 | E991098 | 2003 | Loch | CPFT - Horiz Cpr Fin Boiler | HWHT - Hot Water Heat | 11/30/2007
CBRE c/o State Farm | 500 S 84th St | Lincoln | NE | 68510-2611 | Lancaster | NE24239 | Scrapped/Junked | 100918 | E991097 | 1999 | Loch | CPFT - Horiz Cpr Fin Boiler | HWHT - Hot Water Heat | 11/30/2007
CBRE c/o State Farm | 500 S 84th St | Lincoln | NE | 68510-2611 | Lancaster | NE24240 | Scrapped/Junked | 101028 | E991099 | 1999 | Loch | CPFT - Horiz Cpr Fin Boiler | HWHT - Hot Water Heat | 11/30/2007
Alta Convenience 6216 | 500 S Burlington Ave | Hastings | NE | 68901-5909 | Adams | NE40100 | Scrapped/Junked | 45436 | 12866401524 | 1986 | RHEEM | CHWH - ASME/Fired Water Heater | HWSP - Hot Water Non Potable Supply | 10/31/2012
Alta Convenience 6216 | 500 S Burlington Ave | Hastings | NE | 68901-5909 | Adams | NE40101 | Active | 55939 | 1186106414 | 1986 | Raypak | CPFT - Horiz Cpr Fin Boiler | HWHT - Hot Water Heat | 10/31/2026
Pier Park Pool | 500 S Oak St | Grand Island | NE | 68801 | Hall | NE10813 | Scrapped/Junked | 186187 | 0109186187 | 2001 | Raypak | CPFH - Copper Fin Water Heater | OPHT - Outdoor Pool Heater | 6/30/2023
ST PATRICK JR-SR HIGH | 500 S Silber Ave | North Platte | NE | 69101-5646 | LINCOLN | NE33224 | Scrapped/Junked |  | 118814 | 1953 | PACIFIC | FT - Firetube Boiler | STHT - Steam-Heat | 7/31/2002
ST PATRICK JR-SR HIGH | 500 S Silber Ave | North Platte | NE | 69101-5646 | LINCOLN | NE33225 | Scrapped/Junked |  | 118809 | 1953 | PACIFIC | FT - Firetube Boiler | STHT - Steam-Heat | 7/31/2002
Wilber Municipal Pool | 500 S Wilson St | Wilber | NE | 68465-3157 | Saline | NE00272 | Scrapped/Junked | 33969 | 8390620 | 1983 | TELEDYNE LAARS | CPFT - Horiz Cpr Fin Boiler | OPHT - Outdoor Pool Heater | 5/31/2003
Wilber Municipal Pool | 500 S Wilson St | Wilber | NE | 68465-3157 | Saline | NE01759 | Active | 216796 | 0401216796 | 2004 | Raypak | CPFH - Copper Fin Water Heater | OPHT - Outdoor Pool Heater | 5/31/2026
Hayes Center High School | 500 Troth St | Hayes Center | NE | 69032 | Hayes | NE04251 | Scrapped/Junked | 2985 | 26739 | 1968 | Bock Energy | CHWH - ASME/Fired Water Heater | HWSD - Hot Water Dom/Potable | 3/31/2022
Hayes Center High School | 500 Troth St | Hayes Center | NE | 69032 | Hayes | NE31601 | Scrapped/Junked | n/a | 5626 | 1967 | Kewanee | FTFB - Firetube-Firebox Boiler | STHT - Steam-Heat | 3/31/2022
Hayes Center High School | 500 Troth St | Hayes Center | NE | 69032 | Hayes | NE41142 | Active | 537 | 120274 | 2021 | L E S | FT - Firetube Boiler | STHT - Steam-Heat | 12/31/2026
Trumble Park Elementary | 500 Valley Rd | Papillion | NE | 68046-2585 | Sarpy | NE11926 | Scrapped/Junked | 19552 | 59906 | 1985 | BRYAN STEAM LLC | WT - Water Tube Boiler | HWHT - Hot Water Heat | 7/31/2000
Trumble Park Elementary | 500 Valley Rd | Papillion | NE | 68046-2585 | Sarpy | NE23077 | Scrapped/Junked | 10886 | 00E-8638 | 2000 | Aldrich | FTVT - Firetube Vertical TB | HWHT - Hot Water Heat | 7/31/2025
Trumble Park Elementary | 500 Valley Rd | Papillion | NE | 68046-2585 | Sarpy | NE23078 | Scrapped/Junked | 10885 | 00E-8637 | 2000 | Aldrich | FTVT - Firetube Vertical TB | HWHT - Hot Water Heat | 7/31/2025
Trumble Park Elementary | 500 Valley Rd | Papillion | NE | 68046-2585 | Sarpy | NE23079 | Scrapped/Junked | 10888 | 00E-8640 | 2000 | Aldrich | FTVT - Firetube Vertical TB | HWHT - Hot Water Heat | 7/31/2025
Trumble Park Elementary | 500 Valley Rd | Papillion | NE | 68046-2585 | Sarpy | NE43712 | Active | 420075 | 24420075 | 2024 | Lochinvar | FTVT - Firetube Vertical TB | HWHT - Hot Water Heat | 9/30/2026
Wakefield Aquatic Center | 500 W 1st St | Wakefield | NE | 68784-5063 | Dixon | NE14154 | Out of Service | 209082 | 0306209082 | 2006 | RAYPAK INC, CALIFORNIA | CPFT - Horiz Cpr Fin Boiler | OPHT - Outdoor Pool Heater | 6/30/2023
Gordon Elementary | 500 W 2nd St | Gordon | NE | 69343-1220 | Sheridan | NE33636 | Scrapped/Junked | n/a | 211-9033-0584 | 1984 | Peerless | CI - Cast Iron | STHT - Steam-Heat | 3/31/2016
Adams County Courthouse | 500 W 4th St | Hastings | NE | 68901-7654 | Adams | NE09954 | Scrapped/Junked | 87465 | URNG09000G00629 | 2000 | RHEE | CHWH - ASME/Fired Water Heater | HWSD - Hot Water Dom/Potable | 12/31/2008
Adams County Courthouse | 500 W 4th St | Hastings | NE | 68901-7654 | Adams | NE13601 | Scrapped/Junked | 288420 | 0801288420 | 2008 | Raypak | CPFH - Copper Fin Water Heater | HWHT - Hot Water Heat | 3/31/2021
Adams County Courthouse | 500 W 4th St | Hastings | NE | 68901-7654 | Adams | NE13602 | Scrapped/Junked | 288421 | 0801288421 | 2008 | Raypak | CPFH - Copper Fin Water Heater | HWHT - Hot Water Heat | 3/31/2021
Adams County Courthouse | 500 W 4th St | Hastings | NE | 68901-7654 | Adams | NE13948 | Scrapped/Junked | 116201 | URNG0308G01255 | 2008 | RHEEM | CHWH - ASME/Fired Water Heater | HWDP - Hotwater Heat & Dom Supply | 3/31/2018
Adams County Courthouse | 500 W 4th St | Hastings | NE | 68901-7654 | Adams | NE17197 | Scrapped/Junked | 68418 |  | 1995 | RHEEM MANUFACTURING CO | CHWH - ASME/Fired Water Heater | HWSD - Hot Water Dom/Potable | 3/31/2003
Adams County Courthouse | 500 W 4th St | Hastings | NE | 68901-7654 | Adams | NE26920 | Scrapped/Junked | 146808 | A191608594 | 2016 | RHEEM | CHWH - ASME/Fired Water Heater | HWDP - Hotwater Heat & Dom Supply | 3/31/2021
Adams County Courthouse | 500 W 4th St | Hastings | NE | 68901-7654 | Adams | NE29102 | Active | 155110 | 2031120240328 | 2020 | Lochinvar | COBL - Coil Type Boiler | HWHT - Hot Water Heat | 12/31/2026
Adams County Courthouse | 500 W 4th St | Hastings | NE | 68901-7654 | Adams | NE29103 | Active | 155113 | 2031120240329 | 2020 | Lochinvar | COBL - Coil Type Boiler | HWHT - Hot Water Heat | 12/31/2026
Adams County Courthouse | 500 W 4th St | Hastings | NE | 68901-7654 | Adams | NE31911 | Scrapped/Junked |  | M-4292 | 1963 | KEWA | FTSM - FTS Marine Dry Back | HWHT - Hot Water Heat | 12/31/2008
WILBER ELEMENTARY SCHOOL | 500 W Elm St | Wilber | NE | 68465-3229 | SALINE | NE18449 | Scrapped/Junked | 24100 | LL93-0305852 | 1993 | AO SMITH | CHWH - ASME/Fired Water Heater | HWSD - Hot Water Dom/Potable | 7/31/2006
WILBER ELEMENTARY SCHOOL | 500 W Elm St | Wilber | NE | 68465-3229 | SALINE | NE32606 | Scrapped/Junked |  | M2639 | 1962 | KEWANEE | FTFB - Firetube-Firebox Boiler | STHT - Steam-Heat | 7/31/2006
WILBER ELEMENTARY SCHOOL | 500 W Elm St | Wilber | NE | 68465-3229 | SALINE | NE32607 | Inactive |  | M2641 | 1962 | Kewannee | FT - Firetube Boiler | STHT - Steam-Heat | 8/31/1990
West 5th Elementary | 500 W H St | Ogallala | NE | 69153-2010 | Keith | NE32998 | Inactive | 39117 | R7655 | 1985 | Kewanee | FTFB - Firetube-Firebox Boiler | STHT - Steam-Heat | 12/31/2014
Burlington Northern Santa Fe | 500 W Kansas St | Alliance | NE | 69301-4041 | Box Butte | NE04490 | Inactive | 42587 |  | 1978 | CLEAVER BROOKS | WT - Water Tube Boiler | HWHT - Hot Water Heat | 7/31/2000
Burlington Northern Santa Fe | 500 W Kansas St | Alliance | NE | 69301-4041 | Box Butte | NE04491 | Inactive | 42586 | 42586 | 1978 | Cleaver & Brooks | WT - Water Tube Boiler | HWHT - Hot Water Heat | 2/28/2018
Burlington Northern Santa Fe | 500 W Kansas St | Alliance | NE | 69301-4041 | Box Butte | NE04492 | Scrapped/Junked | 11670 | 11743 | 1978 | International Boiler Works | WT - Water Tube Boiler | HWHT - Hot Water Heat | 7/31/2016
Burlington Northern Santa Fe | 500 W Kansas St | Alliance | NE | 69301-4041 | Box Butte | NE04493 | Inactive | 11671 | 14744 | 1978 | International Boiler Works | WT - Water Tube Boiler | HWHT - Hot Water Heat | 7/31/2016
Burlington Northern Santa Fe | 500 W Kansas St | Alliance | NE | 69301-4041 | Box Butte | NE04494 | Inactive | 11672 | 14745 | 1978 | International Boiler Works | WT - Water Tube Boiler | HWHT - Hot Water Heat | 7/31/2016
Burlington Northern Santa Fe | 500 W Kansas St | Alliance | NE | 69301-4041 | Box Butte | NE11337 | Scrapped/Junked | NA | 17270041 | 1992 | Burnham | CI - Cast Iron | HWHT - Hot Water Heat | 2/28/2017
Burlington Northern Santa Fe | 500 W Kansas St | Alliance | NE | 69301-4041 | Box Butte | NE11338 | Scrapped/Junked | NA | 17270038 | 1992 | Burnham | CI - Cast Iron | HWHT - Hot Water Heat | 2/28/2017
Burlington Northern Santa Fe | 500 W Kansas St | Alliance | NE | 69301-4041 | Box Butte | NE11339 | Scrapped/Junked | NA | 17265742 | 1992 | Burnham | CI - Cast Iron | HWHT - Hot Water Heat | 2/28/2017
Burlington Northern Santa Fe | 500 W Kansas St | Alliance | NE | 69301-4041 | Box Butte | NE17408 | Scrapped/Junked | NA | 17250992 | 1992 | Burnham America | CI - Cast Iron | HWHT - Hot Water Heat | 2/28/2017
Burlington Northern Santa Fe | 500 W Kansas St | Alliance | NE | 69301-4041 | Box Butte | NE18473 | Active | 12477 | 12477 | 1994 | Superior Boiler Works | FT - Firetube Boiler | PROC - Process Steam | 2/28/2024
Burlington Northern Santa Fe | 500 W Kansas St | Alliance | NE | 69301-4041 | Box Butte | NE19068 | Active | N/A | 65182746 | 2011 | Burnham | CI - Cast Iron | HWHT - Hot Water Heat | 2/28/2026
Burlington Northern Santa Fe | 500 W Kansas St | Alliance | NE | 69301-4041 | Box Butte | NE19069 | Active | N/A | 65182747 | 2011 | Burnham | CI - Cast Iron | HWHT - Hot Water Heat | 2/28/2026
Burlington Northern Santa Fe | 500 W Kansas St | Alliance | NE | 69301-4041 | Box Butte | NE21134 | Active | NA | 7733933 | 1996 | Burnham America | CI - Cast Iron | HWSD - Hot Water Dom/Potable | 2/28/2026
Burlington Northern Santa Fe | 500 W Kansas St | Alliance | NE | 69301-4041 | Box Butte | NE21135 | Active | NA | 7733932 | 1996 | Burnham America | CI - Cast Iron | HWSD - Hot Water Dom/Potable | 2/28/2026
Burlington Northern Santa Fe | 500 W Kansas St | Alliance | NE | 69301-4041 | Box Butte | NE22430 | Scrapped/Junked | 17764 | 58068 | 1983 | Bryan | WT - Water Tube Boiler | HWHT - Hot Water Heat | 2/28/2010
Burlington Northern Santa Fe | 500 W Kansas St | Alliance | NE | 69301-4041 | Box Butte | NE26466 | Active | 1958 | 15227 | 2016 | Easco | FT - Firetube Boiler | HWHT - Hot Water Heat | 2/28/2026
Burlington Northern Santa Fe | 500 W Kansas St | Alliance | NE | 69301-4041 | Box Butte | NE26467 | Active | 1957 | 15226 | 2016 | Easco | FT - Firetube Boiler | HWHT - Hot Water Heat | 2/28/2026
Centenial Park Medical Center | 500 W Leota St | North Platte | NE | 69101-6576 | Lincoln | NE27377 | Active | 403500 | 1735107291457 | 2017 | Lochinvar | WTSS - Watertube SS Steel | HWHT - Hot Water Heat | 4/30/2026
Centenial Park Medical Center | 500 W Leota St | North Platte | NE | 69101-6576 | Lincoln | NE27379 | Active | 40349 | 1735107291541 | 2017 | Lochinvar | WTSS - Watertube SS Steel | HWHT - Hot Water Heat | 4/30/2026
Wesley Center Inc | 500 W Phillip Ave | Norfolk | NE | 68701-5252 | Madison | NE07703 | Out of Service | n/a | n/a | 2006 | GALX | CI - Cast Iron | STHT - Steam-Heat | 3/31/2017
Wesley Center Inc | 500 W Phillip Ave | Norfolk | NE | 68701-5252 | Madison | NE07704 | Out of Service | n/a | 47612 | 2006 | GALX | CI - Cast Iron | STHT - Steam-Heat | 3/31/2017
Wesley Center Inc | 500 W Phillip Ave | Norfolk | NE | 68701-5252 | Madison | NE25056 | Scrapped/Junked |  | 573430 | 1993 | SLANT FIN |  | STHT - Steam-Heat | 9/30/2006
Backswing Brewing Co | 500 W South St Ste 8 | Lincoln | NE | 68522-1744 | Lancaster | NE20789 | Active | 72204 | 72204 | 1995 | Fulton | FTNF - Firetube Flueless | PROC - Process Steam | 11/30/2022
United Methodist Church | 500 Warren Ave | Grant | NE | 69140-3039 | Perkins | NE18485 | Scrapped/Junked | 9999 | 6290 | 1965 | Peerless | CI - Cast Iron | HWHT - Hot Water Heat | 9/30/2016
Kohll's Pharmacy | 5000 Dodge St | Omaha | NE | 68132-2920 | Douglas | NE37641 | Out of Service | 8973 | 3R11 | 1956 | Kewannee | FT - Firetube Boiler | STHT - Steam-Heat | 12/31/2011
NE Wesleyan University | 5000 St Paul Ave | Lincoln | NE | 68504-2760 | Lancaster | NE05064 | Inactive |  |  | 1984 | RHEEM MANUFACTURING CO | AHWH - ANSI/Fired Water Htr | HWSD - Hot Water Dom/Potable | 7/31/2001
NE Wesleyan University | 5000 St Paul Ave | Lincoln | NE | 68504-2760 | Lancaster | NE05065 | Scrapped/Junked |  |  | 1988 | AOSM | AHWH - ANSI/Fired Water Htr | HWSD - Hot Water Dom/Potable | 7/31/2010
NE Wesleyan University | 5000 St Paul Ave | Lincoln | NE | 68504-2760 | Lancaster | NE05067 | Scrapped/Junked |  | MM880019256-330 | 1988 | AOSM | AHWH - ANSI/Fired Water Htr | HWSD - Hot Water Dom/Potable | 7/31/2010
NE Wesleyan University | 5000 St Paul Ave | Lincoln | NE | 68504-2760 | Lancaster | NE05068 | Scrapped/Junked | 26182 | LH94-0362539-920 | 1994 | AO SMITH | CHWH - ASME/Fired Water Heater | HWSD - Hot Water Dom/Potable | 7/31/2007
NE Wesleyan University | 5000 St Paul Ave | Lincoln | NE | 68504-2760 | Lancaster | NE05069 | Scrapped/Junked | 20916 | LE93-0020915-880 | 1993 | AO SMITH | CHWH - ASME/Fired Water Heater | HWSD - Hot Water Dom/Potable | 7/31/2006
NE Wesleyan University | 5000 St Paul Ave | Lincoln | NE | 68504-2760 | Lancaster | NE05097 | Active | 45990 | 85867 | 1994 | Ajax | COBL - Coil Type Boiler | HWSD - Hot Water Dom/Potable | 11/30/2026
NE Wesleyan University | 5000 St Paul Ave | Lincoln | NE | 68504-2760 | Lancaster | NE05098 | Active | 45991 | 85868 | 1994 | Ajax | COBL - Coil Type Boiler | HWSD - Hot Water Dom/Potable | 11/30/2026
NE Wesleyan University | 5000 St Paul Ave | Lincoln | NE | 68504-2760 | Lancaster | NE05133 | Active | 7985 | 94-E4297 | 1994 | LES | FTVT - Firetube Vertical TB | HWHT - Hot Water Heat | 11/30/2026
NE Wesleyan University | 5000 St Paul Ave | Lincoln | NE | 68504-2760 | Lancaster | NE05134 | Active | 7986 | 94-E4298 | 1994 | LES | FTVT - Firetube Vertical TB | HWHT - Hot Water Heat | 11/30/2026
NE Wesleyan University | 5000 St Paul Ave | Lincoln | NE | 68504-2760 | Lancaster | NE05135 | Active | 7984 | 94-E4296 | 1994 | LES | FTVT - Firetube Vertical TB | HWHT - Hot Water Heat | 11/30/2026
NE Wesleyan University | 5000 St Paul Ave | Lincoln | NE | 68504-2760 | Lancaster | NE05136 | Active | 45072 | 84948 | 1994 | Ajax | COBL - Coil Type Boiler | HWSD - Hot Water Dom/Potable | 11/30/2026
NE Wesleyan University | 5000 St Paul Ave | Lincoln | NE | 68504-2760 | Lancaster | NE05670 | Scrapped/Junked |  | 0982404694 | 1978 | RHEEM MANUFACTURING CO | AHWH - ANSI/Fired Water Htr | HWSD - Hot Water Dom/Potable | 3/31/2000
NE Wesleyan University | 5000 St Paul Ave | Lincoln | NE | 68504-2760 | Lancaster | NE05912 | Scrapped/Junked | 84963 | URNG0200G02940 | 1999 | RHEEM | CHWH - ASME/Fired Water Heater | HWSD - Hot Water Dom/Potable | 8/31/2019
NE Wesleyan University | 5000 St Paul Ave | Lincoln | NE | 68504-2760 | Lancaster | NE06309 | Active | 1223 | n/a | 1947 | KEELER | WT - Water Tube Boiler | STHT - Steam-Heat | 8/31/2026
NE Wesleyan University | 5000 St Paul Ave | Lincoln | NE | 68504-2760 | Lancaster | NE07570 | Scrapped/Junked | 101581 | 505M006347 | 2005 | AOSM | FTVT - Firetube Vertical TB | HWSD - Hot Water Dom/Potable | 8/31/2015
NE Wesleyan University | 5000 St Paul Ave | Lincoln | NE | 68504-2760 | Lancaster | NE10684 | Active | 199050 | 0209199050 | 2002 | Raypak | CPFH - Copper Fin Water Heater | HWSD - Hot Water Dom/Potable | 11/30/2026
NE Wesleyan University | 5000 St Paul Ave | Lincoln | NE | 68504-2760 | Lancaster | NE10685 | Active | 199051 | 0209199051 | 2002 | Raypak | CPFH - Copper Fin Water Heater | HWSD - Hot Water Dom/Potable | 11/30/2026
NE Wesleyan University | 5000 St Paul Ave | Lincoln | NE | 68504-2760 | Lancaster | NE13493 | Active | 1485 | 2D1485 | 1969 | Nebraska Boiler | WT - Water Tube Boiler | STHT - Steam-Heat | 8/31/2026
NE Wesleyan University | 5000 St Paul Ave | Lincoln | NE | 68504-2760 | Lancaster | NE13613 | Active | 18001 | G07-18001 | 2007 | AO SMITH | COWH - Coil Type Water Heater | HWDP - Hotwater Heat & Dom Supply | 11/30/2026
NE Wesleyan University | 5000 St Paul Ave | Lincoln | NE | 68504-2760 | Lancaster | NE14903 | Inactive | 26423 | 66930 | 1989 | BRYA | WT - Water Tube Boiler | STHT - Steam-Heat | 7/31/2009
NE Wesleyan University | 5000 St Paul Ave | Lincoln | NE | 68504-2760 | Lancaster | NE18659 | Active | 141438 | 141438 | 2009 | AO SMITH | CHWH - ASME/Fired Water Heater | HWSD - Hot Water Dom/Potable | 11/30/2026
NE Wesleyan University | 5000 St Paul Ave | Lincoln | NE | 68504-2760 | Lancaster | NE18660 | Out of Service | 144856 | 144856 | 2010 | AO SMITH | CHWH - ASME/Fired Water Heater | HWSD - Hot Water Dom/Potable | 8/31/2023
NE Wesleyan University | 5000 St Paul Ave | Lincoln | NE | 68504-2760 | Lancaster | NE25491 | Scrapped/Junked | 206460 | 1526M001236 | 2015 | AO SMITH | CHWH - ASME/Fired Water Heater | HWSD - Hot Water Dom/Potable | 8/31/2023
NE Wesleyan University | 5000 St Paul Ave | Lincoln | NE | 68504-2760 | Lancaster | NE25701 | Scrapped/Junked | 5937 | 45937 | 2014 | Chromalox | ELBL - Electric Boiler | STER - Sterilizer | 8/31/2020
NE Wesleyan University | 5000 St Paul Ave | Lincoln | NE | 68504-2760 | Lancaster | NE27402 | Active | 279950 | 17.PGT.550.112.1097 | 2017 | AIC/Lochinvar | FTSS - Firetube Stainless Steel | HWHT - Hot Water Heat | 11/30/2026
NE Wesleyan University | 5000 St Paul Ave | Lincoln | NE | 68504-2760 | Lancaster | NE27403 | Active | 125900 | 19.PGT550.112.1221 | 2017 | AIC/Lochinvar | FTSS - Firetube Stainless Steel | HWHT - Hot Water Heat | 11/30/2026
NE Wesleyan University | 5000 St Paul Ave | Lincoln | NE | 68504-2760 | Lancaster | NE27909 | Active | 313657 | 17313657 | 2017 | Lochinvar | FTVT - Firetube Vertical TB | HWHT - Hot Water Heat | 11/30/2026
NE Wesleyan University | 5000 St Paul Ave | Lincoln | NE | 68504-2760 | Lancaster | NE27910 | Active | 312314 | 17312314 | 2017 | Lochinvar | FTVT - Firetube Vertical TB | HWHT - Hot Water Heat | 11/30/2026
NE Wesleyan University | 5000 St Paul Ave | Lincoln | NE | 68504-2760 | Lancaster | NE27911 | Active | 311750 | 17311750 | 2017 | Lochinvar | FTVT - Firetube Vertical TB | HWHT - Hot Water Heat | 11/30/2026
NE Wesleyan University | 5000 St Paul Ave | Lincoln | NE | 68504-2760 | Lancaster | NE27921 | Active | 115340 | ESM1195181-S18 | 2018 | SUSSMAN | ELBL - Electric Boiler | STER - Sterilizer | 8/31/2026
NE Wesleyan University | 5000 St Paul Ave | Lincoln | NE | 68504-2760 | Lancaster | NE28200 | Active | 219324 | 219324 | 2016 | A O Smith | CHWH - ASME/Fired Water Heater | HWSD - Hot Water Dom/Potable | 11/30/2026
NE Wesleyan University | 5000 St Paul Ave | Lincoln | NE | 68504-2760 | Lancaster | NE32222 | Inactive |  | N-7051 | 1967 | KEWA | FTFB - Firetube-Firebox Boiler | STHT - Steam-Heat | 7/31/2009
NE Wesleyan University | 5000 St Paul Ave | Lincoln | NE | 68504-2760 | Lancaster | NE34832 | Inactive |  | N7480 | 1967 | KEWANEE | FT - Firetube Boiler | STHT - Steam-Heat | 3/31/1991
NE Wesleyan University | 5000 St Paul Ave | Lincoln | NE | 68504-2760 | Lancaster | NE42442 | Active | 256728 | 256728 | 2019 | AO SMITH | CHWH - ASME/Fired Water Heater | HWSD - Hot Water Dom/Potable | 11/30/2026
NE Wesleyan University | 5000 St Paul Ave | Lincoln | NE | 68504-2760 | Lancaster | NE42977 | Active | 9439 | 605802300033 | 2023 | Cleaver Brooks | FTVT - Firetube Vertical TB | HWHT - Hot Water Heat | 11/30/2026
NE Wesleyan University | 5000 St Paul Ave | Lincoln | NE | 68504-2760 | Lancaster | NE42978 | Active | 9440 | 605802300034 | 2023 | Cleaver Brooks | FTVT - Firetube Vertical TB | HWHT - Hot Water Heat | 11/30/2026
NE Wesleyan University | 5000 St Paul Ave | Lincoln | NE | 68504-2760 | Lancaster | NE42979 | Active | 9441 | 605802300035 | 2023 | Cleaver Brooks | FTVT - Firetube Vertical TB | HWHT - Hot Water Heat | 11/30/2026
NE Wesleyan University | 5000 St Paul Ave | Lincoln | NE | 68504-2760 | Lancaster | NE42980 | Active | 8421 | 6047243000219 | 2022 | Cleaver Brooks | FTVT - Firetube Vertical TB | HWHT - Hot Water Heat | 11/30/2026
NE Wesleyan University | 5000 St Paul Ave | Lincoln | NE | 68504-2760 | Lancaster | NE42981 | Active | 309952 | 309952 | 2023 | AO SMITH | CHWH - ASME/Fired Water Heater | HWSD - Hot Water Dom/Potable | 11/30/2026
Department of Transportation | 5001 S 14th St | Lincoln | NE | 68512-1248 | Lancaster | NE23886 | Active | 18718 | 12F-6626 | 2012 | Aldrich | FTVT - Firetube Vertical TB | GLYC - Glycol Bldg Heat Sys | 11/30/2026
Department of Transportation | 5001 S 14th St | Lincoln | NE | 68512-1248 | Lancaster | NE23887 | Active | 18717 | 12F-6625 | 2012 | Aldrich | FTVT - Firetube Vertical TB | GLYC - Glycol Bldg Heat Sys | 11/30/2026
Department of Transportation | 5001 S 14th St | Lincoln | NE | 68512-1248 | Lancaster | NE23888 | Active | 18719 | 12F-6627 | 2012 | Aldrich | FTVT - Firetube Vertical TB | GLYC - Glycol Bldg Heat Sys | 11/30/2026
Department of Transportation | 5001 S 14th St | Lincoln | NE | 68512-1248 | Lancaster | NE30188 | Scrapped/Junked | N/A | 5920018 | 1959 | POWER MASTER | FT - Firetube Boiler | STHT - Steam-Heat | 9/30/2012
CARL S BAUM DRUGGIST | 5001 Underwood Ave | Omaha | NE | 68132-2235 | Douglas | NE02276 | Scrapped/Junked |  | H69 | 1955 | KEWANEE | FTFB - Firetube-Firebox Boiler | STHT - Steam-Heat | 9/30/2005
VILLAGE INN | 5001 Van Dorn St | Lincoln | NE | 68506-3476 | LANCASTER | NE40948 | Scrapped/Junked | 40031 | LG970664070964 | 1997 | AO SMITH | CHWH - ASME/Fired Water Heater | HWSD - Hot Water Dom/Potable | 10/31/2003
Trails at North Streams | 5002 202nd Ct | Omaha | NE | 68135-3917 | Douglas | NE42717 | Active | 257414 | LTEC02050310200769 | 2023 | Jandy | WT - Water Tube Boiler | OPHT - Outdoor Pool Heater | 7/31/2024
Guaca Maya Restaurant | 5002 S 33rd St | Omaha | NE | 68107-2574 | Douglas | NE00616 | Scrapped/Junked |  | 211-14286-0899 | 1999 | PEER | CI - Cast Iron | STHT - Steam-Heat | 12/31/2009
Guaca Maya Restaurant | 5002 S 33rd St | Omaha | NE | 68107-2574 | Douglas | NE16041 | Active | n/a | 591559-200801 | 2008 | Peerless | CI - Cast Iron | STHT - Steam-Heat | 12/31/2025
BEHLEN REALISTAL | 5002 S 33rd St | Omaha | NE | 68107-2574 | Douglas | NE12784 | Scrapped/Junked |  | 211-3013 | 1978 | PEERLESS HEATER COMPANY |  | STHT - Steam-Heat | 12/31/2000
Dundee Hardware Plus | 5002 Underwood Ave | Omaha | NE | 68132-2236 | Douglas | NE37662 | Inactive |  |  | 1952 | Kewannee | FTFB - Firetube-Firebox Boiler | STHT - Steam-Heat | 7/31/2005
Richardson Milling Inc | 5005 Dakota Ave | South Sioux City | NE | 68776-3689 | Dakota | NE14953 | Active | 8053 | 8622-01 | 1989 | JOHN | FTSM - FTS Marine Dry Back | PROC - Process Steam | 8/31/2026
Omaha Lace Laundry | 5007 Leavenworth St | Omaha | NE | 68106-1428 | Douglas | NE11309 | Inactive | 507 | 2385 | 1967 | Abco Industries | FTSM - FTS Marine Dry Back | PROC - Process Steam | 3/31/2019
Omaha Lace Laundry | 5007 Leavenworth St | Omaha | NE | 68106-1428 | Douglas | NE28860 | Active | 63828 | 63828 | 2018 | Parker Ind | WT - Water Tube Boiler | PROC - Process Steam | 3/31/2026
Black Sand Apartment Homes | 5007 N 32nd St | Lincoln | NE | 68504-4768 | Lancaster | NE07537 | Active | 183789 | 6183789 | 2006 | Lochinvar | CPFH - Copper Fin Water Heater | HWHT - Hot Water Heat | 5/31/2026
SAVAGE LAW OFFICE BLDG | 501 Broadway | Imperial | NE | 69033-3119 | CHASE | NE35438 | Scrapped/Junked |  | A1221 | 1975 | AO SMITH | WT - Water Tube Boiler | HWHT - Hot Water Heat | 9/30/2000
Curtis Housing Authority | 501 Crook Ave | Curtis | NE | 69025-9541 | Frontier | NE25439 | Active | n/a | 0197V00094 | 1997 | Bryan | CI - Cast Iron | HWHT - Hot Water Heat | 10/31/2026
Omaha Steaks Int | 501 E 4th St | Snyder | NE | 68664 | Dodge | NE24749 | Scrapped/Junked | 82154 | 82154 | 1994 | PVI Industries | CHWH - ASME/Fired Water Heater | HWSD - Hot Water Dom/Potable | 5/31/2011
Omaha Steaks Int | 501 E 4th St | Snyder | NE | 68664 | Dodge | NE24750 | Exempt 1999 LB-66 |  | SNRLPO394G01500 | 1994 | RHEEM MANUFACTURING CO | AHWH - ANSI/Fired Water Htr | HWSD - Hot Water Dom/Potable | 5/31/2000
Imperial City Pool | 501 E 9th St | Imperial | NE | 69033-3138 | BUFFALO | NE14175 | Active | 275176 | 0712275176 | 2007 | RAYPAK INC, CALIFORNIA | CPFT - Horiz Cpr Fin Boiler | OPHT - Outdoor Pool Heater | 6/30/2025
Hospitality Inn | 501 Halligan Dr | North Platte | NE | 69101-7655 | Lincoln | NE04902 | Inactive |  | 93030 | 1972 | Rheem Manufacturing Co | AHWH - ANSI/Fired Water Htr | HWSD - Hot Water Dom/Potable | 8/31/1991
Hospitality Inn | 501 Halligan Dr | North Platte | NE | 69101-7655 | Lincoln | NE09078 | Active | 112204 | B07M000607 | 2007 | A O Smith | CHWH - ASME/Fired Water Heater | HWSD - Hot Water Dom/Potable | 9/30/2024
Hospitality Inn | 501 Halligan Dr | North Platte | NE | 69101-7655 | Lincoln | NE16430 | Inactive |  | 183450 | 1990 | A. O. Smith | AHWH - ANSI/Fired Water Htr | HWSD - Hot Water Dom/Potable | 7/31/1996
Hospitality Inn | 501 Halligan Dr | North Platte | NE | 69101-7655 | Lincoln | NE20043 | Exempt 1999 LB-66 |  | RN0489402932 | 1989 | Rheem Manufacturing Co | AHWH - ANSI/Fired Water Htr | HWSD - Hot Water Dom/Potable | 4/30/2000
Hospitality Inn | 501 Halligan Dr | North Platte | NE | 69101-7655 | Lincoln | NE23538 | Active | 86081 | C98J03615 | 1998 | Teledyne & Laars | CPFT - Horiz Cpr Fin Boiler | HWHT - Hot Water Heat | 9/30/2024
Hospitality Inn | 501 Halligan Dr | North Platte | NE | 69101-7655 | Lincoln | NE30510 | Scrapped/Junked |  | 3R617 | 1971 | Lochinvar | CPFT - Horiz Cpr Fin Boiler | OPHT - Outdoor Pool Heater | 4/30/2004
Hospitality Inn | 501 Halligan Dr | North Platte | NE | 69101-7655 | Lincoln | NE30630 | Inactive |  | MJ94036611 | 1994 | A. O. Smith | AHWH - ANSI/Fired Water Htr | HWSD - Hot Water Dom/Potable | 7/31/1995
Hospitality Inn | 501 Halligan Dr | North Platte | NE | 69101-7655 | Lincoln | NE30748 | Out of Service | 34250 | LD96-0517427960 | 1996 | A. O. Smith | CHWH - ASME/Fired Water Heater | HWSD - Hot Water Dom/Potable | 9/30/2019
Hospitality Inn | 501 Halligan Dr | North Platte | NE | 69101-7655 | Lincoln | NE30749 | Scrapped/Junked | 34237 | LD96-0517416960 | 1996 | AOSM | CHWH - ASME/Fired Water Heater | HWSD - Hot Water Dom/Potable | 9/30/2007
Hospitality Inn | 501 Halligan Dr | North Platte | NE | 69101-7655 | Lincoln | NE30750 | Exempt 1999 LB-66 |  | RN0489402933 | 1989 | Rheem Manufacturing Co | AHWH - ANSI/Fired Water Htr | HWSD - Hot Water Dom/Potable | 4/30/2000
Clearwater Learning Center-ESU * | 501 Iowa St | Clearwater | NE | 68726-5380 | Antelope | NE37246 | Inactive | n/a | 68913 | 1987 | AOSM | CHWH - ASME/Fired Water Heater | HWSD - Hot Water Dom/Potable | 2/28/2021
Clearwater Learning Center-ESU * | 501 Iowa St | Clearwater | NE | 68726-5380 | Antelope | NE37247 | Active | 40423 | n/a | 1987 | Kewanee | FT - Firetube Boiler | HWHT - Hot Water Heat | 2/28/2026
ANTELOPE CTY COURTHOUSE | 501 M St | Neligh | NE | 68756-1424 | ANTELOPE | NE16134 | Scrapped/Junked |  | 79133 | 1920 | US RADIATOR |  | STHT - Steam-Heat | 12/31/2001
Nebraska Bank | 501 Main St | Carroll | NE | 68723-9800 | Wayne | NE07395 | Scrapped/Junked | n/a | CP1522307 | 1994 | WEIL MCLAIN | CI - Cast Iron | STHT - Steam-Heat | 2/28/2020
Nebraska Bank | 501 Main St | Carroll | NE | 68723-9800 | Wayne | NE15753 | Scrapped/Junked | NB | 00 | 1980 | WEIL MCLAIN | CI - Cast Iron | STHT - Steam-Heat | 1/31/2011
Nebraska Bank | 501 Main St | Carroll | NE | 68723-9800 | Wayne | NE27998 | Active | 91631 | 18PGT400.113.0616 | 2018 | Lochinvar | FTVT - Firetube Vertical TB | HWHT - Hot Water Heat | 5/31/2026
Friend Public Schools | 501 Main St | Friend | NE | 68359-1349 | Saline | NE04916 | Scrapped/Junked | 4138 |  | 1983 | STATE INDUSTRIES | CHWH - ASME/Fired Water Heater | HWSD - Hot Water Dom/Potable | 9/30/2001
Friend Public Schools | 501 Main St | Friend | NE | 68359-1349 | Saline | NE08846 | Scrapped/Junked | 11484 | 01E-9342 | 2001 | ALES | FTVT - Firetube Vertical TB | HWHT - Hot Water Heat | 12/31/2024
Friend Public Schools | 501 Main St | Friend | NE | 68359-1349 | Saline | NE08847 | Scrapped/Junked | n/a | LC01-1017008 | 2001 | AOSM | CHWH - ASME/Fired Water Heater | HWSD - Hot Water Dom/Potable | 12/31/2018
Friend Public Schools | 501 Main St | Friend | NE | 68359-1349 | Saline | NE18700 | Active | 145377 | 145377 | 2010 | A O Smith | CHWH - ASME/Fired Water Heater | HWSD - Hot Water Dom/Potable | 12/31/2025
Friend Public Schools | 501 Main St | Friend | NE | 68359-1349 | Saline | NE18776 | Active | 145443 | 145443 | 2010 | A O Smith | CHWH - ASME/Fired Water Heater | HWSD - Hot Water Dom/Potable | 12/31/2025
Friend Public Schools | 501 Main St | Friend | NE | 68359-1349 | Saline | NE18777 | Scrapped/Junked | 145375 | 145375 | 2010 | A O Smith | CHWH - ASME/Fired Water Heater | HWSD - Hot Water Dom/Potable | 7/31/2016
Friend Public Schools | 501 Main St | Friend | NE | 68359-1349 | Saline | NE20194 | Exempt 1999 LB-66 |  | 0488403248 | 1988 | RHEEM MANUFACTURING CO | AHWH - ANSI/Fired Water Htr | HWSD - Hot Water Dom/Potable | 9/30/1999
Friend Public Schools | 501 Main St | Friend | NE | 68359-1349 | Saline | NE26452 | Active | 219370 | 1631M001294 | 2016 | A O Smith | CHWH - ASME/Fired Water Heater | HWSD - Hot Water Dom/Potable | 12/31/2025
Friend Public Schools | 501 Main St | Friend | NE | 68359-1349 | Saline | NE33309 | Scrapped/Junked |  | 2105426 | 1968 | PEERLESS HEATER COMPANY |  | HWHT - Hot Water Heat | 9/30/2001
Friend Public Schools | 501 Main St | Friend | NE | 68359-1349 | Saline | NE33368 | Active | n/a | 51890 | 1938 | Kewanee | FTFB - Firetube-Firebox Boiler | STHT - Steam-Heat | 12/31/2025
Heritage Crossings | 501 N 13th St | Geneva | NE | 68361-1549 | Fillmore | NE01627 | Active | 70330 | 70330 | 2003 | WEBEN JARCO | COBL - Coil Type Boiler | HWHT - Hot Water Heat | 5/31/2026
Heritage Crossings | 501 N 13th St | Geneva | NE | 68361-1549 | Fillmore | NE01628 | Scrapped/Junked | 70228 | 70228 | 2003 | WEBEN JARCO | COBL - Coil Type Boiler | HWHT - Hot Water Heat | 5/31/2019
Heritage Crossings | 501 N 13th St | Geneva | NE | 68361-1549 | Fillmore | NE06078 | Scrapped/Junked | 70260 | 70260 | 2003 | WEBEN JARCO | COBL - Coil Type Boiler | HWSD - Hot Water Dom/Potable | 5/31/2016
Heritage Crossings | 501 N 13th St | Geneva | NE | 68361-1549 | Fillmore | NE08891 | Active | 67352 | 67352 | 2001 | WEBEN JARCO | COBL - Coil Type Boiler | HWSD - Hot Water Dom/Potable | 5/31/2026
Heritage Crossings | 501 N 13th St | Geneva | NE | 68361-1549 | Fillmore | NE08892 | Active | 67329 | 67329 | 2001 | WEBEN JARCO | COBL - Coil Type Boiler | HWSD - Hot Water Dom/Potable | 5/31/2026
Heritage Crossings | 501 N 13th St | Geneva | NE | 68361-1549 | Fillmore | NE11479 | Scrapped/Junked |  | A89-92 | 1989 | H.B. SMITH |  | HWHT - Hot Water Heat | 5/31/2004
Heritage Crossings | 501 N 13th St | Geneva | NE | 68361-1549 | Fillmore | NE11505 | Scrapped/Junked | 14660 | J91-14660 | 1991 | AO SMITH | COBL - Coil Type Boiler | HWSD - Hot Water Dom/Potable | 5/31/2004
Heritage Crossings | 501 N 13th St | Geneva | NE | 68361-1549 | Fillmore | NE11524 | Scrapped/Junked | 18406 | 3722 | 1992 | WEBEN JARCO | COBL - Coil Type Boiler | HWSD - Hot Water Dom/Potable | 5/31/2016
Heritage Crossings | 501 N 13th St | Geneva | NE | 68361-1549 | Fillmore | NE19137 | Scrapped/Junked |  | A89-91 | 1989 | H.B. SMITH |  | HWHT - Hot Water Heat | 5/31/2004
Heritage Crossings | 501 N 13th St | Geneva | NE | 68361-1549 | Fillmore | NE26017 | Active | 329996 | 041520828 | 2014 | CAMUS | WTSS - Watertube SS Steel | HWSD - Hot Water Dom/Potable | 5/31/2026
Heritage Crossings | 501 N 13th St | Geneva | NE | 68361-1549 | Fillmore | NE26018 | Active | 330003 | 041520829 | 2014 | CAMUS | WTSS - Watertube SS Steel | HWSD - Hot Water Dom/Potable | 5/31/2026
Heritage Crossings | 501 N 13th St | Geneva | NE | 68361-1549 | Fillmore | NE28104 | Active | 12829 | 15137 | 2018 | Sellers | COBL - Coil Type Boiler | HWHT - Hot Water Heat | 5/31/2026
CENTRAL MATTRESS INC | 501 N 13th St | Omaha | NE | 68102-4704 | Douglas | NE03469 | Inactive |  |  | 1972 | PEERLESS HEATER COMPANY |  | STHT - Steam-Heat | 1/31/1991
Liberty First Credit Union | 501 N 46th St | Lincoln | NE | 68503-3718 | Lancaster | NE01635 | Active | N/A | CP3010064 | 1995 | Weil-Mcclain | CI - Cast Iron | HWHT - Hot Water Heat | 4/30/2025
Liberty First Credit Union | 501 N 46th St | Lincoln | NE | 68503-3718 | Lancaster | NE13903 | Scrapped/Junked | N/A | 07400090 | 2007 | AERCO INTERNATIONAL | CALU - Cast Aluminum | HWHT - Hot Water Heat | 4/30/2022
Liberty First Credit Union | 501 N 46th St | Lincoln | NE | 68503-3718 | Lancaster | NE41567 | Active | 7695 | 7695-HFTC | 2021 | Fulton | FTVT - Firetube Vertical TB | HWHT - Hot Water Heat | 4/30/2025
Loughram Apartments | 501 N 51st St | Omaha | NE | 68132-2800 | Douglas | NE04055 | Scrapped/Junked | n/a | 81 14099-0785 | 1985 | Peerless | CI - Cast Iron | STHT - Steam-Heat | 3/31/2023
Loughram Apartments | 501 N 51st St | Omaha | NE | 68132-2800 | Douglas | NE42196 | Active | N/A | 6 | 2022 | Weil-McLain | CI - Cast Iron | STHT - Steam-Heat | 4/30/2023
First St Paul Lutheran Church - BMIC#524693 | 501 N Burlington Ave | Hastings | NE | 68901-5036 | ADAMS | NE01777 | Active | 12706 | 03F-0622 | 2003 | Les Inc/Aldrich Co | FTVT - Firetube Vertical TB | HWHT - Hot Water Heat | 4/30/2026
First St Paul Lutheran Church - BMIC#524693 | 501 N Burlington Ave | Hastings | NE | 68901-5036 | ADAMS | NE01778 | Active | 12707 | 03F-0623 | 2003 | Les Inc/Aldrich Co | FTVT - Firetube Vertical TB | HWHT - Hot Water Heat | 4/30/2026
First St Paul Lutheran Church - BMIC#524693 | 501 N Burlington Ave | Hastings | NE | 68901-5036 | ADAMS | NE01779 | Active | 12701 | 03F-0617 | 2003 | Les Inc/Aldrich Co | FTVT - Firetube Vertical TB | HWHT - Hot Water Heat | 4/30/2026
First St Paul Lutheran Church - BMIC#524693 | 501 N Burlington Ave | Hastings | NE | 68901-5036 | ADAMS | NE35128 | Scrapped/Junked | 34021 | M175 | 1980 | KEWANEE | FTFB - Firetube-Firebox Boiler | HWHT - Hot Water Heat | 6/30/2004
Space Apartments | 501 Park Ave | Omaha | NE | 68105-2719 | Douglas | NE25764 | Active | 374394 | 143374394 | 2014 | Raypak | CPPH - Ansi Cpr Fin Pool Heater | OPHT - Outdoor Pool Heater | 6/30/2026
Farmers Mutual of Nebraska | 501 S 13th St | Lincoln | NE | 68508-2703 | Lancaster | NE24032 | Active | 237614 | 11237614 | 2011 | Lochinvar/Giannoni | WTSS - Watertube SS Steel | HWHT - Hot Water Heat | 3/31/2026
Farmers Mutual of Nebraska | 501 S 13th St | Lincoln | NE | 68508-2703 | Lancaster | NE24033 | Out of Service | 211279 | A12H10211279 | 2012 | Lochinvar/Giannoni | WTSS - Watertube SS Steel | HWHT - Hot Water Heat | 3/31/2023
Farmers Mutual of Nebraska | 501 S 13th St | Lincoln | NE | 68508-2703 | Lancaster | NE24034 | Active | 211236 | A12H10211236 | 2012 | Lochinvar/Giannoni | WTSS - Watertube SS Steel | HWHT - Hot Water Heat | 3/31/2026
Farmers Mutual of Nebraska | 501 S 13th St | Lincoln | NE | 68508-2703 | Lancaster | NE24035 | Active | 193876 | K11H10193876 | 2011 | Lochinvar/Giannoni | WTSS - Watertube SS Steel | HWHT - Hot Water Heat | 3/31/2026
Farmers Mutual of Nebraska | 501 S 13th St | Lincoln | NE | 68508-2703 | Lancaster | NE42394 | Active | 263345 | 21.PGT550.151.0887 | 2021 | LOCHINVAR/ AIC | FTVT - Firetube Vertical TB | HWHT - Hot Water Heat | 3/31/2026
Dept Of Admin Services | 501 S 14th St | Lincoln | NE | 68508-2711 | Lancaster | NE05228 | Scrapped/Junked | 5952 | 88-1435 | 1988 | Aldrich/LES | FTVT - Firetube Vertical TB | HWHT - Hot Water Heat | 11/30/2016
Dept Of Admin Services | 501 S 14th St | Lincoln | NE | 68508-2711 | Lancaster | NE05229 | Scrapped/Junked | 5964 | 88-1457 | 1988 | Aldrich/LES | FTVT - Firetube Vertical TB | HWHT - Hot Water Heat | 11/30/2016
Dept Of Admin Services | 501 S 14th St | Lincoln | NE | 68508-2711 | Lancaster | NE05230 | Scrapped/Junked | 5953 | 88-1436 | 1988 | Aldrich/LES | FTVT - Firetube Vertical TB | HWHT - Hot Water Heat | 11/30/2017
Dept Of Admin Services | 501 S 14th St | Lincoln | NE | 68508-2711 | Lancaster | NE27457 | Active | 419927 | 419927 | 2017 | Laars | WTSS - Watertube SS Steel | HWHT - Hot Water Heat | 11/30/2026
Dept Of Admin Services | 501 S 14th St | Lincoln | NE | 68508-2711 | Lancaster | NE27472 | Active | 419924 | G17-419924 | 2017 | Laars | WTSS - Watertube SS Steel | HWHT - Hot Water Heat | 11/30/2026
Dept Of Admin Services | 501 S 14th St | Lincoln | NE | 68508-2711 | Lancaster | NE27473 | Active | 419923 | G17-419923 | 2017 | Laars | WTSS - Watertube SS Steel | HWHT - Hot Water Heat | 11/30/2026
Hartington Public School | 501 S Broadway Ave | Hartington | NE | 68739-4665 | Cedar | NE17398 | Scrapped/Junked | N/A | MJ93029155 | 1993 | AOSM | CHWH - ASME/Fired Water Heater | HWSD - Hot Water Dom/Potable | 6/30/2015
Hartington Public School | 501 S Broadway Ave | Hartington | NE | 68739-4665 | Cedar | NE21252 | Scrapped/Junked | 39488 | N/A | 1997 | AOSM | CHWH - ASME/Fired Water Heater | HWSD - Hot Water Dom/Potable | 6/30/2015
Hartington Public School | 501 S Broadway Ave | Hartington | NE | 68739-4665 | Cedar | NE22002 | Scrapped/Junked | 6372 | N/A | 1972 | VULH | FT - Firetube Boiler | 0021 - Steam Supp Cooker/Kettle | 6/30/2014
Hartington Public School | 501 S Broadway Ave | Hartington | NE | 68739-4665 | Cedar | NE25216 | Active | 23331 | N2475 | 2014 | Vulcan | KETT - Fired Kettle | 0021 - Steam Supp Cooker/Kettle | 6/30/2026
Hartington Public School | 501 S Broadway Ave | Hartington | NE | 68739-4665 | Cedar | NE37297 | Scrapped/Junked | N/A | 30445 | 1989 | Dayton | AHWH - ANSI/Fired Water Htr | HWSD - Hot Water Dom/Potable | 6/30/2015
HOLIDAY INN EXPRESS | 501 Stagecoach Trl | Ogallala | NE | 69153-3118 | KEITH | NE30919 | Exempt 1999 LB-66 |  | RN0696G01303 | 1996 | RHEEM MANUFACTURING CO | AHWH - ANSI/Fired Water Htr | HWSD - Hot Water Dom/Potable | 2/29/2000
HOLIDAY INN EXPRESS | 501 Stagecoach Trl | Ogallala | NE | 69153-3118 | KEITH | NE30920 | Exempt 1999 LB-66 |  | RN0696G01302 | 1996 | RHEEM MANUFACTURING CO | AHWH - ANSI/Fired Water Htr | HWSD - Hot Water Dom/Potable | 2/29/2000
HOLIDAY INN EXPRESS | 501 Stagecoach Trl | Ogallala | NE | 69153-3118 | KEITH | NE30921 | Exempt 1999 LB-66 |  | RN0696G01322 | 1996 | RHEEM MANUFACTURING CO | AHWH - ANSI/Fired Water Htr | HWSD - Hot Water Dom/Potable | 2/29/2000
Overland Ready Mix | 501 W 3rd st | York | NE | 68467 | York | NE14766 | Inactive | 2085 | 23426 | 1973 | ROCKMILLS STEEL | FT - Firetube Boiler | STHT - Steam-Heat | 6/30/2004
MCARTHUR SHEET METAL | 501 W 9th St | South Sioux City | NE | 68776-1923 | DAKOTA | NE09632 | Inactive |  | MI-09 | 1997 | PEERLESS HEATER COMPANY |  | HWHT - Hot Water Heat | 12/31/2003
MCARTHUR SHEET METAL | 501 W 9th St | South Sioux City | NE | 68776-1923 | DAKOTA | NE24314 | Inactive | 23346 | 4301 | 1995 | WEBEN JARCO | COBL - Coil Type Boiler | HWSP - Hot Water Non Potable Supply | 12/31/2003
MCARTHUR SHEET METAL | 501 W 9th St | South Sioux City | NE | 68776-1923 | DAKOTA | NE24316 | Inactive | 14407 |  | 1990 | WEBEN JARCO | COBL - Coil Type Boiler | HWSP - Hot Water Non Potable Supply | 12/31/2003
MCARTHUR SHEET METAL | 501 W 9th St | South Sioux City | NE | 68776-1923 | DAKOTA | NE24317 | Inactive | 52964 | 0956306 | 1995 | LOCHINVAR | CPFT - Horiz Cpr Fin Boiler | HWHT - Hot Water Heat | 12/31/2003