## usp_dsp_report_active_regulated
Facility ID | Facility Name | Facility Address | Facility City | Facility Zip | Facility County | Owner Name | Owner Address | Owner City | Owner State | Owner Zip | Tank # | Tank Usage Status | Tank Size | Tank Constr. | Tank Type | Tank Int Prot | Tank Ext Prot | Tank Contents | Tank Installed | Last Date Used | Tank Corrosion Prot | Tank Sec Contain | Piping Const. Material
1823 | FRONTIER COOP ADAMS STATION | 200 7TH ST | ADAMS | 68301 | GAGE | FRONTIER COOPERATIVE | PO BOX 40 | ELMWOOD | NE | 68349 | 1 | Currently in Use | 2000 | Steel | Federally Regulated | None | Galvanic/Sacrificial Current Cathodic Protection, STIP3 Tank | Regular Unleaded | 1989 |  |  |  | Fiberglass Reinforced Plastic
1823 | FRONTIER COOP ADAMS STATION | 200 7TH ST | ADAMS | 68301 | GAGE | FRONTIER COOPERATIVE | PO BOX 40 | ELMWOOD | NE | 68349 | 2 | Currently in Use | 2000 | Steel | Federally Regulated | None | Galvanic/Sacrificial Current Cathodic Protection, STIP3 Tank | E-10 | 1989 |  |  | 360 Excavation Liner | Fiberglass Reinforced Plastic
1823 | FRONTIER COOP ADAMS STATION | 200 7TH ST | ADAMS | 68301 | GAGE | FRONTIER COOPERATIVE | PO BOX 40 | ELMWOOD | NE | 68349 | 3 | Currently in Use | 2000 | Steel | Federally Regulated | None | Galvanic/Sacrificial Current Cathodic Protection, STIP3 Tank | #2 Diesel | 1989 |  |  | 360 Excavation Liner | Fiberglass Reinforced Plastic
1823 | FRONTIER COOP ADAMS STATION | 200 7TH ST | ADAMS | 68301 | GAGE | FRONTIER COOPERATIVE | PO BOX 40 | ELMWOOD | NE | 68349 | 4 | Currently in Use | 8000 | Fiberglass Reinforced Plastic | Federally Regulated |  |  | E-10 | 2017 |  |  | Double Walled | Plastic
1823 | FRONTIER COOP ADAMS STATION | 200 7TH ST | ADAMS | 68301 | GAGE | FRONTIER COOPERATIVE | PO BOX 40 | ELMWOOD | NE | 68349 | 5 | Currently in Use | 4000 | Fiberglass Reinforced Plastic | Federally Regulated |  |  | E-95 | 2017 |  |  | Double Walled | Plastic
5274 | AINSWORTH MUNICIPAL AIRPORT | HWY 20 (7 MI W) | AINSWORTH | 69210 | BROWN | AINSWORTH AIRPORT AUTHORITY | PO BOX 84 | AINSWORTH | NE | 69210 | 1 | Currently in Use | 9728 | Fiberglass Reinforced Plastic | Federally Regulated | None | None | Other->Jet Fuel | 1988 |  |  |  | Fiberglass Reinforced Plastic
5274 | AINSWORTH MUNICIPAL AIRPORT | HWY 20 (7 MI W) | AINSWORTH | 69210 | BROWN | AINSWORTH AIRPORT AUTHORITY | PO BOX 84 | AINSWORTH | NE | 69210 | 2 | Currently in Use | 9728 | Fiberglass Reinforced Plastic | Federally Regulated | None | None | Other->Aviation Fuel | 1988 |  |  |  | Fiberglass Reinforced Plastic
6441 | BROWN COUNTY HOSPITAL | 945 E ZERO ST | AINSWORTH | 69210 | BROWN | BROWN COUNTY HOSPITAL | 945 E ZERO ST | AINSWORTH | NE | 69210 | 2 | Currently in Use | 1000 | Steel | Federally Regulated | None | Plastic Jacketed | #2 Diesel | 1998 |  |  | Double Walled | Plastic
11419 | CENTRAL VALLEY AG AMPRIDE | 409 E 4TH ST | AINSWORTH | 69210 | BROWN | CENTRAL VALLEY AG COOP | PO BOX 429 | YORK | NE | 68467 | 1 | Currently in Use | 10000 | Fiberglass Reinforced Plastic | Federally Regulated | None | None | E-10 | 1995 |  |  |  | Plastic
11419 | CENTRAL VALLEY AG AMPRIDE | 409 E 4TH ST | AINSWORTH | 69210 | BROWN | CENTRAL VALLEY AG COOP | PO BOX 429 | YORK | NE | 68467 | 2 | Currently in Use | 6000 | Fiberglass Reinforced Plastic | Federally Regulated | None | None | #2 Diesel | 1995 |  |  |  | Plastic
11419 | CENTRAL VALLEY AG AMPRIDE | 409 E 4TH ST | AINSWORTH | 69210 | BROWN | CENTRAL VALLEY AG COOP | PO BOX 429 | YORK | NE | 68467 | 3 | Currently in Use | 6000 | Fiberglass Reinforced Plastic | Federally Regulated | None | None | Regular Unleaded | 1995 |  |  |  | Plastic
11419 | CENTRAL VALLEY AG AMPRIDE | 409 E 4TH ST | AINSWORTH | 69210 | BROWN | CENTRAL VALLEY AG COOP | PO BOX 429 | YORK | NE | 68467 | 4 | Currently in Use | 4000 | Fiberglass Reinforced Plastic | Federally Regulated | None | None | Premium Unleaded | 1995 |  |  |  | Plastic
11419 | CENTRAL VALLEY AG AMPRIDE | 409 E 4TH ST | AINSWORTH | 69210 | BROWN | CENTRAL VALLEY AG COOP | PO BOX 429 | YORK | NE | 68467 | 5 | Currently in Use | 4000 | Fiberglass Reinforced Plastic | Federally Regulated | None | None | #1 Diesel | 1995 |  |  |  | Plastic
8111 | KYSER RESIDENCE | RR 2 | AINSWORTH | 69210 | BROWN | CHARLIE KYSER | RR 2 | AINSWORTH | NE | 69210 | 1 | Permanently Out of Use | 1000 | Steel | Federally Regulated | Unknown | Unknown | Empty | 1959 | 4/1/1974 |  |  | Steel
8111 | KYSER RESIDENCE | RR 2 | AINSWORTH | 69210 | BROWN | CHARLIE KYSER | RR 2 | AINSWORTH | NE | 69210 | 2 | Permanently Out of Use | 1500 | Steel | Federally Regulated | Unknown | Unknown | Empty | 1959 | 4/1/1974 |  |  | Steel
6243 | LERAY L LYTLE | RR 1 BOX 124 | AINSWORTH | 69210 | BROWN | LERAY L LYTLE | RR 1 BOX 124 | AINSWORTH | NE | 69210 | 1 | Permanently Out of Use | 1000 | Steel | Federally Regulated | Unknown | Painted(e.g., asphaltic) | Regular Unleaded | 1978 | 12/1/1986 |  |  | Steel
6243 | LERAY L LYTLE | RR 1 BOX 124 | AINSWORTH | 69210 | BROWN | LERAY L LYTLE | RR 1 BOX 124 | AINSWORTH | NE | 69210 | 2 | Permanently Out of Use | 1000 | Steel | Federally Regulated | Unknown | Painted(e.g., asphaltic) | #2 Diesel | 1978 |  |  |  | Steel
12016 | PUMP & PANTRY #26 | 109 E 4TH ST | AINSWORTH | 69210 | BROWN | BOSSELMAN PUMP & PANTRY INC | PO BOX 4905 | GRAND ISLAND | NE | 68802-4905 | 1 | Currently in Use | 12000 | Steel | Federally Regulated | None | Galvanic/Sacrificial Current Cathodic Protection, STIP3 Tank | Regular Unleaded | 1987 |  |  |  | Plastic
12016 | PUMP & PANTRY #26 | 109 E 4TH ST | AINSWORTH | 69210 | BROWN | BOSSELMAN PUMP & PANTRY INC | PO BOX 4905 | GRAND ISLAND | NE | 68802-4905 | 2 | Currently in Use | 12000 | Steel | Federally Regulated | None | Galvanic/Sacrificial Current Cathodic Protection, STIP3 Tank | E-10 | 1987 |  |  |  | Plastic
12016 | PUMP & PANTRY #26 | 109 E 4TH ST | AINSWORTH | 69210 | BROWN | BOSSELMAN PUMP & PANTRY INC | PO BOX 4905 | GRAND ISLAND | NE | 68802-4905 | 3 | Currently in Use | 6000 | Steel | Federally Regulated | None | Galvanic/Sacrificial Current Cathodic Protection, STIP3 Tank | #2 Diesel | 1987 |  |  |  | Plastic
12016 | PUMP & PANTRY #26 | 109 E 4TH ST | AINSWORTH | 69210 | BROWN | BOSSELMAN PUMP & PANTRY INC | PO BOX 4905 | GRAND ISLAND | NE | 68802-4905 | 4 | Currently in Use | 6000 | Steel | Federally Regulated | None | Galvanic/Sacrificial Current Cathodic Protection, STIP3 Tank | E-95 | 1987 |  |  |  | Plastic
4618 | SCHELM FARMS INC | RR 1 BOX 45 | AINSWORTH | 69210 | BROWN | SCHELM FARMS INC | RR 1 BOX 45 | AINSWORTH | NE | 69210 | 1 | Permanently Out of Use | 3000 | Steel | Federally Regulated | Unknown | Unknown | #2 Diesel | 1901 |  |  |  | Steel
12585 | SPEEDEE MART 2820 AINSWORTH | 822 E 4TH ST | AINSWORTH | 69210 | BROWN | DANCO AINSWORTH LLC | PO BOX 10 | VALENTINE | NE | 69021 | 1 | Currently in Use | 10000 | Fiberglass Reinforced Plastic | Federally Regulated | DOUBLE WALLED |  | #1 Diesel | 2013 |  |  | Double Walled | DOUBLE WALLED, Fiberglass Reinforced Plastic
12585 | SPEEDEE MART 2820 AINSWORTH | 822 E 4TH ST | AINSWORTH | 69210 | BROWN | DANCO AINSWORTH LLC | PO BOX 10 | VALENTINE | NE | 69021 | 2 | Currently in Use | 10000 | Fiberglass Reinforced Plastic | Federally Regulated | DOUBLE WALLED |  | E-10 | 2013 |  |  | Double Walled | DOUBLE WALLED, Fiberglass Reinforced Plastic
12585 | SPEEDEE MART 2820 AINSWORTH | 822 E 4TH ST | AINSWORTH | 69210 | BROWN | DANCO AINSWORTH LLC | PO BOX 10 | VALENTINE | NE | 69021 | 3 | Currently in Use | 8000 | Fiberglass Reinforced Plastic | Federally Regulated | DOUBLE WALLED |  | Regular Unleaded | 2013 |  |  | Double Walled | DOUBLE WALLED, Fiberglass Reinforced Plastic
12585 | SPEEDEE MART 2820 AINSWORTH | 822 E 4TH ST | AINSWORTH | 69210 | BROWN | DANCO AINSWORTH LLC | PO BOX 10 | VALENTINE | NE | 69021 | 4 | Currently in Use | 4000 | Fiberglass Reinforced Plastic | Federally Regulated | DOUBLE WALLED |  | #2 Diesel | 2013 |  |  | Double Walled | DOUBLE WALLED, Fiberglass Reinforced Plastic
1598 | YOGIS PLACE | 635 E 4TH ST | AINSWORTH | 69210 | BROWN | YOGIs PLACE LLC | 42586 881ST RD | AINSWORTH | NE | 69210 | 1 | Currently in Use | 8000 | Steel | Federally Regulated | None | Galvanic/Sacrificial Current Cathodic Protection, STIP3 Tank | Regular Unleaded | 1992 |  |  |  | Fiberglass Reinforced Plastic
1598 | YOGIS PLACE | 635 E 4TH ST | AINSWORTH | 69210 | BROWN | YOGIs PLACE LLC | 42586 881ST RD | AINSWORTH | NE | 69210 | 2 | Currently in Use | 4000 | Steel | Federally Regulated | None | Galvanic/Sacrificial Current Cathodic Protection, STIP3 Tank | #2 Diesel | 1992 |  |  |  | Fiberglass Reinforced Plastic
1598 | YOGIS PLACE | 635 E 4TH ST | AINSWORTH | 69210 | BROWN | YOGIs PLACE LLC | 42586 881ST RD | AINSWORTH | NE | 69210 | 3 | Currently in Use | 4000 | Steel | Federally Regulated | None | Galvanic/Sacrificial Current Cathodic Protection, STIP3 Tank | Regular Unleaded | 1992 |  |  |  | Fiberglass Reinforced Plastic
5301 | ALBION AIRPORT AUTHORITY | 2277 STATE HIGHWAY 14 | ALBION | 68620 | BOONE | ALBION AIRPORT AUTHORITY | PO BOX 3 | ALBION | NE | 68620 | 3 | Currently in Use | 10000 | Fiberglass Reinforced Plastic | Federally Regulated |  |  | Other->AvGas | 2000 |  |  | Double Walled | Fiberglass Reinforced Plastic
6473 | CASEYS GENERAL STORE #43 | 205 W STATE ST | ALBION | 68620 | BOONE | CASEYS RETAIL CO | PO BOX 3001 | ANKENY | IA | 50021-8045 | 3 | Currently in Use | 10000 | Fiberglass Reinforced Plastic | Federally Regulated | None | None | Regular Unleaded | 1997 |  |  |  | Fiberglass Reinforced Plastic
6473 | CASEYS GENERAL STORE #43 | 205 W STATE ST | ALBION | 68620 | BOONE | CASEYS RETAIL CO | PO BOX 3001 | ANKENY | IA | 50021-8045 | 4 | Currently in Use | 10000 | Fiberglass Reinforced Plastic | Federally Regulated | None | None | Regular Unleaded | 1997 |  |  |  | Fiberglass Reinforced Plastic
2012 | PUMP & PANTRY #25 | 300 W STATE ST | ALBION | 68620 | BOONE | BOSSELMAN PUMP & PANTRY INC | PO BOX 4905 | GRAND ISLAND | NE | 68802-4905 | 1 | Currently in Use | 12000 | Steel | Federally Regulated | None | Galvanic/Sacrificial Current Cathodic Protection, STIP3 Tank | Regular Unleaded | 1988 |  |  |  | Fiberglass Reinforced Plastic
2012 | PUMP & PANTRY #25 | 300 W STATE ST | ALBION | 68620 | BOONE | BOSSELMAN PUMP & PANTRY INC | PO BOX 4905 | GRAND ISLAND | NE | 68802-4905 | 2 | Currently in Use | 12000 | Steel | Federally Regulated | None | Galvanic/Sacrificial Current Cathodic Protection, STIP3 Tank | E-10 | 1988 |  |  |  | Fiberglass Reinforced Plastic
2012 | PUMP & PANTRY #25 | 300 W STATE ST | ALBION | 68620 | BOONE | BOSSELMAN PUMP & PANTRY INC | PO BOX 4905 | GRAND ISLAND | NE | 68802-4905 | 3 | Currently in Use | 6000 | Steel | Federally Regulated | None | Galvanic/Sacrificial Current Cathodic Protection, STIP3 Tank | E-15 | 1988 |  |  |  | Fiberglass Reinforced Plastic
2012 | PUMP & PANTRY #25 | 300 W STATE ST | ALBION | 68620 | BOONE | BOSSELMAN PUMP & PANTRY INC | PO BOX 4905 | GRAND ISLAND | NE | 68802-4905 | 4 | Currently in Use | 6000 | Steel | Federally Regulated | None | Galvanic/Sacrificial Current Cathodic Protection, STIP3 Tank | #2 Diesel | 1988 |  |  |  | Fiberglass Reinforced Plastic
3929 | WHITE STAR OIL | 305 N 6TH ST | ALBION | 68620 | BOONE | WHITE STAR OIL CO LLC | 305 N 6TH ST | ALBION | NE | 68620 | 3 | Currently in Use | 2000 | Steel | Federally Regulated | None | Impressed Current Cathodic Protection, STIP3 Tank | Regular Unleaded | 1993 |  |  |  | Fiberglass Reinforced Plastic
3929 | WHITE STAR OIL | 305 N 6TH ST | ALBION | 68620 | BOONE | WHITE STAR OIL CO LLC | 305 N 6TH ST | ALBION | NE | 68620 | 4 | Currently in Use | 1000 | Steel | Federally Regulated | None | Impressed Current Cathodic Protection, STIP3 Tank | #2 Diesel | 1993 |  |  |  | Fiberglass Reinforced Plastic
3929 | WHITE STAR OIL | 305 N 6TH ST | ALBION | 68620 | BOONE | WHITE STAR OIL CO LLC | 305 N 6TH ST | ALBION | NE | 68620 | 5 | Currently in Use | 4000 | Fiberglass Reinforced Plastic | Federally Regulated | None | None | #2 Diesel | 1995 |  |  |  | Fiberglass Reinforced Plastic
3929 | WHITE STAR OIL | 305 N 6TH ST | ALBION | 68620 | BOONE | WHITE STAR OIL CO LLC | 305 N 6TH ST | ALBION | NE | 68620 | 6 | Currently in Use | 4000 | Fiberglass Reinforced Plastic | Federally Regulated | None | None | #2 Diesel | 1995 |  |  |  | Fiberglass Reinforced Plastic
3929 | WHITE STAR OIL | 305 N 6TH ST | ALBION | 68620 | BOONE | WHITE STAR OIL CO LLC | 305 N 6TH ST | ALBION | NE | 68620 | 7 | Currently in Use | 6000 | Fiberglass Reinforced Plastic | Federally Regulated | None | None | Regular Unleaded | 1995 |  |  |  | Fiberglass Reinforced Plastic
3929 | WHITE STAR OIL | 305 N 6TH ST | ALBION | 68620 | BOONE | WHITE STAR OIL CO LLC | 305 N 6TH ST | ALBION | NE | 68620 | 8 | Currently in Use | 6000 | Fiberglass Reinforced Plastic | Federally Regulated | None | None | Regular Unleaded | 1995 |  |  |  | Fiberglass Reinforced Plastic
7253 | ALDA GRILL & GROCERY | 106 E FRONT ST | ALDA | 68810 | HALL | DORIS MACKU | PO BOX 84 | ALDA | NE | 68810 | 1 | Currently in Use | 6000 | Steel | Federally Regulated | Unknown | Galvanic/Sacrificial Current Cathodic Protection, Painted(e.g., asphaltic), STIP3 Tank | E-10 | 1985 |  |  |  | Fiberglass Reinforced Plastic
7253 | ALDA GRILL & GROCERY | 106 E FRONT ST | ALDA | 68810 | HALL | DORIS MACKU | PO BOX 84 | ALDA | NE | 68810 | 2 | Currently in Use | 6000 | Steel | Federally Regulated | Unknown | Galvanic/Sacrificial Current Cathodic Protection, Painted(e.g., asphaltic), STIP3 Tank | E-10 | 1985
1137 | GRAND ISLAND TRAVEL CENTER | 8033 W HOLLING RD | ALDA | 68810 | HALL | HPT TA PROPERTIES TRUST | 24601 CENTER RIDGE RD | WESTLAKE | OH | 44145 | 2 | Currently in Use | 10000 | Steel | Federally Regulated | None | Impressed Current Cathodic Protection, Painted(e.g., asphaltic) | Regular Unleaded | 1969 |  |  |  | Steel
1137 | GRAND ISLAND TRAVEL CENTER | 8033 W HOLLING RD | ALDA | 68810 | HALL | HPT TA PROPERTIES TRUST | 24601 CENTER RIDGE RD | WESTLAKE | OH | 44145 | 3 | Currently in Use | 10000 | Steel | Federally Regulated | None | Impressed Current Cathodic Protection, Painted(e.g., asphaltic) | Regular Unleaded | 1969 |  |  |  | Steel
1137 | GRAND ISLAND TRAVEL CENTER | 8033 W HOLLING RD | ALDA | 68810 | HALL | HPT TA PROPERTIES TRUST | 24601 CENTER RIDGE RD | WESTLAKE | OH | 44145 | 4 | Currently in Use | 10000 | Steel | Federally Regulated | None | Impressed Current Cathodic Protection, Painted(e.g., asphaltic) | #2 Diesel | 1969 |  |  |  | Fiberglass Reinforced Plastic
1137 | GRAND ISLAND TRAVEL CENTER | 8033 W HOLLING RD | ALDA | 68810 | HALL | HPT TA PROPERTIES TRUST | 24601 CENTER RIDGE RD | WESTLAKE | OH | 44145 | 5 | Currently in Use | 10000 | Steel | Federally Regulated | None | Impressed Current Cathodic Protection, Painted(e.g., asphaltic) | #2 Diesel | 1969 |  |  |  | Fiberglass Reinforced Plastic
1137 | GRAND ISLAND TRAVEL CENTER | 8033 W HOLLING RD | ALDA | 68810 | HALL | HPT TA PROPERTIES TRUST | 24601 CENTER RIDGE RD | WESTLAKE | OH | 44145 | 6 | Currently in Use | 10000 | Steel | Federally Regulated | None | Impressed Current Cathodic Protection, Painted(e.g., asphaltic) | #2 Diesel | 1969 |  |  |  | Fiberglass Reinforced Plastic
1137 | GRAND ISLAND TRAVEL CENTER | 8033 W HOLLING RD | ALDA | 68810 | HALL | HPT TA PROPERTIES TRUST | 24601 CENTER RIDGE RD | WESTLAKE | OH | 44145 | 7 | Currently in Use | 10000 | Steel | Federally Regulated | None | Impressed Current Cathodic Protection, Painted(e.g., asphaltic) | #2 Diesel | 1969 |  |  |  | Fiberglass Reinforced Plastic
1137 | GRAND ISLAND TRAVEL CENTER | 8033 W HOLLING RD | ALDA | 68810 | HALL | HPT TA PROPERTIES TRUST | 24601 CENTER RIDGE RD | WESTLAKE | OH | 44145 | 8 | Currently in Use | 10000 | Steel | Federally Regulated | None | Impressed Current Cathodic Protection, Painted(e.g., asphaltic) | Regular Unleaded | 1969 |  |  |  | Fiberglass Reinforced Plastic
141 | LEE SHANE | SEC 9 T4N R1W | ALEXANDRIA | 68303 | THAYER | LEE SHANE | RR 1 HWY 4 | ALEXANDRIA | NE | 68303 | 1 | Permanently Out of Use | 1500 | Steel | Federally Regulated | Unknown | Unknown | Empty | 1901 | 11/1/1985 |  |  | Unknown
141 | LEE SHANE | SEC 9 T4N R1W | ALEXANDRIA | 68303 | THAYER | LEE SHANE | RR 1 HWY 4 | ALEXANDRIA | NE | 68303 | 2 | Permanently Out of Use | 3000 | Steel | Federally Regulated | Unknown | Unknown | Empty | 1901 | 6/1/1970 |  |  | Unknown
12457 | COUNTRY SIDE GAS & GROCERY | 101 N HWY 9 | ALLEN | 68710 | DIXON | RUDY GERSTNER TRUST | PO BOX 59 | YANKTON | SD | 57078 | 1 | Currently in Use | 5000 | Fiberglass Reinforced Plastic | Federally Regulated | None | None | Regular Unleaded | 2009 |  |  | Double Walled | Fiberglass Reinforced Plastic
12457 | COUNTRY SIDE GAS & GROCERY | 101 N HWY 9 | ALLEN | 68710 | DIXON | RUDY GERSTNER TRUST | PO BOX 59 | YANKTON | SD | 57078 | 2 | Currently in Use | 6000 | Fiberglass Reinforced Plastic | Federally Regulated | None | None | E-85 | 2009 |  |  | Double Walled | Fiberglass Reinforced Plastic
12457 | COUNTRY SIDE GAS & GROCERY | 101 N HWY 9 | ALLEN | 68710 | DIXON | RUDY GERSTNER TRUST | PO BOX 59 | YANKTON | SD | 57078 | 3 | Currently in Use | 5000 | Fiberglass Reinforced Plastic | Federally Regulated | None | None | #2 Diesel | 2009 |  |  | Double Walled | Fiberglass Reinforced Plastic
516 | BNSF WASTEWATER TREATMANT PLANT | 100 E KANSAS | ALLIANCE | 69301 | BOX BUTTE | BNSF RAILWAY CO ATTN: RON BUHRMAN | 201 N 7TH ST | LINCOLN | NE | 68508-1399 | 12 | Currently in Use | 30000 | Steel | Federally Regulated | None | Secondary HDPE Jacket | Used Oil | 1995 |  |  |  | Fiberglass Reinforced Plastic
5254 | DEAVER CONOCO | 904 E 3RD ST | ALLIANCE | 69301 | BOX BUTTE | DEAVER GRAIN CO INC | PO BOX 764 | ALLIANCE | NE | 69301 | 2 | Permanently Out of Use | 12000 | Steel | Federally Regulated | Unknown | Galvanic/Sacrificial Current Cathodic Protection, Impressed Current Cathodic Protection, Painted(e.g., asphaltic) | Regular Unleaded | 1983 |  |  |  | Steel
5254 | DEAVER CONOCO | 904 E 3RD ST | ALLIANCE | 69301 | BOX BUTTE | DEAVER GRAIN CO INC | PO BOX 764 | ALLIANCE | NE | 69301 | 3 | Permanently Out of Use | 4000 | Steel | Federally Regulated | Unknown | Galvanic/Sacrificial Current Cathodic Protection, Impressed Current Cathodic Protection, Painted(e.g., asphaltic) | #2 Diesel | 1983 |  |  |  | Steel
2131 | ERWIN DYE FARM | 2490 COUNTY ROAD 69 | ALLIANCE | 69301 | BOX BUTTE | BART DYE | 2450 CR68 | ALLIANCE | NE | 69301 | 1 | Currently in Use | 4000 | Fiberglass Reinforced Plastic | Federally Regulated | None | None | #2 Diesel | 1976 |  |  |  | Fiberglass Reinforced Plastic
2133 | FRANK DYE | 6621 ROCK ROAD | ALLIANCE | 69301 | BOX BUTTE | FRANK DYE | RR 2 BOX 35 | ALLIANCE | NE | 69301 | 1 | Permanently Out of Use | 4000 | Fiberglass Reinforced Plastic | Federally Regulated | Internal Lining(e.g., epoxy resins) | Fiberglass Reinforced Plastic Coated | Empty | 1976 | 1/1/1989 |  |  | Fiberglass Reinforced Plastic
3917 | GIT N SPLIT #77 | 611 W 3RD ST | ALLIANCE | 69301 | BOX BUTTE | GAS N SHOP INC | PO BOX 81463 | LINCOLN | NE | 68501 | 4 | Currently in Use | 10000 | Fiberglass Reinforced Plastic | Federally Regulated | None | None | Regular Unleaded | 2002 |  |  |  | Fiberglass Reinforced Plastic
3917 | GIT N SPLIT #77 | 611 W 3RD ST | ALLIANCE | 69301 | BOX BUTTE | GAS N SHOP INC | PO BOX 81463 | LINCOLN | NE | 68501 | 5 | Currently in Use | 10000 | Fiberglass Reinforced Plastic | Federally Regulated | None | None | Regular Unleaded | 2002 |  |  |  | Fiberglass Reinforced Plastic
3917 | GIT N SPLIT #77 | 611 W 3RD ST | ALLIANCE | 69301 | BOX BUTTE | GAS N SHOP INC | PO BOX 81463 | LINCOLN | NE | 68501 | 6 | Currently in Use | 6000 | Fiberglass Reinforced Plastic | Federally Regulated | None | None | Regular Unleaded | 2002 |  |  |  | Fiberglass Reinforced Plastic
4207 | J & Js PIT STOP | 1308 W 3RD ST | ALLIANCE | 69301 | BOX BUTTE | J & JS PIT STOP | 1308 W 3RD ST | ALLIANCE | NE | 69301 | 1 | Currently in Use | 10000 | Steel | Federally Regulated | None | Impressed Current Cathodic Protection, Painted(e.g., asphaltic) | #2 Diesel | 1987 |  |  |  | Fiberglass Reinforced Plastic
4207 | J & Js PIT STOP | 1308 W 3RD ST | ALLIANCE | 69301 | BOX BUTTE | J & JS PIT STOP | 1308 W 3RD ST | ALLIANCE | NE | 69301 | 2 | Currently in Use | 10000 | Steel | Federally Regulated | None | Impressed Current Cathodic Protection, Painted(e.g., asphaltic) | Regular Unleaded | 1987 |  |  |  | Fiberglass Reinforced Plastic, Fiberglass Reinforced Plastic
6189 | JIM DYE | 6441 ROCK RD | ALLIANCE | 69301 | BOX BUTTE | JIM DYE | 6441 ROCK RD | ALLIANCE | NE | 69301 | 1 | Currently in Use | 4000 | Fiberglass Reinforced Plastic | Federally Regulated | Internal Lining(e.g., epoxy resins) | None | #2 Diesel | 1976 |  |  |  | Fiberglass Reinforced Plastic
11565 | KCs | 2420 BOX BUTTE | ALLIANCE | 69301 | BOX BUTTE | WESTERN COOPERATIVE CO | PO BOX H | ALLIANCE | NE | 69301 | 1 | Currently in Use | 12000 | Fiberglass Reinforced Plastic | Federally Regulated | None | None | E-10 | 1997 |  |  |  | Plastic
11565 | KCs | 2420 BOX BUTTE | ALLIANCE | 69301 | BOX BUTTE | WESTERN COOPERATIVE CO | PO BOX H | ALLIANCE | NE | 69301 | 2 | Currently in Use | 12000 | Fiberglass Reinforced Plastic | Federally Regulated | None | None | E-10 | 1997 |  |  |  | Plastic
11565 | KCs | 2420 BOX BUTTE | ALLIANCE | 69301 | BOX BUTTE | WESTERN COOPERATIVE CO | PO BOX H | ALLIANCE | NE | 69301 | 3 | Currently in Use | 8000 | Fiberglass Reinforced Plastic | Federally Regulated | None | None | #2 Diesel | 1997 |  |  |  | Plastic
3056 | MARTHAs CENEX | 1004 E 3RD ST | ALLIANCE | 69301 | BOX BUTTE | WESTERN COOPERATIVE CO | PO BOX H | ALLIANCE | NE | 69301 | 6 | Currently in Use | 12000 | Fiberglass Reinforced Plastic | Federally Regulated | None | None | E-10 | 1997 |  |  |  | Fiberglass Reinforced Plastic
3056 | MARTHAs CENEX | 1004 E 3RD ST | ALLIANCE | 69301 | BOX BUTTE | WESTERN COOPERATIVE CO | PO BOX H | ALLIANCE | NE | 69301 | 7 | Currently in Use | 12000 | Fiberglass Reinforced Plastic | Federally Regulated | None | None | E-10 | 1997 |  |  |  | Fiberglass Reinforced Plastic
3056 | MARTHAs CENEX | 1004 E 3RD ST | ALLIANCE | 69301 | BOX BUTTE | WESTERN COOPERATIVE CO | PO BOX H | ALLIANCE | NE | 69301 | 8 | Currently in Use | 8000 | Fiberglass Reinforced Plastic | Federally Regulated | None | None | Regular Unleaded | 1997 |  |  |  | Fiberglass Reinforced Plastic
3056 | MARTHAs CENEX | 1004 E 3RD ST | ALLIANCE | 69301 | BOX BUTTE | WESTERN COOPERATIVE CO | PO BOX H | ALLIANCE | NE | 69301 | 9 | Currently in Use | 8000 | Fiberglass Reinforced Plastic | Federally Regulated | None | None | #2 Diesel | 1997 |  |  |  | Fiberglass Reinforced Plastic
3056 | MARTHAs CENEX | 1004 E 3RD ST | ALLIANCE | 69301 | BOX BUTTE | WESTERN COOPERATIVE CO | PO BOX H | ALLIANCE | NE | 69301 | 10 | Currently in Use | 8000 | Fiberglass Reinforced Plastic | Federally Regulated | None | None | #1 Diesel | 1997 |  |  |  | Fiberglass Reinforced Plastic
12618 | MAVERIK COUNTRY STORE #502 | 1640 W 3RD ST | ALLIANCE | 69301 | BOX BUTTE | MAVERIK INC LICENSING | 185 S STATE ST STE 800 | SALT LAKE CITY | UT | 84111 | 1 | Currently in Use | 12000 | Fiberglass Reinforced Plastic | Federally Regulated |  | DOUBLE WALLED | E-10 | 2014 |  |  | Double Walled | DOUBLE WALLED, Fiberglass Reinforced Plastic
12618 | MAVERIK COUNTRY STORE #502 | 1640 W 3RD ST | ALLIANCE | 69301 | BOX BUTTE | MAVERIK INC LICENSING | 185 S STATE ST STE 800 | SALT LAKE CITY | UT | 84111 | 2 | Currently in Use | 12000 | Fiberglass Reinforced Plastic | Federally Regulated |  | DOUBLE WALLED | E-10 | 2014 |  |  | Double Walled | DOUBLE WALLED, Fiberglass Reinforced Plastic
12618 | MAVERIK COUNTRY STORE #502 | 1640 W 3RD ST | ALLIANCE | 69301 | BOX BUTTE | MAVERIK INC LICENSING | 185 S STATE ST STE 800 | SALT LAKE CITY | UT | 84111 | 3 | Currently in Use | 12000 | Fiberglass Reinforced Plastic | Federally Regulated |  | DOUBLE WALLED | Regular Unleaded | 2014 |  |  | Double Walled | DOUBLE WALLED, Fiberglass Reinforced Plastic
12618 | MAVERIK COUNTRY STORE #502 | 1640 W 3RD ST | ALLIANCE | 69301 | BOX BUTTE | MAVERIK INC LICENSING | 185 S STATE ST STE 800 | SALT LAKE CITY | UT | 84111 | 4 | Currently in Use | 12000 | Fiberglass Reinforced Plastic | Federally Regulated |  | DOUBLE WALLED | #1 Diesel | 2014 |  |  | Double Walled | DOUBLE WALLED
12618 | MAVERIK COUNTRY STORE #502 | 1640 W 3RD ST | ALLIANCE | 69301 | BOX BUTTE | MAVERIK INC LICENSING | 185 S STATE ST STE 800 | SALT LAKE CITY | UT | 84111 | 5 | Currently in Use | 15000 | Fiberglass Reinforced Plastic | Federally Regulated |  |  | #1 Diesel | 2016 |  |  | Double Walled | OPW FLEX, Plastic
6128 | MERLIN WOODWORTH | RR 2 BOX 110 | ALLIANCE | 69301 | BOX BUTTE | MERLIN WOODWORTH | RR 2 BOX 110 | ALLIANCE | NE | 69301 | 1 | Permanently Out of Use | 1000 | Steel | Federally Regulated | Unknown | Painted(e.g., asphaltic) | Empty | 1901 | 11/1/1985 |  |  | Unknown
5123 | NICKS GAS & LIQUOR | 224 E 3RD ST | ALLIANCE | 69301 | BOX BUTTE | NICKS GAS & LIQUOR | 224 E 3RD ST | ALLIANCE | NE | 69301 | 1 | Currently in Use | 12000 | Steel | Federally Regulated | Internal Lining(e.g., epoxy resins) | Impressed Current Cathodic Protection, Painted(e.g., asphaltic) | #1 Diesel | 1982 |  |  |  | Steel
5123 | NICKS GAS & LIQUOR | 224 E 3RD ST | ALLIANCE | 69301 | BOX BUTTE | NICKS GAS & LIQUOR | 224 E 3RD ST | ALLIANCE | NE | 69301 | 2 | Currently in Use | 12000 | Steel | Federally Regulated | Internal Lining(e.g., epoxy resins) | Impressed Current Cathodic Protection, Painted(e.g., asphaltic) | Regular Unleaded | 1982 |  |  |  | Steel
5123 | NICKS GAS & LIQUOR | 224 E 3RD ST | ALLIANCE | 69301 | BOX BUTTE | NICKS GAS & LIQUOR | 224 E 3RD ST | ALLIANCE | NE | 69301 | 3 | Currently in Use | 12000 | Steel | Federally Regulated | Internal Lining(e.g., epoxy resins) | Impressed Current Cathodic Protection, Painted(e.g., asphaltic) | Regular Unleaded | 1982 |  |  |  | Steel
3053 | TERRYs CENEX | 1639 W 3RD ST | ALLIANCE | 69301 | BOX BUTTE | WESTERN COOPERATIVE CO | PO BOX H | ALLIANCE | NE | 69301 | 1 | Currently in Use | 12000 | Steel | Federally Regulated | None | Galvanic/Sacrificial Current Cathodic Protection, STIP3 Tank | Regular Unleaded | 1985 |  |  |  | Fiberglass Reinforced Plastic
3053 | TERRYs CENEX | 1639 W 3RD ST | ALLIANCE | 69301 | BOX BUTTE | WESTERN COOPERATIVE CO | PO BOX H | ALLIANCE | NE | 69301 | 2 | Currently in Use | 12000 | Steel | Federally Regulated | None | Galvanic/Sacrificial Current Cathodic Protection, STIP3 Tank | Regular Unleaded | 1985 |  |  |  | Fiberglass Reinforced Plastic
3053 | TERRYs CENEX | 1639 W 3RD ST | ALLIANCE | 69301 | BOX BUTTE | WESTERN COOPERATIVE CO | PO BOX H | ALLIANCE | NE | 69301 | 3 | Currently in Use | 4000 | Steel | Federally Regulated | None | Galvanic/Sacrificial Current Cathodic Protection, STIP3 Tank | Regular Unleaded | 1985 |  |  | Double Walled | Fiberglass Reinforced Plastic
3053 | TERRYs CENEX | 1639 W 3RD ST | ALLIANCE | 69301 | BOX BUTTE | WESTERN COOPERATIVE CO | PO BOX H | ALLIANCE | NE | 69301 | 4 | Currently in Use | 4000 | Steel | Federally Regulated | None | Galvanic/Sacrificial Current Cathodic Protection, STIP3 Tank | #2 Diesel | 1985 |  |  |  | Fiberglass Reinforced Plastic
3053 | TERRYs CENEX | 1639 W 3RD ST | ALLIANCE | 69301 | BOX BUTTE | WESTERN COOPERATIVE CO | PO BOX H | ALLIANCE | NE | 69301 | 6 | Currently in Use | 12000 | Steel | Federally Regulated | None | Galvanic/Sacrificial Current Cathodic Protection, STIP3 Tank | #2 Diesel | 1985 |  |  |  | Fiberglass Reinforced Plastic
3053 | TERRYs CENEX | 1639 W 3RD ST | ALLIANCE | 69301 | BOX BUTTE | WESTERN COOPERATIVE CO | PO BOX H | ALLIANCE | NE | 69301 | 7 | Currently in Use | 12000 | Fiberglass Reinforced Plastic | Federally Regulated | None | None | #2 Diesel | 1998 |  |  |  | Fiberglass Reinforced Plastic
3055 | WESTCO VIDEO | 724 W 3RD ST | ALLIANCE | 69301 | BOX BUTTE | WESTERN COOPERATIVE CO | PO BOX H | ALLIANCE | NE | 69301 | 10 | Currently in Use | 8000 | Fiberglass Reinforced Plastic | Federally Regulated | None | None | Regular Unleaded | 1997 |  |  |  | Fiberglass Reinforced Plastic
3055 | WESTCO VIDEO | 724 W 3RD ST | ALLIANCE | 69301 | BOX BUTTE | WESTERN COOPERATIVE CO | PO BOX H | ALLIANCE | NE | 69301 | 11 | Currently in Use | 12000 | Fiberglass Reinforced Plastic | Federally Regulated | None | None | Regular Unleaded | 1997 |  |  |  | Fiberglass Reinforced Plastic
3055 | WESTCO VIDEO | 724 W 3RD ST | ALLIANCE | 69301 | BOX BUTTE | WESTERN COOPERATIVE CO | PO BOX H | ALLIANCE | NE | 69301 | 12 | Currently in Use | 6000 | Fiberglass Reinforced Plastic | Federally Regulated | None | None | Regular Unleaded | 1997 |  |  |  | Fiberglass Reinforced Plastic
3055 | WESTCO VIDEO | 724 W 3RD ST | ALLIANCE | 69301 | BOX BUTTE | WESTERN COOPERATIVE CO | PO BOX H | ALLIANCE | NE | 69301 | 13 | Currently in Use | 6000 | Fiberglass Reinforced Plastic | Federally Regulated | None | None | #2 Diesel | 1997 |  |  |  | Fiberglass Reinforced Plastic
2351 | BROOKS FORD INC | 904 BROWN ST | ALMA | 68920 | HARLAN | BROOKS FORD INC | PO BOX 65 | OXFORD | NE | 68967 | 1 | Permanently Out of Use | 500 | Steel | Federally Regulated | None | Painted(e.g., asphaltic) | Used Oil | 1980 |  |  |  | Steel
7933 | CHS ALMA | 805 N HWY 183 | ALMA | 68920 | HARLAN | CHS INC | 310 LOGAN | HOLDREGE | NE | 68949 | 1 | Currently in Use | 8000 | Steel | Federally Regulated | None | Galvanic/Sacrificial Current Cathodic Protection | Regular Unleaded | 1988 |  |  |  | Fiberglass Reinforced Plastic
7933 | CHS ALMA | 805 N HWY 183 | ALMA | 68920 | HARLAN | CHS INC | 310 LOGAN | HOLDREGE | NE | 68949 | 2 | Currently in Use | 10000 | Steel | Federally Regulated | None | Galvanic/Sacrificial Current Cathodic Protection | #2 Diesel | 1988 |  |  |  | Fiberglass Reinforced Plastic
7933 | CHS ALMA | 805 N HWY 183 | ALMA | 68920 | HARLAN | CHS INC | 310 LOGAN | HOLDREGE | NE | 68949 | 3 | Currently in Use | 10000 | Steel | Federally Regulated | None | Galvanic/Sacrificial Current Cathodic Protection | E-10 | 1988 |  |  |  | Fiberglass Reinforced Plastic
814 | NEBRASKA DEPT OF TRANS | 1004 W 10TH ST | ALMA | 68920 | HARLAN | NEB DEPT OF TRANS | 5001 S 14TH ST | LINCOLN | NE | 68512 | 1 | Currently in Use | 2087 | Fiberglass Reinforced Plastic | Federally Regulated | None | None | #2 Diesel | 1987 |  |  |  | Fiberglass Reinforced Plastic
7925 | PRONTO SHORT STOP | 1008 7TH ST | ALMA | 68920 | HARLAN | MIKE SCHROER | PO BOX 910 | GRANT | NE | 69140 | 1 | Currently in Use | 8000 | Steel | Federally Regulated | Unknown | Galvanic/Sacrificial Current Cathodic Protection, STIP3 Tank | E-10 | 1988 |  |  |  | Fiberglass Reinforced Plastic
7925 | PRONTO SHORT STOP | 1008 7TH ST | ALMA | 68920 | HARLAN | MIKE SCHROER | PO BOX 910 | GRANT | NE | 69140 | 2 | Currently in Use | 8000 | Steel | Federally Regulated | Unknown | Galvanic/Sacrificial Current Cathodic Protection, STIP3 Tank | Premium Unleaded | 1988 |  |  |  | Fiberglass Reinforced Plastic
7925 | PRONTO SHORT STOP | 1008 7TH ST | ALMA | 68920 | HARLAN | MIKE SCHROER | PO BOX 910 | GRANT | NE | 69140 | 3 | Currently in Use | 8000 | Steel | Federally Regulated | Unknown | Galvanic/Sacrificial Current Cathodic Protection, STIP3 Tank | E-10 | 1988 |  |  |  | Fiberglass Reinforced Plastic
3874 | PUMP & PANTRY #35 | 710 N HWY 183 | ALMA | 68920 | HARLAN | BOSSELMAN PUMP & PANTRY INC | PO BOX 4905 | GRAND ISLAND | NE | 68802-4905 | 1 | Currently in Use | 12000 | Composite | Federally Regulated | None | Fiberglass Reinforced Plastic Coated, Galvanic/Sacrificial Current Cathodic Protection | #2 Diesel | 1989 |  |  |  | Fiberglass Reinforced Plastic
3874 | PUMP & PANTRY #35 | 710 N HWY 183 | ALMA | 68920 | HARLAN | BOSSELMAN PUMP & PANTRY INC | PO BOX 4905 | GRAND ISLAND | NE | 68802-4905 | 2 | Currently in Use | 10000 | Composite | Federally Regulated | None | Fiberglass Reinforced Plastic Coated, Galvanic/Sacrificial Current Cathodic Protection | E-10 | 1990 |  |  |  | Fiberglass Reinforced Plastic
3874 | PUMP & PANTRY #35 | 710 N HWY 183 | ALMA | 68920 | HARLAN | BOSSELMAN PUMP & PANTRY INC | PO BOX 4905 | GRAND ISLAND | NE | 68802-4905 | 3 | Currently in Use | 10000 | Composite | Federally Regulated | None | Fiberglass Reinforced Plastic Coated, Galvanic/Sacrificial Current Cathodic Protection | Regular Unleaded | 1990 |  |  |  | Fiberglass Reinforced Plastic
3874 | PUMP & PANTRY #35 | 710 N HWY 183 | ALMA | 68920 | HARLAN | BOSSELMAN PUMP & PANTRY INC | PO BOX 4905 | GRAND ISLAND | NE | 68802-4905 | 4 | Currently in Use | 6000 | Fiberglass Reinforced Plastic | Federally Regulated |  |  | Premium Unleaded | 2022 |  |  | Double Walled | Plastic
3874 | PUMP & PANTRY #35 | 710 N HWY 183 | ALMA | 68920 | HARLAN | BOSSELMAN PUMP & PANTRY INC | PO BOX 4905 | GRAND ISLAND | NE | 68802-4905 | 5 | Currently in Use | 6000 | Fiberglass Reinforced Plastic | Federally Regulated |  |  | E-98 | 2022 |  |  | Double Walled | Plastic
2630 | AMHERST CARDTROL | 300 S MAIN | AMHERST | 68812 | BUFFALO | COUNTRY PARTNERS COOPERATIVE | PO BOX 80 | GOTHENBURG | NE | 69138 | 1 | Currently in Use | 4000 | Steel | Federally Regulated | None | Galvanic/Sacrificial Current Cathodic Protection, STIP3 Tank | Regular Unleaded | 1992 |  |  |  | Plastic
2630 | AMHERST CARDTROL | 300 S MAIN | AMHERST | 68812 | BUFFALO | COUNTRY PARTNERS COOPERATIVE | PO BOX 80 | GOTHENBURG | NE | 69138 | 2 | Currently in Use | 4000 | Steel | Federally Regulated | None | Galvanic/Sacrificial Current Cathodic Protection, STIP3 Tank | E-10 | 1992 |  |  |  | Plastic
2630 | AMHERST CARDTROL | 300 S MAIN | AMHERST | 68812 | BUFFALO | COUNTRY PARTNERS COOPERATIVE | PO BOX 80 | GOTHENBURG | NE | 69138 | 3 | Currently in Use | 4000 | Steel | Federally Regulated | Unknown | Galvanic/Sacrificial Current Cathodic Protection, Painted(e.g., asphaltic), STIP3 Tank | #2 Diesel | 1996 |  |  |  | Fiberglass Reinforced Plastic, Plastic
6722 | HARVEY MAUL OIL CO | MAIN ST | AMHERST | 68812 | BUFFALO | HARVEY MAUL | PO BOX 98 | AMHERST | NE | 68812 | 1 | Permanently Out of Use | 2000 | Steel | Federally Regulated | Unknown | Painted(e.g., asphaltic) | Regular Unleaded | 1976 | 10/1/1991 |  |  | Steel
6722 | HARVEY MAUL OIL CO | MAIN ST | AMHERST | 68812 | BUFFALO | HARVEY MAUL | PO BOX 98 | AMHERST | NE | 68812 | 2 | Permanently Out of Use | 2000 | Steel | Federally Regulated | None | Galvanic/Sacrificial Current Cathodic Protection, Impressed Current Cathodic Protection | Regular Unleaded | 1988 | 10/1/1991
6722 | HARVEY MAUL OIL CO | MAIN ST | AMHERST | 68812 | BUFFALO | HARVEY MAUL | PO BOX 98 | AMHERST | NE | 68812 | 3 | Permanently Out of Use | 2000 | Steel | Federally Regulated | None | Galvanic/Sacrificial Current Cathodic Protection, Impressed Current Cathodic Protection | Regular Unleaded | 1988 | 10/1/1991
6722 | HARVEY MAUL OIL CO | MAIN ST | AMHERST | 68812 | BUFFALO | HARVEY MAUL | PO BOX 98 | AMHERST | NE | 68812 | 4 | Permanently Out of Use | 2000 | Steel | Federally Regulated | None | Galvanic/Sacrificial Current Cathodic Protection, Impressed Current Cathodic Protection | Regular Unleaded | 1988 | 10/1/1991
542 | KTNE TV CHANNEL 13 | 4 MI E OF ANGORA | ANGORA | 69331 | MORRILL | NEBRASKA ETV COMMISSION | 1800 N 33RD ST | LINCOLN | NE | 68503 | 2 | Currently in Use | 560 | Steel | Federally Regulated | None | Galvanic/Sacrificial Current Cathodic Protection, STIP3 Tank | #2 Diesel | 1995 |  |  |  | Plastic
5202 | ANSELMO STATION | 105 E HWY 2 | ANSELMO | 68813 | CUSTER | COUNTRY PARTNERS COOPERATIVE | PO BOX 80 | GOTHENBURG | NE | 69138 | 1 | Currently in Use | 3000 | Steel | Federally Regulated | None | Galvanic/Sacrificial Current Cathodic Protection, Painted(e.g., asphaltic), STIP3 Tank | Regular Unleaded | 1987 |  |  |  | Fiberglass Reinforced Plastic
5202 | ANSELMO STATION | 105 E HWY 2 | ANSELMO | 68813 | CUSTER | COUNTRY PARTNERS COOPERATIVE | PO BOX 80 | GOTHENBURG | NE | 69138 | 2 | Currently in Use | 3000 | Steel | Federally Regulated | None | Galvanic/Sacrificial Current Cathodic Protection, Painted(e.g., asphaltic), STIP3 Tank | #2 Diesel | 1987 |  |  |  | Fiberglass Reinforced Plastic
5202 | ANSELMO STATION | 105 E HWY 2 | ANSELMO | 68813 | CUSTER | COUNTRY PARTNERS COOPERATIVE | PO BOX 80 | GOTHENBURG | NE | 69138 | 3 | Currently in Use | 6000 | Steel | Federally Regulated | None | Galvanic/Sacrificial Current Cathodic Protection, Painted(e.g., asphaltic), STIP3 Tank | E-10 | 1987 |  |  |  | Fiberglass Reinforced Plastic
5518 | RUBEN SQUIER | RURAL | ANSELMO | 68813 | CUSTER | RUBEN SQUIER | RURAL | ANSELMO | NE | 68813 | 1 | Permanently Out of Use | 6000 | Steel | Federally Regulated | None | None | #2 Diesel | 1901 | 5/1/1989 |  |  | Steel
8419 | FILL N CHILL #012 | 79005 HWY 2 | ANSLEY | 68814 | CUSTER | HOFF BROS INC | 305 N HASTINGS AVE STE 201 | HASTINGS | NE | 68901 | 1 | Currently in Use | 12000 | Steel | Federally Regulated | None | Galvanic/Sacrificial Current Cathodic Protection, Painted(e.g., asphaltic), STIP3 Tank | E-10 | 1991 |  |  |  | Fiberglass Reinforced Plastic
8419 | FILL N CHILL #012 | 79005 HWY 2 | ANSLEY | 68814 | CUSTER | HOFF BROS INC | 305 N HASTINGS AVE STE 201 | HASTINGS | NE | 68901 | 2 | Currently in Use | 12000 | Steel | Federally Regulated | None | Galvanic/Sacrificial Current Cathodic Protection, Painted(e.g., asphaltic), STIP3 Tank | Premium Unleaded | 1991 |  |  |  | Fiberglass Reinforced Plastic
8419 | FILL N CHILL #012 | 79005 HWY 2 | ANSLEY | 68814 | CUSTER | HOFF BROS INC | 305 N HASTINGS AVE STE 201 | HASTINGS | NE | 68901 | 3 | Currently in Use | 12000 | Steel | Federally Regulated | None | Galvanic/Sacrificial Current Cathodic Protection, Painted(e.g., asphaltic), STIP3 Tank | #2 Diesel | 1991 |  |  |  | Fiberglass Reinforced Plastic
8419 | FILL N CHILL #012 | 79005 HWY 2 | ANSLEY | 68814 | CUSTER | HOFF BROS INC | 305 N HASTINGS AVE STE 201 | HASTINGS | NE | 68901 | 4 | Currently in Use | 20000 | Steel | Federally Regulated | None | Galvanic/Sacrificial Current Cathodic Protection, Painted(e.g., asphaltic), STIP3 Tank | #2 Diesel, Other->DYED | 1991 |  |  |  | Fiberglass Reinforced Plastic
8034 | YANEZ SERVICE | 721 DOUGLAS | ANSLEY | 68814 | CUSTER | JUAN & JODY YANEZ | PO BOX 40 | ANSLEY | NE | 68814 | 1 | Currently in Use | 2000 | Steel | Federally Regulated | Unknown | Galvanic/Sacrificial Current Cathodic Protection, STIP3 Tank | E-10 | 1990 |  |  |  | Fiberglass Reinforced Plastic
8034 | YANEZ SERVICE | 721 DOUGLAS | ANSLEY | 68814 | CUSTER | JUAN & JODY YANEZ | PO BOX 40 | ANSLEY | NE | 68814 | 2 | Currently in Use | 4000 | Steel | Federally Regulated | Unknown | Galvanic/Sacrificial Current Cathodic Protection, STIP3 Tank | Regular Unleaded | 1990 |  |  |  | Fiberglass Reinforced Plastic
8034 | YANEZ SERVICE | 721 DOUGLAS | ANSLEY | 68814 | CUSTER | JUAN & JODY YANEZ | PO BOX 40 | ANSLEY | NE | 68814 | 3 | Currently in Use | 4000 | Steel | Federally Regulated | Unknown | Galvanic/Sacrificial Current Cathodic Protection, STIP3 Tank | #2 Diesel | 1990 |  |  |  | Fiberglass Reinforced Plastic
2313 | ARAPAHOE CARDTROL | 1305 CHESTNUT | ARAPAHOE | 68922 | FURNAS | AG VALLEY COOP | PO BOX 68 | EDISON | NE | 68936-0068 | 6 | Currently in Use | 4000 | Steel | Federally Regulated | None | Galvanic/Sacrificial Current Cathodic Protection, Painted(e.g., asphaltic), STIP3 Tank | Regular Unleaded | 1998 |  |  |  | Fiberglass Reinforced Plastic
2313 | ARAPAHOE CARDTROL | 1305 CHESTNUT | ARAPAHOE | 68922 | FURNAS | AG VALLEY COOP | PO BOX 68 | EDISON | NE | 68936-0068 | 7 | Currently in Use | 6000 | Steel | Federally Regulated | None | Galvanic/Sacrificial Current Cathodic Protection, Painted(e.g., asphaltic), STIP3 Tank | E-10 | 1998 |  |  |  | Fiberglass Reinforced Plastic
2313 | ARAPAHOE CARDTROL | 1305 CHESTNUT | ARAPAHOE | 68922 | FURNAS | AG VALLEY COOP | PO BOX 68 | EDISON | NE | 68936-0068 | 8 | Currently in Use | 6000 | Steel | Federally Regulated | None | Galvanic/Sacrificial Current Cathodic Protection, Painted(e.g., asphaltic), STIP3 Tank | #2 Diesel, Other->Dyed diesel | 1998 |  |  |  | Fiberglass Reinforced Plastic
2313 | ARAPAHOE CARDTROL | 1305 CHESTNUT | ARAPAHOE | 68922 | FURNAS | AG VALLEY COOP | PO BOX 68 | EDISON | NE | 68936-0068 | 9 | Currently in Use | 6000 | Steel | Federally Regulated | None | Galvanic/Sacrificial Current Cathodic Protection, Painted(e.g., asphaltic), STIP3 Tank | B-5 | 1998 |  |  |  | Fiberglass Reinforced Plastic
4687 | EAGLE CONVENIENCE STORE #14 | 651 CHESTNUT ST | ARAPAHOE | 68922 | FURNAS | COLORADO RETAIL VENTURES SERVICES LLC | PO BOX 867 | STERLING | CO | 80751 | 1 | Currently in Use | 10000 | Steel | Federally Regulated | Internal Lining(e.g., epoxy resins) | Impressed Current Cathodic Protection, Painted(e.g., asphaltic) | Regular Unleaded | 1984 |  |  |  | Steel
4687 | EAGLE CONVENIENCE STORE #14 | 651 CHESTNUT ST | ARAPAHOE | 68922 | FURNAS | COLORADO RETAIL VENTURES SERVICES LLC | PO BOX 867 | STERLING | CO | 80751 | 2 | Currently in Use | 10000 | Steel | Federally Regulated | Internal Lining(e.g., epoxy resins) | Impressed Current Cathodic Protection, Painted(e.g., asphaltic) | E-10 | 1984 |  |  |  | Steel
4687 | EAGLE CONVENIENCE STORE #14 | 651 CHESTNUT ST | ARAPAHOE | 68922 | FURNAS | COLORADO RETAIL VENTURES SERVICES LLC | PO BOX 867 | STERLING | CO | 80751 | 3 | Currently in Use | 4000 | Steel | Federally Regulated | Internal Lining(e.g., epoxy resins) | Impressed Current Cathodic Protection, Painted(e.g., asphaltic) | #2 Diesel | 1984 |  |  |  | Steel
4282 | FURNAS COUNTY ROADS DEPT DISTRICT #3 | 202 NEBRASKA AVE | ARAPAHOE | 68922 | FURNAS | FURNAS COUNTY ROAD DEPT | PO BOX 387 | BEAVER CITY | NE | 68926 | 3 | Currently in Use | 1500 | Jacketed | Federally Regulated | None | Vinyl Jacket | #2 Diesel | 1999 |  |  | Double Walled | Plastic
8368 | TNT FARM SERVICE | 611 CHESTNUT | ARAPAHOE | 68922 | FURNAS | TNT FARM SERVICE INC | 611 CHESTNUT | ARAPAHOE | NE | 68922 | 1 | Permanently Out of Use | 3000 | Unknown | Federally Regulated | Unknown | Unknown | Empty | 1901 | 1/1/1973 |  |  | Unknown
8368 | TNT FARM SERVICE | 611 CHESTNUT | ARAPAHOE | 68922 | FURNAS | TNT FARM SERVICE INC | 611 CHESTNUT | ARAPAHOE | NE | 68922 | 2 | Permanently Out of Use | 4000 | Unknown | Federally Regulated | Unknown | Unknown | Empty | 1901 | 1/1/1973 |  |  | Unknown
8368 | TNT FARM SERVICE | 611 CHESTNUT | ARAPAHOE | 68922 | FURNAS | TNT FARM SERVICE INC | 611 CHESTNUT | ARAPAHOE | NE | 68922 | 3 | Permanently Out of Use | 7000 | Unknown | Federally Regulated | Unknown | Unknown | Empty | 1901 | 1/1/1973 |  |  | Unknown
8368 | TNT FARM SERVICE | 611 CHESTNUT | ARAPAHOE | 68922 | FURNAS | TNT FARM SERVICE INC | 611 CHESTNUT | ARAPAHOE | NE | 68922 | 4 | Permanently Out of Use | 3000 | Unknown | Federally Regulated | Unknown | Unknown | Empty | 1901 | 1/1/1973 |  |  | Unknown
8368 | TNT FARM SERVICE | 611 CHESTNUT | ARAPAHOE | 68922 | FURNAS | TNT FARM SERVICE INC | 611 CHESTNUT | ARAPAHOE | NE | 68922 | 5 | Permanently Out of Use | 3000 | Unknown | Federally Regulated | Unknown | Unknown | Empty | 1901 | 1/1/1973 |  |  | Unknown
8368 | TNT FARM SERVICE | 611 CHESTNUT | ARAPAHOE | 68922 | FURNAS | TNT FARM SERVICE INC | 611 CHESTNUT | ARAPAHOE | NE | 68922 | 6 | Permanently Out of Use | 99999 | Unknown | Federally Regulated | Unknown | Unknown | Empty | 1901 | 1/1/1973 |  |  | Unknown
8368 | TNT FARM SERVICE | 611 CHESTNUT | ARAPAHOE | 68922 | FURNAS | TNT FARM SERVICE INC | 611 CHESTNUT | ARAPAHOE | NE | 68922 | 7 | Permanently Out of Use | 99999 | Unknown | Federally Regulated | Unknown | Unknown | Mixed, Used Oil | 1901 | 1/1/1973 |  |  | Unknown
11795 | CASEYS GENERAL STORE #2238 | 725 W ELKHORN | ARLINGTON | 68002 | WASHINGTON | CASEYS RETAIL CO | PO BOX 3001 | ANKENY | IA | 50021-8045 | 1 | Currently in Use | 10000 | Fiberglass Reinforced Plastic | Federally Regulated | None | None | Regular Unleaded | 1999 |  |  |  | Fiberglass Reinforced Plastic
11795 | CASEYS GENERAL STORE #2238 | 725 W ELKHORN | ARLINGTON | 68002 | WASHINGTON | CASEYS RETAIL CO | PO BOX 3001 | ANKENY | IA | 50021-8045 | 2 | Currently in Use | 10000 | Fiberglass Reinforced Plastic | Federally Regulated | None | None | Regular Unleaded | 1999 |  |  |  | Fiberglass Reinforced Plastic
4411 | COUNTRY QUENCHER | 310 W ELKHORN | ARLINGTON | 68002 | WASHINGTON | GOTTSCH, SHEILA | 11230 WEST FREMONT AVE | LITTLETON | CO | 80127 | 1 | Permanently Out of Use | 4400 | Steel | Federally Regulated | None | None | Empty | 1950 |  |  |  | Steel
4411 | COUNTRY QUENCHER | 310 W ELKHORN | ARLINGTON | 68002 | WASHINGTON | GOTTSCH, SHEILA | 11230 WEST FREMONT AVE | LITTLETON | CO | 80127 | 2 | Permanently Out of Use | 3000 | Steel | Federally Regulated | None | None | Empty | 1946 |  |  |  | Steel
4411 | COUNTRY QUENCHER | 310 W ELKHORN | ARLINGTON | 68002 | WASHINGTON | GOTTSCH, SHEILA | 11230 WEST FREMONT AVE | LITTLETON | CO | 80127 | 3 | Permanently Out of Use | 3000 | Steel | Federally Regulated | None | None | Empty | 1946 |  |  |  | Steel
4411 | COUNTRY QUENCHER | 310 W ELKHORN | ARLINGTON | 68002 | WASHINGTON | GOTTSCH, SHEILA | 11230 WEST FREMONT AVE | LITTLETON | CO | 80127 | 4 | Permanently Out of Use | 1000 | Steel | Federally Regulated | None | None | Empty | 1946 |  |  |  | Steel
4411 | COUNTRY QUENCHER | 310 W ELKHORN | ARLINGTON | 68002 | WASHINGTON | GOTTSCH, SHEILA | 11230 WEST FREMONT AVE | LITTLETON | CO | 80127 | 5 | Permanently Out of Use | 1000 | Steel | Federally Regulated | None | None | Empty | 1946 |  |  |  | Steel
662 | NP MART 17 | 610 W ELKORN DR | ARLINGTON | 68002 | WASHINGTON | ARLINGTON PETROLEUM LLC | 610 W ELKORN DR | ARLINGTON | NE | 68002 | 1 | Currently in Use | 10000 | Steel | Federally Regulated | None | Impressed Current Cathodic Protection | E-10 | 1986 |  |  |  | Fiberglass Reinforced Plastic
662 | NP MART 17 | 610 W ELKORN DR | ARLINGTON | 68002 | WASHINGTON | ARLINGTON PETROLEUM LLC | 610 W ELKORN DR | ARLINGTON | NE | 68002 | 2 | Currently in Use | 4000 | Steel | Federally Regulated | Internal Lining(e.g., epoxy resins) | Impressed Current Cathodic Protection | E-87 | 1984 |  |  |  | Fiberglass Reinforced Plastic
662 | NP MART 17 | 610 W ELKORN DR | ARLINGTON | 68002 | WASHINGTON | ARLINGTON PETROLEUM LLC | 610 W ELKORN DR | ARLINGTON | NE | 68002 | 3 | Currently in Use | 4000 | Steel | Federally Regulated | Internal Lining(e.g., epoxy resins) | Impressed Current Cathodic Protection | Premium Unleaded | 1984 |  |  |  | Fiberglass Reinforced Plastic
662 | NP MART 17 | 610 W ELKORN DR | ARLINGTON | 68002 | WASHINGTON | ARLINGTON PETROLEUM LLC | 610 W ELKORN DR | ARLINGTON | NE | 68002 | 4 | Currently in Use | 3000 | Steel | Federally Regulated | None | Impressed Current Cathodic Protection, STIP3 Tank | #2 Diesel | 1998 |  |  |  | Fiberglass Reinforced Plastic
4246 | RHEA CATTLE CO | RR 1 BOX 272 | ARLINGTON | 68002 | WASHINGTON | RHEA CATTLE CO | RR 1 BOX 272 | ARLINGTON | NE | 68002 | 1 | Permanently Out of Use | 2000 | Steel | Federally Regulated |  |  |  | 1976
1014 | ARNOLD CARDTROL | 602 E ARNOLD AVE | ARNOLD | 69120 | CUSTER | COUNTRY PARTNERS COOPERATIVE | PO BOX 80 | GOTHENBURG | NE | 69138 | 1 | Currently in Use | 4000 | Steel | Federally Regulated | Unknown | Galvanic/Sacrificial Current Cathodic Protection, Painted(e.g., asphaltic), STIP3 Tank | #2 Diesel | 1993 |  |  |  | Fiberglass Reinforced Plastic
1014 | ARNOLD CARDTROL | 602 E ARNOLD AVE | ARNOLD | 69120 | CUSTER | COUNTRY PARTNERS COOPERATIVE | PO BOX 80 | GOTHENBURG | NE | 69138 | 2 | Currently in Use | 4000 | Steel | Federally Regulated | Unknown | Galvanic/Sacrificial Current Cathodic Protection, Painted(e.g., asphaltic), STIP3 Tank | E-10 | 1993 |  |  |  | Fiberglass Reinforced Plastic
1014 | ARNOLD CARDTROL | 602 E ARNOLD AVE | ARNOLD | 69120 | CUSTER | COUNTRY PARTNERS COOPERATIVE | PO BOX 80 | GOTHENBURG | NE | 69138 | 3 | Currently in Use | 4000 | Steel | Federally Regulated | Unknown | Galvanic/Sacrificial Current Cathodic Protection, Painted(e.g., asphaltic), STIP3 Tank | Regular Unleaded | 1993 |  |  |  | Fiberglass Reinforced Plastic
11442 | ARNOLD PUBLIC SCHOOL | 405 N HASKELL | ARNOLD | 69120 | CUSTER | ARNOLD PUBLIC SCHOOL | 405 N HASKELL | ARNOLD | NE | 69120 | 2 | Currently in Use | 10000 | Fiberglass Reinforced Plastic | Heating Oil | None | None | Heating Oil 2 | 1998 |  |  |  | Fiberglass Reinforced Plastic
11775 | DAVENPORTS | 79698 HWY 40 | ARNOLD | 69120 | CUSTER | DAVENPORT CHARITABLE TRUST C/O AGRI AFFILIATES INC | PO BOX 1390 | KEARNEY | NE | 68848 | 1 | Currently in Use | 8000 | Jacketed | Federally Regulated | None | Vinyl Jacket | #2 Diesel, Other->DYED | 1999 |  |  | Double Walled | Steel
6361 | NANSEL OIL CO | 102 S CARROLL | ARNOLD | 69120 | CUSTER | NANSEL OIL CO | PO BOX 397 | ARNOLD | NE | 69120 | 1 | Currently in Use | 6000 | Steel | Federally Regulated | None | Galvanic/Sacrificial Current Cathodic Protection, STIP3 Tank | Regular Unleaded | 1990 |  |  |  | Plastic
6361 | NANSEL OIL CO | 102 S CARROLL | ARNOLD | 69120 | CUSTER | NANSEL OIL CO | PO BOX 397 | ARNOLD | NE | 69120 | 2 | Currently in Use | 6000 | Steel | Federally Regulated | None | Galvanic/Sacrificial Current Cathodic Protection, STIP3 Tank | E-10 | 1990 |  |  |  | Plastic
6361 | NANSEL OIL CO | 102 S CARROLL | ARNOLD | 69120 | CUSTER | NANSEL OIL CO | PO BOX 397 | ARNOLD | NE | 69120 | 3 | Currently in Use | 4000 | Steel | Federally Regulated | None | Galvanic/Sacrificial Current Cathodic Protection, STIP3 Tank | Regular Unleaded | 1990 |  |  |  | Plastic
6361 | NANSEL OIL CO | 102 S CARROLL | ARNOLD | 69120 | CUSTER | NANSEL OIL CO | PO BOX 397 | ARNOLD | NE | 69120 | 4 | Currently in Use | 1000 | Steel | Federally Regulated | None | Galvanic/Sacrificial Current Cathodic Protection, STIP3 Tank | #2 Diesel | 1990 |  |  |  | Plastic
798 | NEBRASKA DEPT OF TRANS | 510 S CARROLL | ARNOLD | 69120 | CUSTER | NEB DEPT OF TRANS | 5001 S 14TH ST | LINCOLN | NE | 68512 | 1 | Currently in Use | 1000 | Fiberglass Reinforced Plastic | Federally Regulated | None | None | #2 Diesel | 1987 |  |  |  | Fiberglass Reinforced Plastic
798 | NEBRASKA DEPT OF TRANS | 510 S CARROLL | ARNOLD | 69120 | CUSTER | NEB DEPT OF TRANS | 5001 S 14TH ST | LINCOLN | NE | 68512 | 2 | Currently in Use | 2000 | Fiberglass Reinforced Plastic | Federally Regulated | None | None | #2 Diesel | 1987 |  |  |  | Fiberglass Reinforced Plastic
3405 | ARTHUR RANCH PETROLEUM LLC | 210 FIR ST | ARTHUR | 69121 | ARTHUR | ARTHUR RANCH PETROLEUM LLC | 210 FIR ST | ARTHUR | NE | 69121 | 7 | Currently in Use | 10000 | Steel | Federally Regulated | None | Galvanic/Sacrificial Current Cathodic Protection, STIP3 Tank | Regular Unleaded | 1997 |  |  |  | Fiberglass Reinforced Plastic
3405 | ARTHUR RANCH PETROLEUM LLC | 210 FIR ST | ARTHUR | 69121 | ARTHUR | ARTHUR RANCH PETROLEUM LLC | 210 FIR ST | ARTHUR | NE | 69121 | 8 | Currently in Use | 6000 | Steel | Federally Regulated | None | Galvanic/Sacrificial Current Cathodic Protection, STIP3 Tank | #2 Diesel | 1997 |  |  |  | Fiberglass Reinforced Plastic
3405 | ARTHUR RANCH PETROLEUM LLC | 210 FIR ST | ARTHUR | 69121 | ARTHUR | ARTHUR RANCH PETROLEUM LLC | 210 FIR ST | ARTHUR | NE | 69121 | 9 | Currently in Use | 4000 | Steel | Federally Regulated | None | Galvanic/Sacrificial Current Cathodic Protection, STIP3 Tank | #2 Diesel | 1997 |  |  |  | Fiberglass Reinforced Plastic
5496 | ASHLAND ELEVATOR | HWY 6 | ASHLAND | 68003 | SAUNDERS | SCOULAR GRAIN CO | 9110 W DODGE RD | OMAHA | NE | 68114 | 1 | Permanently Out of Use | 1000 | Steel | Federally Regulated | Unknown | Unknown | Empty | 1966 | 5/1/1986 |  |  | Steel
11812 | CASEYS GENERAL STORE #2736 | 108 S 14TH ST | ASHLAND | 68003 | SAUNDERS | CASEYS RETAIL CO | PO BOX 3001 | ANKENY | IA | 50021-8045 | 1 | Currently in Use | 10000 | Fiberglass Reinforced Plastic | Federally Regulated | None | None | Regular Unleaded | 1999 |  |  |  | Fiberglass Reinforced Plastic
11812 | CASEYS GENERAL STORE #2736 | 108 S 14TH ST | ASHLAND | 68003 | SAUNDERS | CASEYS RETAIL CO | PO BOX 3001 | ANKENY | IA | 50021-8045 | 2 | Currently in Use | 10000 | Fiberglass Reinforced Plastic | Federally Regulated | None | None | Regular Unleaded | 1999 |  |  |  | Fiberglass Reinforced Plastic
7733 | EUGENE T MAHONEY STATE PARK | 28500 W PARK HWY | ASHLAND | 68003 | CASS | NEBRASKA GAME & PARK COMMISSION | 2200 N 33RD ST | LINCOLN | NE | 68503 | 1 | Currently in Use | 2000 | Fiberglass Reinforced Plastic | Federally Regulated | None | None | Regular Unleaded | 1987 |  |  |  | Fiberglass Reinforced Plastic
7733 | EUGENE T MAHONEY STATE PARK | 28500 W PARK HWY | ASHLAND | 68003 | CASS | NEBRASKA GAME & PARK COMMISSION | 2200 N 33RD ST | LINCOLN | NE | 68503 | 2 | Currently in Use | 2000 | Fiberglass Reinforced Plastic | Federally Regulated | None | None | #2 Diesel | 1987 |  |  |  | Fiberglass Reinforced Plastic
12632 | NORTH WELLFIELD | CTY RD A & NEBRASKA AVE | ASHLAND | 68003 | SAUNDERS | LINCOLN WATER SYSTEM | 401 HIGHWAY 6 | ASHLAND | NE | 68003 | 1 | Currently in Use | 6000 | Fiberglass Reinforced Plastic | Federally Regulated |  |  | , Hazard->7681-52-9, Other->Sodium Hypochlorite | 2015 |  |  | Double Walled | PVC - DOUBLE WALLED
12764 | ORPHAN TANKS | 725 US HIGHWAY 6 | ASHLAND | 68031 | SAUNDERS | DAN MORRIS | 381 PEREGRINE LN | PRESCOTT | AZ | 86301 | 2 | Permanently Out of Use | 1000 | Unknown | Federally Regulated | Unknown | Unknown |  | 1901
12633 | SOUTH WELLFIELD | US HIGHWAY 6 & WILLOW POINT DR | ASHLAND | 68003 | SAUNDERS | LINCOLN WATER SYSTEM | 401 HIGHWAY 6 | ASHLAND | NE | 68003 | 1 | Currently in Use | 6000 | Fiberglass Reinforced Plastic | Federally Regulated |  |  | , Hazard->7681-52-9, Other->Sodium Hypochlorite | 2015 |  |  | Double Walled | PVC - DOUBLE WALLED
3273 | U STOP CONVENIENCE STORE | 502 HWY 6 | ASHLAND | 68003 | SAUNDERS | WHITEHEAD OIL CO | PO BOX 30211 | LINCOLN | NE | 68503 | 1 | Currently in Use | 8000 | Composite | Federally Regulated | None | Fiberglass Reinforced Plastic Coated, Impressed Current Cathodic Protection | Regular Unleaded | 1991 |  |  |  | Plastic
3273 | U STOP CONVENIENCE STORE | 502 HWY 6 | ASHLAND | 68003 | SAUNDERS | WHITEHEAD OIL CO | PO BOX 30211 | LINCOLN | NE | 68503 | 2 | Currently in Use | 8000 | Steel | Federally Regulated | None | Impressed Current Cathodic Protection, STIP3 Tank | #2 Diesel | 1991 |  |  |  | Plastic
3273 | U STOP CONVENIENCE STORE | 502 HWY 6 | ASHLAND | 68003 | SAUNDERS | WHITEHEAD OIL CO | PO BOX 30211 | LINCOLN | NE | 68503 | 3 | Currently in Use | 6000 | Steel | Federally Regulated | None | Impressed Current Cathodic Protection, STIP3 Tank | E-10 | 1987 |  |  |  | Plastic
3273 | U STOP CONVENIENCE STORE | 502 HWY 6 | ASHLAND | 68003 | SAUNDERS | WHITEHEAD OIL CO | PO BOX 30211 | LINCOLN | NE | 68503 | 4 | Currently in Use | 6000 | Steel | Federally Regulated | None | Impressed Current Cathodic Protection, STIP3 Tank | Regular Unleaded | 2000 |  |  |  | Plastic
6851 | JEROME SIWINSKI | 335 CENTER AVE | ASHTON | 68817 | SHERMAN | SIWINSKI, JEROME | 335 CENTER AVE | ASHTON | NE | 68817 | 1 | Permanently Out of Use | 560 | Unknown | Federally Regulated | Unknown | Unknown | Empty | 1901 | 9/1/1985 |  |  | Steel
6851 | JEROME SIWINSKI | 335 CENTER AVE | ASHTON | 68817 | SHERMAN | SIWINSKI, JEROME | 335 CENTER AVE | ASHTON | NE | 68817 | 2 | Permanently Out of Use | 300 | Unknown | Federally Regulated | Unknown | Unknown | Empty | 1901 | 9/1/1985 |  |  | Steel
6851 | JEROME SIWINSKI | 335 CENTER AVE | ASHTON | 68817 | SHERMAN | SIWINSKI, JEROME | 335 CENTER AVE | ASHTON | NE | 68817 | 3 | Permanently Out of Use | 300 | Unknown | Federally Regulated | Unknown | Unknown | Empty | 1901 | 9/1/1985 |  |  | Steel
8235 | VILLAGE OF ASHTON HALL | PO BOX 170 | ASHTON | 68817 | SHERMAN | VILLAGE OF ASHTON | PO BOX 170 | ASHTON | NE | 68817 | 1 | Permanently Out of Use | 999 | Unknown | Federally Regulated | Unknown | Unknown | Empty | 1901 | 1/1/1920 |  |  | Unknown
12013 | WHITE WAY SERVICE INC | 405 CENTER AVE | ASHTON | 68817 | SHERMAN | WHITE WAY SERVICE INC | PO BOX 149 | ASHTON | NE | 68817 | 1 | Currently in Use | 5100 | Steel | Federally Regulated | None | Galvanic/Sacrificial Current Cathodic Protection, Painted(e.g., asphaltic) | Regular Unleaded | 1990 |  |  |  | Fiberglass Reinforced Plastic
12013 | WHITE WAY SERVICE INC | 405 CENTER AVE | ASHTON | 68817 | SHERMAN | WHITE WAY SERVICE INC | PO BOX 149 | ASHTON | NE | 68817 | 2 | Currently in Use | 5100 | Steel | Federally Regulated | None | Galvanic/Sacrificial Current Cathodic Protection, Painted(e.g., asphaltic) | Regular Unleaded | 1990 |  |  |  | Fiberglass Reinforced Plastic
12013 | WHITE WAY SERVICE INC | 405 CENTER AVE | ASHTON | 68817 | SHERMAN | WHITE WAY SERVICE INC | PO BOX 149 | ASHTON | NE | 68817 | 3 | Currently in Use | 2000 | Steel | Federally Regulated | None | Galvanic/Sacrificial Current Cathodic Protection | #1 Diesel | 2000 |  |  |  | Fiberglass Reinforced Plastic
12013 | WHITE WAY SERVICE INC | 405 CENTER AVE | ASHTON | 68817 | SHERMAN | WHITE WAY SERVICE INC | PO BOX 149 | ASHTON | NE | 68817 | 4 | Currently in Use | 4000 | Steel | Federally Regulated | None | Galvanic/Sacrificial Current Cathodic Protection | #1 Diesel | 2000 |  |  |  | Fiberglass Reinforced Plastic
3246 | ATKINSON FERTILIZER PLANT | 204 FRONT ST | ATKINSON | 68713 | HOLT | NATIONAL FARM PRODUCTS | PO BOX 88 | ATKINSON | NE | 68713 | 1 | Permanently Out of Use | 10000 | Steel | Federally Regulated | None | Painted(e.g., asphaltic) | Regular Unleaded | 1972 |  |  |  | Steel
3246 | ATKINSON FERTILIZER PLANT | 204 FRONT ST | ATKINSON | 68713 | HOLT | NATIONAL FARM PRODUCTS | PO BOX 88 | ATKINSON | NE | 68713 | 2 | Permanently Out of Use | 2000 | Unknown | Federally Regulated | None | None | Empty | 1901 |  |  |  | Unknown
3831 | ATKINTON ELEMENTARY SCHOOL DIST #21 | 607 N HOLT | ATKINSON | 68713 | HOLT | ATKINSON ELEMENTARY SCHOOL | DISTRICT #21 607 NORTH HOLT | ATKINSON | NE | 68713 | 1 | Permanently Out of Use | 4000 | Steel | Federally Regulated | Unknown | Unknown | Heating Oil 1 | 1956 |  |  |  | Steel
8304 | CONNIE GOKIE | HWY 20 | ATKINSON | 68713 | HOLT | GOKIE, CONNIE | HWY 20 | ATKINSON | NE | 68713 | 1 | Permanently Out of Use | 500 | Steel | Federally Regulated | None | None | Empty | 1940 | 1/1/1970 |  |  | Steel
8304 | CONNIE GOKIE | HWY 20 | ATKINSON | 68713 | HOLT | GOKIE, CONNIE | HWY 20 | ATKINSON | NE | 68713 | 2 | Permanently Out of Use | 500 | Steel | Federally Regulated | None | None | Empty | 1940 | 1/1/1970 |  |  | Steel
7625 | EAST END 66 | 102 N HYDE ST | ATKINSON | 68713 | HOLT | GARY FRIEDEL | 815 N COLLINS | ATKINSON | NE | 68713 | 1 | Permanently Out of Use | 4000 | Steel | Federally Regulated | None | Galvanic/Sacrificial Current Cathodic Protection, STIP3 Tank | #2 Diesel | 1987 | 4/1/2003
7625 | EAST END 66 | 102 N HYDE ST | ATKINSON | 68713 | HOLT | GARY FRIEDEL | 815 N COLLINS | ATKINSON | NE | 68713 | 6 | Permanently Out of Use | 10000 | Fiberglass Reinforced Plastic | Federally Regulated | None | None | Regular Unleaded | 1997 | 4/1/2003 |  |  | Fiberglass Reinforced Plastic
7625 | EAST END 66 | 102 N HYDE ST | ATKINSON | 68713 | HOLT | GARY FRIEDEL | 815 N COLLINS | ATKINSON | NE | 68713 | 7 | Permanently Out of Use | 4000 | Fiberglass Reinforced Plastic | Federally Regulated | None | None | Regular Unleaded | 1997 | 4/1/2003 |  |  | Fiberglass Reinforced Plastic
7625 | EAST END 66 | 102 N HYDE ST | ATKINSON | 68713 | HOLT | GARY FRIEDEL | 815 N COLLINS | ATKINSON | NE | 68713 | 8 | Permanently Out of Use | 4000 | Fiberglass Reinforced Plastic | Federally Regulated | None | None | #2 Diesel | 1997 | 4/1/2003 |  |  | Fiberglass Reinforced Plastic
12003 | FIRST STOP | 802 E HWY 20 | ATKINSON | 68713 | HOLT | SIMRAN INC dba FIRST STOP | PO BOX 741 | ATKINSON | NE | 68713 | 1 | Currently in Use | 5000 | Fiberglass Reinforced Plastic | Federally Regulated | None | None | E-10 | 1993 |  |  |  | Fiberglass Reinforced Plastic
12003 | FIRST STOP | 802 E HWY 20 | ATKINSON | 68713 | HOLT | SIMRAN INC dba FIRST STOP | PO BOX 741 | ATKINSON | NE | 68713 | 2 | Currently in Use | 6000 | Fiberglass Reinforced Plastic | Federally Regulated | None | None | E-10 | 1993 |  |  |  | Fiberglass Reinforced Plastic
12003 | FIRST STOP | 802 E HWY 20 | ATKINSON | 68713 | HOLT | SIMRAN INC dba FIRST STOP | PO BOX 741 | ATKINSON | NE | 68713 | 3 | Currently in Use | 5000 | Fiberglass Reinforced Plastic | Federally Regulated | None | None | Regular Unleaded | 1993 |  |  |  | Fiberglass Reinforced Plastic
12003 | FIRST STOP | 802 E HWY 20 | ATKINSON | 68713 | HOLT | SIMRAN INC dba FIRST STOP | PO BOX 741 | ATKINSON | NE | 68713 | 4 | Currently in Use | 6000 | Fiberglass Reinforced Plastic | Federally Regulated | None | None | #2 Diesel | 1993 |  |  |  | Fiberglass Reinforced Plastic
12003 | FIRST STOP | 802 E HWY 20 | ATKINSON | 68713 | HOLT | SIMRAN INC dba FIRST STOP | PO BOX 741 | ATKINSON | NE | 68713 | 5 | Currently in Use | 3000 | Fiberglass Reinforced Plastic | Federally Regulated | None | None | #2 Diesel | 1993 |  |  |  | Fiberglass Reinforced Plastic
8135 | HOLT COUNTY ROADS DEPT | HC 65 BOX 113 | ATKINSON | 68713 | HOLT | HOLT COUNTY ROAD DEPT | HC 65 BOX 113 | O'NEILL | NE | 68763 | 1 | Permanently Out of Use | 500 | Steel | Federally Regulated | Unknown | Unknown | Regular Unleaded | 1901 | 12/1/1988 |  |  | Unknown
819 | NEBRASKA DEPT OF TRANS | 504 N CARBERRY ST | ATKINSON | 68713 | HOLT | NEB DEPT OF TRANS | 5001 S 14TH ST | LINCOLN | NE | 68512 | 1 | Permanently Out of Use | 1000 | Fiberglass Reinforced Plastic | Federally Regulated | None | None | #2 Diesel | 1988 |  |  |  | Fiberglass Reinforced Plastic, Steel
819 | NEBRASKA DEPT OF TRANS | 504 N CARBERRY ST | ATKINSON | 68713 | HOLT | NEB DEPT OF TRANS | 5001 S 14TH ST | LINCOLN | NE | 68512 | 2 | Permanently Out of Use | 1000 | Fiberglass Reinforced Plastic | Federally Regulated | None | None | #2 Diesel | 1988 |  |  |  | Fiberglass Reinforced Plastic, Steel
2861 | SPEEDEE MART 2821 ATKINSON | 206 S HYDE ST | ATKINSON | 68713 | HOLT | DANCO ATKINSON LLC | PO BOX 10 | VALENTINE | NE | 69201 | 6 | Currently in Use | 8000 | Fiberglass Reinforced Plastic | Federally Regulated | None | None | Regular Unleaded | 1995 |  |  |  | Plastic
2861 | SPEEDEE MART 2821 ATKINSON | 206 S HYDE ST | ATKINSON | 68713 | HOLT | DANCO ATKINSON LLC | PO BOX 10 | VALENTINE | NE | 69201 | 7 | Currently in Use | 8000 | Fiberglass Reinforced Plastic | Federally Regulated | None | None | Premium Unleaded | 1995 |  |  |  | Fiberglass Reinforced Plastic
2861 | SPEEDEE MART 2821 ATKINSON | 206 S HYDE ST | ATKINSON | 68713 | HOLT | DANCO ATKINSON LLC | PO BOX 10 | VALENTINE | NE | 69201 | 8 | Currently in Use | 6000 | Fiberglass Reinforced Plastic | Federally Regulated | None | None | #2 Diesel | 2002 |  |  |  | Plastic
2861 | SPEEDEE MART 2821 ATKINSON | 206 S HYDE ST | ATKINSON | 68713 | HOLT | DANCO ATKINSON LLC | PO BOX 10 | VALENTINE | NE | 69201 | 9 | Currently in Use | 12000 | Fiberglass Reinforced Plastic | Federally Regulated | None | None | #2 Diesel | 2007 |  |  | Double Walled | Plastic
2861 | SPEEDEE MART 2821 ATKINSON | 206 S HYDE ST | ATKINSON | 68713 | HOLT | DANCO ATKINSON LLC | PO BOX 10 | VALENTINE | NE | 69201 | 10 | Currently in Use | 6000 | Fiberglass Reinforced Plastic | Federally Regulated | None | None | E-85 | 2007 |  |  | Double Walled | Plastic
12005 | WHITEs SERVICE | 405 5TH ST | ATKINSON | 68713 | HOLT | CO GRAIN | 115 E STATE ST | ATKINSON | NE | 68713-4537 | 1 | Currently in Use | 2000 | Composite | Federally Regulated | None | Fiberglass Reinforced Plastic Coated | #1 Diesel | 1999 |  |  |  | Fiberglass Reinforced Plastic
12005 | WHITEs SERVICE | 405 5TH ST | ATKINSON | 68713 | HOLT | CO GRAIN | 115 E STATE ST | ATKINSON | NE | 68713-4537 | 2 | Currently in Use | 2000 | Composite | Federally Regulated | None | Fiberglass Reinforced Plastic Coated | #2 Diesel, Other->DYED DIESEL | 1999 |  |  |  | Fiberglass Reinforced Plastic
12005 | WHITEs SERVICE | 405 5TH ST | ATKINSON | 68713 | HOLT | CO GRAIN | 115 E STATE ST | ATKINSON | NE | 68713-4537 | 3 | Currently in Use | 2000 | Composite | Federally Regulated | None | Fiberglass Reinforced Plastic Coated | #1 Diesel | 1999 |  |  |  | Fiberglass Reinforced Plastic
12005 | WHITEs SERVICE | 405 5TH ST | ATKINSON | 68713 | HOLT | CO GRAIN | 115 E STATE ST | ATKINSON | NE | 68713-4537 | 4 | Currently in Use | 5000 | Jacketed | Federally Regulated | None | Fiberglass Reinforced Plastic Coated | E-85, Mixed | 2010 |  |  | Double Walled | Plastic
12005 | WHITEs SERVICE | 405 5TH ST | ATKINSON | 68713 | HOLT | CO GRAIN | 115 E STATE ST | ATKINSON | NE | 68713-4537 | 5 | Currently in Use | 5000 | Jacketed | Federally Regulated | None | Fiberglass Reinforced Plastic Coated | E-10 | 2010 |  |  | Double Walled | Plastic
12005 | WHITEs SERVICE | 405 5TH ST | ATKINSON | 68713 | HOLT | CO GRAIN | 115 E STATE ST | ATKINSON | NE | 68713-4537 | 6 | Currently in Use | 5000 | Jacketed | Federally Regulated | None | Fiberglass Reinforced Plastic Coated | #2 Diesel | 2010 |  |  | Double Walled | Plastic
12005 | WHITEs SERVICE | 405 5TH ST | ATKINSON | 68713 | HOLT | CO GRAIN | 115 E STATE ST | ATKINSON | NE | 68713-4537 | 7 | Currently in Use | 5000 | Jacketed | Federally Regulated | None | Fiberglass Reinforced Plastic Coated | , Other->DYED DIESEL | 2010 |  |  | Double Walled | Plastic
12219 | CHS AGRI SERVICE CTR | HWY 6 & 34 & F RD | ATLANTA | 68923 | HARLAN | CHS INC | 310 LOGAN | HOLDREGE | NE | 68949 | 1 | Currently in Use | 20000 | Composite | Federally Regulated |  | Fiberglass Reinforced Plastic Coated | Regular Unleaded | 2003 |  |  |  | Fiberglass Reinforced Plastic
12219 | CHS AGRI SERVICE CTR | HWY 6 & 34 & F RD | ATLANTA | 68923 | HARLAN | CHS INC | 310 LOGAN | HOLDREGE | NE | 68949 | 2 | Currently in Use | 20000 | Composite | Federally Regulated |  | Fiberglass Reinforced Plastic Coated | #2 Diesel, Other->RUBY DYED | 2003 |  |  |  | Fiberglass Reinforced Plastic
12219 | CHS AGRI SERVICE CTR | HWY 6 & 34 & F RD | ATLANTA | 68923 | HARLAN | CHS INC | 310 LOGAN | HOLDREGE | NE | 68949 | 3 | Currently in Use | 20000 | Composite | Federally Regulated |  | Fiberglass Reinforced Plastic Coated | #2 Diesel, Other->RUBY DYED | 2003 |  |  |  | Fiberglass Reinforced Plastic
12219 | CHS AGRI SERVICE CTR | HWY 6 & 34 & F RD | ATLANTA | 68923 | HARLAN | CHS INC | 310 LOGAN | HOLDREGE | NE | 68949 | 4 | Currently in Use | 20000 | Composite | Federally Regulated |  | Fiberglass Reinforced Plastic Coated | #2 Diesel, Other->RUBY DYED | 2003 |  |  |  | Fiberglass Reinforced Plastic
12219 | CHS AGRI SERVICE CTR | HWY 6 & 34 & F RD | ATLANTA | 68923 | HARLAN | CHS INC | 310 LOGAN | HOLDREGE | NE | 68949 | 5 | Currently in Use | 20000 | Composite | Federally Regulated |  | Fiberglass Reinforced Plastic Coated | #2 Diesel, Other->RUBY DYED | 2003 |  |  |  | Fiberglass Reinforced Plastic
12219 | CHS AGRI SERVICE CTR | HWY 6 & 34 & F RD | ATLANTA | 68923 | HARLAN | CHS INC | 310 LOGAN | HOLDREGE | NE | 68949 | 6 | Currently in Use | 10000 | Composite | Federally Regulated |  | Fiberglass Reinforced Plastic Coated | #2 Diesel, Other->RUBY CLEAR | 2003 |  |  |  | Fiberglass Reinforced Plastic
12219 | CHS AGRI SERVICE CTR | HWY 6 & 34 & F RD | ATLANTA | 68923 | HARLAN | CHS INC | 310 LOGAN | HOLDREGE | NE | 68949 | 7 | Currently in Use | 10000 | Composite | Federally Regulated |  | Fiberglass Reinforced Plastic Coated | E-10 | 2003 |  |  |  | Fiberglass Reinforced Plastic
7426 | ANDREW MYERS | 2517 Q ST | AUBURN | 68305 | NEMAHA | MYERS, DAVID | 1410 CENTRAL AVE | AUBURN | NE | 68305 | 1 | Permanently Out of Use | 550 | Steel | Federally Regulated | Unknown | Unknown | Empty, Regular Unleaded | 1957 |  |  |  | Unknown
2636 | AUBURN BOARD OF PUBLIC WORKS | 17TH & P ST | AUBURN | 68305 | NEMAHA | AUBURN BOARD OF PUBLIC WORKS | PO BOX 288 | AUBURN | NE | 68305 | 1 | Currently in Use | 20000 | Fiberglass Reinforced Plastic | Federally Regulated | None | None | Heating Oil 2 | 1989 |  |  |  | Fiberglass Reinforced Plastic
2636 | AUBURN BOARD OF PUBLIC WORKS | 17TH & P ST | AUBURN | 68305 | NEMAHA | AUBURN BOARD OF PUBLIC WORKS | PO BOX 288 | AUBURN | NE | 68305 | 2 | Currently in Use | 20000 | Fiberglass Reinforced Plastic | Federally Regulated | None | None | Heating Oil 2 | 1989 |  |  |  | Fiberglass Reinforced Plastic
6545 | AUTOMOTIVE DIESEL INC | 1100 J ST | AUBURN | 68305 | NEMAHA | AUTOMOTIVE DIESEL INC | 1100 'J' ST | AUBURN | NE | 68305 | 1 | Permanently Out of Use | 99999 | Unknown | Federally Regulated | Unknown | Unknown | Mixed | 1901 | 1/1/1978 |  |  | Unknown
6545 | AUTOMOTIVE DIESEL INC | 1100 J ST | AUBURN | 68305 | NEMAHA | AUTOMOTIVE DIESEL INC | 1100 'J' ST | AUBURN | NE | 68305 | 2 | Permanently Out of Use | 99999 | Unknown | Federally Regulated | Unknown | Unknown | Mixed | 1901 | 1/1/1978 |  |  | Unknown
6545 | AUTOMOTIVE DIESEL INC | 1100 J ST | AUBURN | 68305 | NEMAHA | AUTOMOTIVE DIESEL INC | 1100 'J' ST | AUBURN | NE | 68305 | 3 | Permanently Out of Use | 99999 | Unknown | Federally Regulated | Unknown | Unknown | Mixed | 1901 | 1/1/1978 |  |  | Unknown
6545 | AUTOMOTIVE DIESEL INC | 1100 J ST | AUBURN | 68305 | NEMAHA | AUTOMOTIVE DIESEL INC | 1100 'J' ST | AUBURN | NE | 68305 | 4 | Permanently Out of Use | 99999 | Unknown | Federally Regulated | Unknown | Unknown | Mixed | 1901 | 1/1/1978 |  |  | Unknown
6255 | CARSON NATIONAL BANK | COURTHOUSE ADD TO AUBURN LOT 14 BLK 2 | AUBURN | 68305 | NEMAHA | CARSON NATIONAL BANK OF AUBURN | 2301 DAHLKE AVE | AUBURN | NE | 68305 | 1 | Permanently Out of Use | 560 | Steel | Federally Regulated | Unknown | Painted(e.g., asphaltic) | Regular Unleaded | 1976 | 4/1/1980 |  |  | Unknown
11207 | CASEYS GENERAL STORE #1752 | 2208 J ST | AUBURN | 68305 | NEMAHA | CASEYS RETAIL CO | PO BOX 3001 | ANKENY | IA | 50021-8045 | 1 | Currently in Use | 10000 | Fiberglass Reinforced Plastic | Federally Regulated | None | None | Regular Unleaded | 1994 |  |  |  | Fiberglass Reinforced Plastic
11207 | CASEYS GENERAL STORE #1752 | 2208 J ST | AUBURN | 68305 | NEMAHA | CASEYS RETAIL CO | PO BOX 3001 | ANKENY | IA | 50021-8045 | 2 | Currently in Use | 10000 | Fiberglass Reinforced Plastic | Federally Regulated | None | None | E-10 | 1994 |  |  |  | Fiberglass Reinforced Plastic
4353 | CONOCO STATION (FORMER) | 1319 J ST | AUBURN | 68305 | NEMAHA | MIDWEST FEDERAL SAVINGS & LOAN | 920 CENTRAL AVE | NEBRASKA CITY | NE | 68410 | 1 | Permanently Out of Use | 2000 | Unknown | Federally Regulated | Unknown | Unknown | Empty, Regular Unleaded | 1956 |  |  |  | Unknown
4353 | CONOCO STATION (FORMER) | 1319 J ST | AUBURN | 68305 | NEMAHA | MIDWEST FEDERAL SAVINGS & LOAN | 920 CENTRAL AVE | NEBRASKA CITY | NE | 68410 | 2 | Permanently Out of Use | 2000 | Unknown | Federally Regulated | Unknown | Unknown | Empty, Regular Unleaded | 1956 |  |  |  | Unknown
4353 | CONOCO STATION (FORMER) | 1319 J ST | AUBURN | 68305 | NEMAHA | MIDWEST FEDERAL SAVINGS & LOAN | 920 CENTRAL AVE | NEBRASKA CITY | NE | 68410 | 3 | Permanently Out of Use | 2000 | Unknown | Federally Regulated | Unknown | Unknown | Empty, Regular Unleaded | 1956 |  |  |  | Unknown
3121 | FARMERS COOPERATIVE | 922 J ST | AUBURN | 68305 | NEMAHA | FARMERS COOPERATIVE | PO BOX 263 | DORCHESTER | NE | 68343 | 1 | Currently in Use | 2000 | Steel | Federally Regulated | Internal Lining(e.g., epoxy resins) | Impressed Current Cathodic Protection, STIP3 Tank | Regular Unleaded | 1989 |  |  |  | Fiberglass Reinforced Plastic
3121 | FARMERS COOPERATIVE | 922 J ST | AUBURN | 68305 | NEMAHA | FARMERS COOPERATIVE | PO BOX 263 | DORCHESTER | NE | 68343 | 2 | Currently in Use | 2000 | Steel | Federally Regulated | Internal Lining(e.g., epoxy resins) | Impressed Current Cathodic Protection, STIP3 Tank | Regular Unleaded | 1989
3121 | FARMERS COOPERATIVE | 922 J ST | AUBURN | 68305 | NEMAHA | FARMERS COOPERATIVE | PO BOX 263 | DORCHESTER | NE | 68343 | 3 | Currently in Use | 1000 | Steel | Federally Regulated | Internal Lining(e.g., epoxy resins) | Impressed Current Cathodic Protection, STIP3 Tank | Kerosene | 1989 |  |  |  | Fiberglass Reinforced Plastic
3121 | FARMERS COOPERATIVE | 922 J ST | AUBURN | 68305 | NEMAHA | FARMERS COOPERATIVE | PO BOX 263 | DORCHESTER | NE | 68343 | 4 | Currently in Use | 4000 | Steel | Federally Regulated | Internal Lining(e.g., epoxy resins) | Impressed Current Cathodic Protection, Painted(e.g., asphaltic), STIP3 Tank | #2 Diesel | 1991 |  |  |  | Fiberglass Reinforced Plastic
3121 | FARMERS COOPERATIVE | 922 J ST | AUBURN | 68305 | NEMAHA | FARMERS COOPERATIVE | PO BOX 263 | DORCHESTER | NE | 68343 | 5 | Currently in Use | 4000 | Steel | Federally Regulated | Internal Lining(e.g., epoxy resins) | Impressed Current Cathodic Protection, Painted(e.g., asphaltic), STIP3 Tank | Regular Unleaded | 1991 |  |  |  | Fiberglass Reinforced Plastic
6996 | S & K REPAIR | 917 J ST | AUBURN | 68305 | NEMAHA | S & K REPAIR | 917 'J' ST | AUBURN | NE | 68305 | 1 | Permanently Out of Use | 3000 | Steel | Federally Regulated | Unknown | Unknown | Empty | 1956 |  |  |  | Steel
6996 | S & K REPAIR | 917 J ST | AUBURN | 68305 | NEMAHA | S & K REPAIR | 917 'J' ST | AUBURN | NE | 68305 | 2 | Permanently Out of Use | 4000 | Steel | Federally Regulated | Unknown | Unknown | Empty | 1956 |  |  |  | Steel
6996 | S & K REPAIR | 917 J ST | AUBURN | 68305 | NEMAHA | S & K REPAIR | 917 'J' ST | AUBURN | NE | 68305 | 3 | Permanently Out of Use | 4000 | Steel | Federally Regulated | Unknown | Unknown | Empty | 1956 |  |  |  | Steel
663 | SHELL SPEEDEE MART | 802 J ST | AUBURN | 68305 | NEMAHA | MAYBERRY INC dba SHELL SPEEDEE MART | 802 J ST | AUBURN | NE | 68305 | 5 | Currently in Use | 12000 | Fiberglass Reinforced Plastic | Federally Regulated |  |  | E-10 | 2017 |  |  | Double Walled | Plastic
663 | SHELL SPEEDEE MART | 802 J ST | AUBURN | 68305 | NEMAHA | MAYBERRY INC dba SHELL SPEEDEE MART | 802 J ST | AUBURN | NE | 68305 | 6 | Currently in Use | 5000 | Fiberglass Reinforced Plastic | Federally Regulated |  |  | Regular Unleaded | 2017 |  |  | Double Walled | Plastic
663 | SHELL SPEEDEE MART | 802 J ST | AUBURN | 68305 | NEMAHA | MAYBERRY INC dba SHELL SPEEDEE MART | 802 J ST | AUBURN | NE | 68305 | 7 | Currently in Use | 5000 | Fiberglass Reinforced Plastic | Federally Regulated |  |  | Premium Unleaded | 2017 |  |  | Double Walled | Plastic
31 | TEXACO | 10TH & J ST | AUBURN | 68305 | NEMAHA | TEXACO RMI | PO BOX 2936 | SHAWNEE MISSION | KS | 66201 | 1 | Permanently Out of Use | 4000 | Steel | Federally Regulated | None | Painted(e.g., asphaltic) | Regular Unleaded | 1901 | 1/1/1901 |  |  | Steel
31 | TEXACO | 10TH & J ST | AUBURN | 68305 | NEMAHA | TEXACO RMI | PO BOX 2936 | SHAWNEE MISSION | KS | 66201 | 2 | Permanently Out of Use | 4000 | Steel | Federally Regulated | None | Painted(e.g., asphaltic) | Regular Unleaded | 1901 | 1/1/1901 |  |  | Steel
31 | TEXACO | 10TH & J ST | AUBURN | 68305 | NEMAHA | TEXACO RMI | PO BOX 2936 | SHAWNEE MISSION | KS | 66201 | 3 | Permanently Out of Use | 3000 | Steel | Federally Regulated | None | Painted(e.g., asphaltic) | Regular Unleaded | 1901 | 1/1/1901 |  |  | Steel
3294 | AURORA COOP SERVICE CTR | 1318 M ST | AURORA | 68818 | HAMILTON | AURORA COOPERATIVE ELEVATOR | PO BOX 209 | AURORA | NE | 68818-0209 | 1 | Currently in Use | 10000 | Fiberglass Reinforced Plastic | Federally Regulated | None | None | Regular Unleaded | 1985 |  |  |  | Fiberglass Reinforced Plastic
3294 | AURORA COOP SERVICE CTR | 1318 M ST | AURORA | 68818 | HAMILTON | AURORA COOPERATIVE ELEVATOR | PO BOX 209 | AURORA | NE | 68818-0209 | 2 | Currently in Use | 10000 | Fiberglass Reinforced Plastic | Federally Regulated | None | None | E-10 | 1985 |  |  |  | Fiberglass Reinforced Plastic
3294 | AURORA COOP SERVICE CTR | 1318 M ST | AURORA | 68818 | HAMILTON | AURORA COOPERATIVE ELEVATOR | PO BOX 209 | AURORA | NE | 68818-0209 | 3 | Currently in Use | 6000 | Fiberglass Reinforced Plastic | Federally Regulated | None | None | Regular Unleaded | 1985 |  |  |  | Fiberglass Reinforced Plastic
3294 | AURORA COOP SERVICE CTR | 1318 M ST | AURORA | 68818 | HAMILTON | AURORA COOPERATIVE ELEVATOR | PO BOX 209 | AURORA | NE | 68818-0209 | 4 | Currently in Use | 6000 | Fiberglass Reinforced Plastic | Federally Regulated | None | None | #2 Diesel | 1985 |  |  |  | Fiberglass Reinforced Plastic
3294 | AURORA COOP SERVICE CTR | 1318 M ST | AURORA | 68818 | HAMILTON | AURORA COOPERATIVE ELEVATOR | PO BOX 209 | AURORA | NE | 68818-0209 | 5 | Currently in Use | 1000 | Fiberglass Reinforced Plastic | Federally Regulated | None | None | Kerosene | 1985 |  |  |  | Steel
3294 | AURORA COOP SERVICE CTR | 1318 M ST | AURORA | 68818 | HAMILTON | AURORA COOPERATIVE ELEVATOR | PO BOX 209 | AURORA | NE | 68818-0209 | 6 | Currently in Use | 1000 | Fiberglass Reinforced Plastic | Federally Regulated | None | None | Used Oil | 1985 |  |  |  | Steel
3294 | AURORA COOP SERVICE CTR | 1318 M ST | AURORA | 68818 | HAMILTON | AURORA COOPERATIVE ELEVATOR | PO BOX 209 | AURORA | NE | 68818-0209 | 7 | Currently in Use | 6000 | Composite | Federally Regulated | None | Fiberglass Reinforced Plastic Coated | E-85 | 2004 |  |  |  | Fiberglass Reinforced Plastic
12527 | AURORA COOPERATIVE | 2530 HARVEST DR | AURORA | 68818 | HAMILTON | AURORA COOPERATIVE ELEVATOR | PO BOX 209 | AURORA | NE | 68818-0209 | 1 | Currently in Use | 10000 | Fiberglass Reinforced Plastic | Federally Regulated |  |  | Regular Unleaded | 2011 |  |  | Double Walled | Plastic
12527 | AURORA COOPERATIVE | 2530 HARVEST DR | AURORA | 68818 | HAMILTON | AURORA COOPERATIVE ELEVATOR | PO BOX 209 | AURORA | NE | 68818-0209 | 2 | Currently in Use | 10000 | Fiberglass Reinforced Plastic | Federally Regulated |  |  | E-95 | 2011 |  |  | Double Walled | Plastic
12527 | AURORA COOPERATIVE | 2530 HARVEST DR | AURORA | 68818 | HAMILTON | AURORA COOPERATIVE ELEVATOR | PO BOX 209 | AURORA | NE | 68818-0209 | 3 | Currently in Use | 20000 | Fiberglass Reinforced Plastic | Federally Regulated |  |  | #2 Diesel | 2011 |  |  | Double Walled | Plastic
2349 | AURORA MALL | 1320 16TH ST | AURORA | 68818 | HAMILTON | TRIPLE J INC | 1320 16TH ST | AURORA | NE | 68818 | 1 | Currently in Use | 10000 | Steel | Federally Regulated | None | Impressed Current Cathodic Protection, STIP3 Tank | Regular Unleaded | 1985
2349 | AURORA MALL | 1320 16TH ST | AURORA | 68818 | HAMILTON | TRIPLE J INC | 1320 16TH ST | AURORA | NE | 68818 | 2 | Currently in Use | 10000 | Steel | Federally Regulated | None | Impressed Current Cathodic Protection, STIP3 Tank | Regular Unleaded | 1985
5359 | AURORA MUNICIPAL AIRPORT | 1406 N HWY 14 | AURORA | 68818 | HAMILTON | AURORA MUNICIPAL AIRPORT | 1406 N HWY 14 | AURORA | NE | 68818 | 1 | Currently in Use | 4000 | Fiberglass Reinforced Plastic | Federally Regulated | None | None | Other->AV Gas | 1986 |  |  |  | Steel
4048 | AURORA PUBLIC SCHOOLS DIST 4R | 111 M ST | AURORA | 68818 | HAMILTON | AURORA PUBLIC SCHOOLS | 300 L ST | AURORA | NE | 68818 | 2 | Currently in Use | 2000 | Fiberglass Reinforced Plastic | Federally Regulated | None | None | #2 Diesel | 1998 |  |  |  | Fiberglass Reinforced Plastic
4048 | AURORA PUBLIC SCHOOLS DIST 4R | 111 M ST | AURORA | 68818 | HAMILTON | AURORA PUBLIC SCHOOLS | 300 L ST | AURORA | NE | 68818 | 3 | Currently in Use | 2000 | Fiberglass Reinforced Plastic | Federally Regulated | None | None | Regular Unleaded | 1998 |  |  |  | Fiberglass Reinforced Plastic
3154 | CASEYS GENERAL STORE #3085 | 1502 16TH ST | AURORA | 68818 | HAMILTON | CASEYS RETAIL CO | PO BOX 3001 | ANKENY | IA | 50021-8045 | 6 | Currently in Use | 20000 | Fiberglass Reinforced Plastic | Federally Regulated |  |  | Regular Unleaded | 2012 |  |  |  | Plastic
3154 | CASEYS GENERAL STORE #3085 | 1502 16TH ST | AURORA | 68818 | HAMILTON | CASEYS RETAIL CO | PO BOX 3001 | ANKENY | IA | 50021-8045 | 7 | Currently in Use | 12000 | Fiberglass Reinforced Plastic | Federally Regulated |  | None | Regular Unleaded | 2012 |  |  |  | Plastic
3154 | CASEYS GENERAL STORE #3085 | 1502 16TH ST | AURORA | 68818 | HAMILTON | CASEYS RETAIL CO | PO BOX 3001 | ANKENY | IA | 50021-8045 | 8 | Currently in Use | 8000 | Fiberglass Reinforced Plastic | Federally Regulated |  | None | E-85 | 2012 |  |  | Double Walled | Double walled, Plastic
6205 | FARMERS STATE BANK | 516 12TH ST | AURORA | 68818 | HAMILTON | FARMERS STATE BANK | 1234 'L' ST | AURORA | NE | 68818 | 1 | Permanently Out of Use | 3000 | Steel | Federally Regulated | Unknown | Painted(e.g., asphaltic) | Regular Unleaded | 1973 | 1/1/1987 |  |  | Steel
6205 | FARMERS STATE BANK | 516 12TH ST | AURORA | 68818 | HAMILTON | FARMERS STATE BANK | 1234 'L' ST | AURORA | NE | 68818 | 2 | Permanently Out of Use | 4000 | Steel | Federally Regulated | Unknown | Painted(e.g., asphaltic) | #2 Diesel | 1973 | 1/1/1987 |  |  | Steel
6205 | FARMERS STATE BANK | 516 12TH ST | AURORA | 68818 | HAMILTON | FARMERS STATE BANK | 1234 'L' ST | AURORA | NE | 68818 | 3 | Permanently Out of Use | 4000 | Steel | Federally Regulated | Unknown | Painted(e.g., asphaltic) | Regular Unleaded | 1978 | 1/1/1987 |  |  | Steel
3989 | FLOYD ROBLEY | RR 1 BOX 120B | AURORA | 68818 | HAMILTON | ROBLEY, FLOYD | RR 1 BOX 120B | AURORA | NE | 68818 | 1 | Permanently Out of Use | 10000 | Steel | Federally Regulated |  |  |  | 1966
3989 | FLOYD ROBLEY | RR 1 BOX 120B | AURORA | 68818 | HAMILTON | ROBLEY, FLOYD | RR 1 BOX 120B | AURORA | NE | 68818 | 2 | Permanently Out of Use | 10000 | Steel | Federally Regulated |  |  |  | 1966
3989 | FLOYD ROBLEY | RR 1 BOX 120B | AURORA | 68818 | HAMILTON | ROBLEY, FLOYD | RR 1 BOX 120B | AURORA | NE | 68818 | 3 | Permanently Out of Use | 6000 | Steel | Federally Regulated |  |  |  | 1966
3858 | HAMILTON COUNTY HWY DEPT | 1509 A ST | AURORA | 68818 | HAMILTON | HAMILTON COUNTY | 1509 A ST | AURORA | NE | 68818 | 1 | Currently in Use | 12000 | Steel | Federally Regulated | None | Galvanic/Sacrificial Current Cathodic Protection, Painted(e.g., asphaltic), STIP3 Tank | #2 Diesel | 1989 |  |  |  | Double walled, Plastic
3858 | HAMILTON COUNTY HWY DEPT | 1509 A ST | AURORA | 68818 | HAMILTON | HAMILTON COUNTY | 1509 A ST | AURORA | NE | 68818 | 2 | Currently in Use | 12000 | Steel | Federally Regulated | None | Galvanic/Sacrificial Current Cathodic Protection, Painted(e.g., asphaltic), STIP3 Tank | Regular Unleaded | 1989
12218 | LOVES TRAVEL STOP #309 | 1539 MADISON AVE | AURORA | 68818 | HAMILTON | LOVES TRAVEL STOPS & COUNTRY STORES INC | PO BOX 26210 | OKLAHOMA CITY | OK | 73126 | 1 | Currently in Use | 20000 | Jacketed | Federally Regulated | None | Fiberglass Reinforced Plastic Coated | #2 Diesel | 2003 |  |  | Double Walled | Fiberglass Reinforced Plastic
12218 | LOVES TRAVEL STOP #309 | 1539 MADISON AVE | AURORA | 68818 | HAMILTON | LOVES TRAVEL STOPS & COUNTRY STORES INC | PO BOX 26210 | OKLAHOMA CITY | OK | 73126 | 2 | Currently in Use | 20000 | Jacketed | Federally Regulated | None | Fiberglass Reinforced Plastic Coated | #1 Diesel | 2003 |  |  | Double Walled | Fiberglass Reinforced Plastic
12218 | LOVES TRAVEL STOP #309 | 1539 MADISON AVE | AURORA | 68818 | HAMILTON | LOVES TRAVEL STOPS & COUNTRY STORES INC | PO BOX 26210 | OKLAHOMA CITY | OK | 73126 | 3 | Currently in Use | 20000 | Jacketed | Federally Regulated | None | Fiberglass Reinforced Plastic Coated | Regular Unleaded | 2003 |  |  | Double Walled | Plastic
12218 | LOVES TRAVEL STOP #309 | 1539 MADISON AVE | AURORA | 68818 | HAMILTON | LOVES TRAVEL STOPS & COUNTRY STORES INC | PO BOX 26210 | OKLAHOMA CITY | OK | 73126 | 4 | Currently in Use | 12000 | Jacketed | Federally Regulated | None | Fiberglass Reinforced Plastic Coated | #1 Diesel | 2003 |  |  | Double Walled | Plastic
12218 | LOVES TRAVEL STOP #309 | 1539 MADISON AVE | AURORA | 68818 | HAMILTON | LOVES TRAVEL STOPS & COUNTRY STORES INC | PO BOX 26210 | OKLAHOMA CITY | OK | 73126 | 5 | Currently in Use | 8000 | Jacketed | Federally Regulated | None | Fiberglass Reinforced Plastic Coated | Regular Unleaded | 2003 |  |  | Double Walled | Plastic
12218 | LOVES TRAVEL STOP #309 | 1539 MADISON AVE | AURORA | 68818 | HAMILTON | LOVES TRAVEL STOPS & COUNTRY STORES INC | PO BOX 26210 | OKLAHOMA CITY | OK | 73126 | 6 | Currently in Use | 20000 | Fiberglass Reinforced Plastic | Federally Regulated |  |  | , Other->B-99 (Diesel Soy Oil) | 2011 |  |  | Double Walled | DOUBLE WALLED, Fiberglass Reinforced Plastic
7745 | MICHAEL PETERS | 1805 E 14 ROAD | AURORA | 68818 | HAMILTON | MICHAEL PETERS | 1805 E 14 RD | AURORA | NE | 68818 | 1 | Permanently Out of Use | 2000 | Steel | Federally Regulated | Unknown | Unknown | #2 Diesel | 1984 | 1/1/1991 |  |  | Steel
7741 | NEBRASKA DEPT OF TRANS | 802 13TH ST | AURORA | 68818 | HAMILTON | HAMILTON COUNTY HIGHWAY DEPARTMENT | 1509 A ST | AURORA | NE | 68818 | 1 | Temporarily Out of Use | 2000 | Fiberglass Reinforced Plastic | Federally Regulated | None | None | #2 Diesel | 1987 |  |  |  | Fiberglass Reinforced Plastic
7741 | NEBRASKA DEPT OF TRANS | 802 13TH ST | AURORA | 68818 | HAMILTON | HAMILTON COUNTY HIGHWAY DEPARTMENT | 1509 A ST | AURORA | NE | 68818 | 2 | Temporarily Out of Use | 2000 | Fiberglass Reinforced Plastic | Federally Regulated | None | None | #2 Diesel | 1987 |  |  |  | Fiberglass Reinforced Plastic
411 | PUMP & PANTRY #7 | 1304 Q ST | AURORA | 68818 | HAMILTON | BOSSELMAN PUMP & PANTRY INC | PO BOX 4905 | GRAND ISLAND | NE | 68802-4905 | 5 | Currently in Use | 10000 | Fiberglass Reinforced Plastic | Federally Regulated | None | None | Regular Unleaded | 1997 |  |  |  | Fiberglass Reinforced Plastic
411 | PUMP & PANTRY #7 | 1304 Q ST | AURORA | 68818 | HAMILTON | BOSSELMAN PUMP & PANTRY INC | PO BOX 4905 | GRAND ISLAND | NE | 68802-4905 | 6 | Currently in Use | 6000 | Fiberglass Reinforced Plastic | Federally Regulated | None | None | Regular Unleaded | 1997 |  |  |  | Fiberglass Reinforced Plastic
411 | PUMP & PANTRY #7 | 1304 Q ST | AURORA | 68818 | HAMILTON | BOSSELMAN PUMP & PANTRY INC | PO BOX 4905 | GRAND ISLAND | NE | 68802-4905 | 7 | Currently in Use | 6000 | Fiberglass Reinforced Plastic | Federally Regulated | None | None | #2 Diesel | 1997 |  |  |  | Fiberglass Reinforced Plastic
2854 | T & L LIQUORS | 213 S 16TH ST | AURORA | 68818 | HAMILTON | DANCO AURORA LLC | PO BOX 10 | VALENTINE | NE | 69201 | 1 | Currently in Use | 8000 | Steel | Federally Regulated | None | Impressed Current Cathodic Protection | Regular Unleaded | 1985 |  |  |  | Plastic, Steel
2854 | T & L LIQUORS | 213 S 16TH ST | AURORA | 68818 | HAMILTON | DANCO AURORA LLC | PO BOX 10 | VALENTINE | NE | 69201 | 2 | Currently in Use | 6000 | Steel | Federally Regulated | None | Impressed Current Cathodic Protection | E-10 | 1985 |  |  |  | Steel
12087 | UNKNOWN | 1224 L ST | AURORA | 68818 | HAMILTON | JOHN CONDON | 1224 L STREET | AURORA | NE | 68818 | 1 | Permanently Out of Use | 9999 | Unknown | Federally Regulated | Unknown | Unknown | Other->unknown | 1901 | 1/1/1901
12087 | UNKNOWN | 1224 L ST | AURORA | 68818 | HAMILTON | JOHN CONDON | 1224 L STREET | AURORA | NE | 68818 | 2 | Permanently Out of Use | 9999 | Unknown | Federally Regulated | Unknown | Unknown | Other->unknown | 1901 | 1/1/1901
12087 | UNKNOWN | 1224 L ST | AURORA | 68818 | HAMILTON | JOHN CONDON | 1224 L STREET | AURORA | NE | 68818 | 3 | Permanently Out of Use | 9999 | Unknown | Federally Regulated | Unknown | Unknown | Other->unknown | 1901 | 1/1/1901
6871 | AURORA COOP dba KEENE COOP | 435 RAILROAD | AXTELL | 68924 | KEARNEY | AURORA COOPERATIVE ELEVATOR | PO BOX 209 | AURORA | NE | 68818-0209 | 1 | Currently in Use | 4000 | Fiberglass Reinforced Plastic | Federally Regulated | Internal Lining(e.g., epoxy resins) | None | E-10 | 1977 |  |  |  | Fiberglass Reinforced Plastic
6871 | AURORA COOP dba KEENE COOP | 435 RAILROAD | AXTELL | 68924 | KEARNEY | AURORA COOPERATIVE ELEVATOR | PO BOX 209 | AURORA | NE | 68818-0209 | 2 | Currently in Use | 4000 | Fiberglass Reinforced Plastic | Federally Regulated | Internal Lining(e.g., epoxy resins) | None | #2 Diesel | 1977 |  |  |  | Fiberglass Reinforced Plastic
4725 | BETHPHAGE RESIDENTIAL CENTER | 1044 23RD RD | AXTELL | 68924 | KEARNEY | MOSAIC | PO BOX 67 | AXTELL | NE | 68924-0067 | 2 | Currently in Use | 1000 | Jacketed | Federally Regulated | None | Poly Jacket | Other-># 2 Dyed Diesel | 1998 |  |  | Double Walled | Plastic
2362 | CPI MR TIRE | 503 N MAIN ST | AXTELL | 68924 | KEARNEY | COOPERATIVE PRODUCERS INC | PO BOX 1008 | HASTINGS | NE | 68902-1008 | 1 | Currently in Use | 10000 | Steel | Federally Regulated | None | Galvanic/Sacrificial Current Cathodic Protection, STIP3 Tank | Regular Unleaded | 1988 |  |  |  | Fiberglass Reinforced Plastic
2362 | CPI MR TIRE | 503 N MAIN ST | AXTELL | 68924 | KEARNEY | COOPERATIVE PRODUCERS INC | PO BOX 1008 | HASTINGS | NE | 68902-1008 | 2 | Currently in Use | 10000 | Steel | Federally Regulated | None | Galvanic/Sacrificial Current Cathodic Protection, STIP3 Tank | #2 Diesel | 1988 |  |  |  | Fiberglass Reinforced Plastic
2362 | CPI MR TIRE | 503 N MAIN ST | AXTELL | 68924 | KEARNEY | COOPERATIVE PRODUCERS INC | PO BOX 1008 | HASTINGS | NE | 68902-1008 | 3 | Currently in Use | 10000 | Steel | Federally Regulated | None | Galvanic/Sacrificial Current Cathodic Protection, STIP3 Tank | E-15 | 1988 |  |  |  | Fiberglass Reinforced Plastic
2203 | CENTRAL VALLEY AG COOP | 108 E CEDAR | BANCROFT | 68004 | CUMING | CENTRAL VALLEY AG COOP | PO BOX 429 | YORK | NE | 68467 | 1 | Permanently Out of Use | 1000 | Composite | Federally Regulated | None | None | Regular Unleaded | 1990 | 8/1/2022
2203 | CENTRAL VALLEY AG COOP | 108 E CEDAR | BANCROFT | 68004 | CUMING | CENTRAL VALLEY AG COOP | PO BOX 429 | YORK | NE | 68467 | 2 | Permanently Out of Use | 1000 | Composite | Federally Regulated | None | None | #1 Diesel | 1990 | 8/1/2022
3746 | MYRON VOGT SALES & SERVICE | N MAIN & HWY 16 | BANCROFT | 68004 | CUMING | MYRON VOGT SALES & SVC | PO BOX 266 | BANCROFT | NE | 68004 | 1 | Permanently Out of Use | 3000 | Steel | Federally Regulated | None | Painted(e.g., asphaltic) | Empty, Regular Unleaded | 1946 |  |  |  | Steel
3746 | MYRON VOGT SALES & SERVICE | N MAIN & HWY 16 | BANCROFT | 68004 | CUMING | MYRON VOGT SALES & SVC | PO BOX 266 | BANCROFT | NE | 68004 | 2 | Permanently Out of Use | 1000 | Steel | Federally Regulated | None | Painted(e.g., asphaltic) | Empty, Regular Unleaded | 1946 |  |  |  | Steel
4302 | RUDEs MART INC | 1988 HIGHWAY 16 | BANCROFT | 68004-3547 | CUMING | RUDEs MART INC | 1988 HIGHWAY 16 | BANCROFT | NE | 68004-3547 | 5 | Currently in Use | 6000 | Jacketed | Federally Regulated | None | Fiberglass Reinforced Plastic Coated | Regular Unleaded | 1998 |  |  |  | Fiberglass Reinforced Plastic
4302 | RUDEs MART INC | 1988 HIGHWAY 16 | BANCROFT | 68004-3547 | CUMING | RUDEs MART INC | 1988 HIGHWAY 16 | BANCROFT | NE | 68004-3547 | 6 | Currently in Use | 6000 | Jacketed | Federally Regulated | None | Fiberglass Reinforced Plastic Coated | Regular Unleaded | 1998 |  |  |  | Fiberglass Reinforced Plastic
7389 | BARTELS SERVICE | GENERAL DELIVERY | BARNESTON | 68309 | GAGE | LAVERN BARTELS | GENERAL DELIVERY | BARNESTON | NE | 68309 | 1 | Permanently Out of Use | 500 | Unknown | Federally Regulated | Unknown | TARRED | Regular Unleaded | 1961 | 10/1/1990 |  |  | Unknown
7389 | BARTELS SERVICE | GENERAL DELIVERY | BARNESTON | 68309 | GAGE | LAVERN BARTELS | GENERAL DELIVERY | BARNESTON | NE | 68309 | 2 | Permanently Out of Use | 1000 | Unknown | Federally Regulated | Unknown | TARRED | Regular Unleaded | 1964 | 10/1/1990 |  |  | Unknown
822 | NEBRASKA DEPT OF TRANS | 210 RANDOLPH ST | BARTLETT | 68622 | WHEELER | NEB DEPT OF TRANS | 5001 S 14TH ST | LINCOLN | NE | 68512 | 1 | Permanently Out of Use | 2550 | Fiberglass Reinforced Plastic | Federally Regulated | Unknown | None | #2 Diesel | 1985 | 2/1/2022 |  |  | Steel
822 | NEBRASKA DEPT OF TRANS | 210 RANDOLPH ST | BARTLETT | 68622 | WHEELER | NEB DEPT OF TRANS | 5001 S 14TH ST | LINCOLN | NE | 68512 | 2 | Permanently Out of Use | 1010 | Fiberglass Reinforced Plastic | Federally Regulated | Unknown | None | #2 Diesel | 1985 | 9/1/2022 |  |  | Steel
4767 | PLETCHER FLYING SERVICE | 2.5 M W/1 M S E SIDE OF RD | BARTLETT | 68622 | WHEELER | PLETCHER FLYING SVC | PO BOX 100 | NORTH LOUP | NE | 68859 | 1 | Permanently Out of Use | 1000 | Steel | Federally Regulated | None | Painted(e.g., asphaltic) | Empty, Regular Unleaded | 1901 |  |  |  | Steel
5228 | WEMART | HWY 281 | BARTLETT | 68622 | WHEELER | WEMART LLC | PO BOX 37 | BARTLETT | NE | 68622 | 1 | Currently in Use | 6000 | Steel | Federally Regulated | Internal Lining(e.g., epoxy resins) | Impressed Current Cathodic Protection | Regular Unleaded | 1980 |  |  |  | Fiberglass Reinforced Plastic
5228 | WEMART | HWY 281 | BARTLETT | 68622 | WHEELER | WEMART LLC | PO BOX 37 | BARTLETT | NE | 68622 | 2 | Currently in Use | 6000 | Steel | Federally Regulated | Internal Lining(e.g., epoxy resins) | Impressed Current Cathodic Protection | Regular Unleaded | 1980 |  |  |  | Fiberglass Reinforced Plastic
5228 | WEMART | HWY 281 | BARTLETT | 68622 | WHEELER | WEMART LLC | PO BOX 37 | BARTLETT | NE | 68622 | 3 | Currently in Use | 10000 | Steel | Federally Regulated | Internal Lining(e.g., epoxy resins) | Impressed Current Cathodic Protection | #2 Diesel | 1980 |  |  |  | Fiberglass Reinforced Plastic
8794 | WHEELER CENTRAL PUBLIC SCHOOL | 600 RANDOLPH ST | BARTLETT | 68622 | WHEELER | WHEELER CENTRAL PUBLIC SCHOOL | PO BOX 68 | BARTLETT | NE | 68622 | 1 | Currently in Use | 10000 | Steel | Heating Oil | None | Impressed Current Cathodic Protection | Heating Oil 2 | 1957 |  |  |  | Steel
8794 | WHEELER CENTRAL PUBLIC SCHOOL | 600 RANDOLPH ST | BARTLETT | 68622 | WHEELER | WHEELER CENTRAL PUBLIC SCHOOL | PO BOX 68 | BARTLETT | NE | 68622 | 2 | Currently in Use | 10000 | Steel | Heating Oil | None | Impressed Current Cathodic Protection | Heating Oil 2 | 1978 |  |  |  | Steel
12002 | WHEELER COUNTY RD DEPARTMENT | 49693 831ST RD | BARTLETT | 68622 | WHEELER | WHEELER COUNTY RD DEPARTMENT | PO BOX 128 | BARTLETT | NE | 68622 | 1 | Temporarily Out of Use | 2000 | Steel | Federally Regulated | None | STIP3 Tank | #2 Diesel | 1999 |  |  |  | Fiberglass Reinforced Plastic
400 | BARTLEY 66 STATION (FORMER) | HWY 34 | BARTLEY | 69020 | RED WILLOW | KENNETH & CHARLENE DOHERTY | RR 4 BOX 218 | MCCOOK | NE | 69001 | 1 | Permanently Out of Use | 3000 | Steel | Federally Regulated | None | Painted(e.g., asphaltic) | Empty | 1961 | 3/1/1989 |  |  | Steel
400 | BARTLEY 66 STATION (FORMER) | HWY 34 | BARTLEY | 69020 | RED WILLOW | KENNETH & CHARLENE DOHERTY | RR 4 BOX 218 | MCCOOK | NE | 69001 | 2 | Permanently Out of Use | 3000 | Steel | Federally Regulated | None | Painted(e.g., asphaltic) | Empty | 1961 | 3/1/1989 |  |  | Steel
3339 | BARTLEY CARDTROL | 101 W MAPLE | BARTLEY | 69020 | RED WILLOW | AG VALLEY COOP | PO BOX 68 | EDISON | NE | 68936-0068 | 4 | Currently in Use | 10000 | Fiberglass Reinforced Plastic | Federally Regulated | Unknown | None | E-10 | 1998 |  |  |  | Fiberglass Reinforced Plastic
3339 | BARTLEY CARDTROL | 101 W MAPLE | BARTLEY | 69020 | RED WILLOW | AG VALLEY COOP | PO BOX 68 | EDISON | NE | 68936-0068 | 5 | Currently in Use | 10000 | Fiberglass Reinforced Plastic | Federally Regulated | Unknown | None | E-10 | 1998 |  |  |  | Fiberglass Reinforced Plastic
3339 | BARTLEY CARDTROL | 101 W MAPLE | BARTLEY | 69020 | RED WILLOW | AG VALLEY COOP | PO BOX 68 | EDISON | NE | 68936-0068 | 6 | Currently in Use | 10000 | Fiberglass Reinforced Plastic | Federally Regulated | Unknown | None | #2 Diesel, Other->Roadmaster Diesel | 1998 |  |  |  | Fiberglass Reinforced Plastic
541 | KMNE TV CHANNEL 7 | HWY 183 (17 MI S) | BASSETT | 68714 | ROCK | NEBRASKA ETV COMMISSION | 1800 N 33RD ST | LINCOLN | NE | 68503 | 2 | Currently in Use | 560 | Steel | Federally Regulated | None | Galvanic/Sacrificial Current Cathodic Protection, STIP3 Tank | #2 Diesel | 1994 |  |  |  | Plastic
1861 | ROCK COUNTY HOSPITAL | 102 E S ST | BASSETT | 68714 | ROCK | ROCK COUNTY HOSPITAL | 102 E S ST | BASSETT | NE | 68714 | 3 | Currently in Use | 1000 | Composite | Federally Regulated | None | Plastic Jacket | #2 Diesel | 1999 |  |  | Double Walled | Plastic
2858 | SCOTTs PLACE | 102 W HWY 20 | BASSETT | 68714 | ROCK | SCOTTS CON INC | PO BOX 442 | BASSETT | NE | 68714 | 1 | Currently in Use | 8000 | Steel | Federally Regulated | None | Galvanic/Sacrificial Current Cathodic Protection, STIP3 Tank | Regular Unleaded | 1990 |  |  |  | Fiberglass Reinforced Plastic
2858 | SCOTTs PLACE | 102 W HWY 20 | BASSETT | 68714 | ROCK | SCOTTS CON INC | PO BOX 442 | BASSETT | NE | 68714 | 2 | Currently in Use | 8000 | Steel | Federally Regulated | None | Galvanic/Sacrificial Current Cathodic Protection, STIP3 Tank | E-10 | 1990 |  |  |  | Fiberglass Reinforced Plastic
2858 | SCOTTs PLACE | 102 W HWY 20 | BASSETT | 68714 | ROCK | SCOTTS CON INC | PO BOX 442 | BASSETT | NE | 68714 | 3 | Currently in Use | 8000 | Steel | Federally Regulated | None | Galvanic/Sacrificial Current Cathodic Protection, STIP3 Tank | #2 Diesel | 1990 |  |  |  | Fiberglass Reinforced Plastic
2858 | SCOTTs PLACE | 102 W HWY 20 | BASSETT | 68714 | ROCK | SCOTTS CON INC | PO BOX 442 | BASSETT | NE | 68714 | 4 | Currently in Use | 8000 | Jacketed | Federally Regulated |  |  | E-10 | 2023 |  |  | Double Walled | Plastic
5432 | BATTLE CREEK FARMERS COOP N/S | 400 W FRONT ST | BATTLE CREEK | 68715 | MADISON | BATTLE CREEK FARMERS COOP | PO BOX 10 | BATTLE CREEK | NE | 68715-0010 | 2 | Currently in Use | 1000 | Jacketed | Federally Regulated | None | Plastic Jacket | Regular Unleaded | 1998 |  |  | Double Walled | Fiberglass Reinforced Plastic
5432 | BATTLE CREEK FARMERS COOP N/S | 400 W FRONT ST | BATTLE CREEK | 68715 | MADISON | BATTLE CREEK FARMERS COOP | PO BOX 10 | BATTLE CREEK | NE | 68715-0010 | 3 | Currently in Use | 1000 | Jacketed | Federally Regulated |  | Plastic Jacket | #2 Diesel | 1998 |  |  | Double Walled | Fiberglass Reinforced Plastic
11794 | BATTLE CREEK FARMERS COOP/SOUTH PLANT | HWY 121 1 1/2 MI S OF BATTLE CREEK | BATTLE CREEK | 68715 | MADISON | BATTLE CREEK FARMERS COOP | PO BOX 10 | BATTLE CREEK | NE | 68715-0010 | 1 | Currently in Use | 1000 | Jacketed | Federally Regulated | None | Plastic Jacket | #2 Diesel | 1999 |  |  | Double Walled | Fiberglass Reinforced Plastic
11794 | BATTLE CREEK FARMERS COOP/SOUTH PLANT | HWY 121 1 1/2 MI S OF BATTLE CREEK | BATTLE CREEK | 68715 | MADISON | BATTLE CREEK FARMERS COOP | PO BOX 10 | BATTLE CREEK | NE | 68715-0010 | 2 | Currently in Use | 1000 | Jacketed | Federally Regulated |  | Plastic Jacket | #2 Diesel | 1999 |  |  | Double Walled | Fiberglass Reinforced Plastic
12872 | FARMERS PRIDE COOP BATTLE CREEK | 83755 HIGHWAY 121 | BATTLE CREEK | 68715 | MADISON | FARMERS PRIDE COOP BATTLE CREEK | 83755 NE 121 | BATTLE CREEK | NE | 68715 | 1 | Currently in Use | 6000 | Fiberglass Reinforced Plastic | Federally Regulated |  |  | Regular Unleaded | 2023 |  |  | Double Walled | Plastic
12872 | FARMERS PRIDE COOP BATTLE CREEK | 83755 HIGHWAY 121 | BATTLE CREEK | 68715 | MADISON | FARMERS PRIDE COOP BATTLE CREEK | 83755 NE 121 | BATTLE CREEK | NE | 68715 | 2 | Currently in Use | 6000 | Fiberglass Reinforced Plastic | Federally Regulated |  |  | E-10 | 2023 |  |  | Double Walled | Plastic
12872 | FARMERS PRIDE COOP BATTLE CREEK | 83755 HIGHWAY 121 | BATTLE CREEK | 68715 | MADISON | FARMERS PRIDE COOP BATTLE CREEK | 83755 NE 121 | BATTLE CREEK | NE | 68715 | 3 | Currently in Use | 6000 | Fiberglass Reinforced Plastic | Federally Regulated |  |  | E-85 | 2023 |  |  | Double Walled | Plastic
12872 | FARMERS PRIDE COOP BATTLE CREEK | 83755 HIGHWAY 121 | BATTLE CREEK | 68715 | MADISON | FARMERS PRIDE COOP BATTLE CREEK | 83755 NE 121 | BATTLE CREEK | NE | 68715 | 4 | Currently in Use | 10000 | Fiberglass Reinforced Plastic | Federally Regulated |  |  | #2 Diesel | 2023 |  |  | Double Walled | Plastic
12872 | FARMERS PRIDE COOP BATTLE CREEK | 83755 HIGHWAY 121 | BATTLE CREEK | 68715 | MADISON | FARMERS PRIDE COOP BATTLE CREEK | 83755 NE 121 | BATTLE CREEK | NE | 68715 | 5 | Currently in Use | 5000 | Fiberglass Reinforced Plastic | Federally Regulated |  |  | #1 Diesel | 2023 |  |  | Double Walled | Plastic
12872 | FARMERS PRIDE COOP BATTLE CREEK | 83755 HIGHWAY 121 | BATTLE CREEK | 68715 | MADISON | FARMERS PRIDE COOP BATTLE CREEK | 83755 NE 121 | BATTLE CREEK | NE | 68715 | 6 | Currently in Use | 5000 | Fiberglass Reinforced Plastic | Federally Regulated |  |  |  | 2023 |  |  | Double Walled | Plastic
6887 | GLENDALE FARMS | RR 1 | BATTLE CREEK | 68715 | MADISON | JAMES VOLK | 54572 834TH RD | BATTLE CREEK | NE | 68715 | 1 | Permanently Out of Use | 2000 | Steel | Federally Regulated | Unknown | Painted(e.g., asphaltic) | Empty | 1981 | 12/1/1999
2609 | TILLYs | 316 W MAIN ST | BATTLE CREEK | 68715 | MADISON | TILLYS INC | 316 N MAIN ST | BATTLE CREEK | NE | 68715 | 1 | Currently in Use | 10000 | Steel | Federally Regulated | None | Impressed Current Cathodic Protection, Painted(e.g., asphaltic) | Regular Unleaded | 1984 |  |  |  | Steel
2609 | TILLYs | 316 W MAIN ST | BATTLE CREEK | 68715 | MADISON | TILLYS INC | 316 N MAIN ST | BATTLE CREEK | NE | 68715 | 2 | Currently in Use | 10000 | Steel | Federally Regulated | None | Impressed Current Cathodic Protection, Painted(e.g., asphaltic) | Regular Unleaded | 1984 |  |  |  | Steel
1530 | KUSKIE REIFSCHNEIDER OIL CO | 545 MAIN ST | BAYARD | 69334 | MORRILL | RICHARD REIFSCHNEIDER AND DUANE KUSKIE | PO BOX 307 | BAYARD | NE | 69334-0307 | 4 | Currently in Use | 1500 | Steel | Federally Regulated | None | Galvanic/Sacrificial Current Cathodic Protection, STIP3 Tank | #2 Diesel | 2000 |  |  |  | Fiberglass Reinforced Plastic, Plastic
1530 | KUSKIE REIFSCHNEIDER OIL CO | 545 MAIN ST | BAYARD | 69334 | MORRILL | RICHARD REIFSCHNEIDER AND DUANE KUSKIE | PO BOX 307 | BAYARD | NE | 69334-0307 | 5 | Currently in Use | 3000 | Steel | Federally Regulated | None | Galvanic/Sacrificial Current Cathodic Protection, STIP3 Tank | Regular Unleaded | 2000 |  |  |  | Fiberglass Reinforced Plastic, Plastic
3519 | RONALD DUDDEN | W 4TH ST | BAYARD | 69334 | MORRILL | DUDDEN, RONALD 7 GARRETT | 813 W 23RD ST | SCOTTSFLUFF | NE | 69361 | 1 | Permanently Out of Use | 1000 | Steel | Federally Regulated | Unknown | Painted(e.g., asphaltic) | Regular Unleaded | 1901 |  |  |  | Steel
6625 | BEATRICE MUNICIPAL AIRPORT | 3301 N 6TH ST | BEATRICE | 68310 | GAGE | CITY OF BEATRICE MUNICIPAL AIRPORT | 3301 N 6TH ST | BEATRICE | NE | 68310 | 2 | Currently in Use | 12000 | Steel | Federally Regulated | Internal Lining(e.g., epoxy resins) | Impressed Current Cathodic Protection | Other->Aviation Fuel | 1976
6625 | BEATRICE MUNICIPAL AIRPORT | 3301 N 6TH ST | BEATRICE | 68310 | GAGE | CITY OF BEATRICE MUNICIPAL AIRPORT | 3301 N 6TH ST | BEATRICE | NE | 68310 | 3 | Currently in Use | 560 | Steel | Federally Regulated | None | Galvanic/Sacrificial Current Cathodic Protection, STIP3 Tank | #2 Diesel | 1989
6625 | BEATRICE MUNICIPAL AIRPORT | 3301 N 6TH ST | BEATRICE | 68310 | GAGE | CITY OF BEATRICE MUNICIPAL AIRPORT | 3301 N 6TH ST | BEATRICE | NE | 68310 | 4 | Currently in Use | 12000 | Steel | Federally Regulated | None | Galvanic/Sacrificial Current Cathodic Protection, STIP3 Tank | Other->Aviation Fuel | 1989 |  |  |  | Fiberglass Reinforced Plastic
6625 | BEATRICE MUNICIPAL AIRPORT | 3301 N 6TH ST | BEATRICE | 68310 | GAGE | CITY OF BEATRICE MUNICIPAL AIRPORT | 3301 N 6TH ST | BEATRICE | NE | 68310 | 5 | Currently in Use | 12000 | Steel | Federally Regulated | None | Galvanic/Sacrificial Current Cathodic Protection, STIP3 Tank | Other->Aviation Fuel | 1989 |  |  |  | Fiberglass Reinforced Plastic
4133 | BENASH STANDARD SERVICE | 6TH & HIGH ST | BEATRICE | 68310 | GAGE | BENASH STANDARD SVC | 6TH & HIGH ST | BEATRICE | NE | 68310 | 1 | Permanently Out of Use | 10000 | Steel | Federally Regulated | Unknown | Fiberglass Reinforced Plastic Coated | Regular Unleaded | 1974 | 12/1/1998 |  |  | Steel
4133 | BENASH STANDARD SERVICE | 6TH & HIGH ST | BEATRICE | 68310 | GAGE | BENASH STANDARD SVC | 6TH & HIGH ST | BEATRICE | NE | 68310 | 2 | Permanently Out of Use | 2000 | Steel | Federally Regulated | Unknown | Fiberglass Reinforced Plastic Coated | Regular Unleaded | 1974 | 12/1/1998 |  |  | Steel
6474 | CASEYS GENERAL STORE #1744 | 1500 E COURT ST | BEATRICE | 68310 | GAGE | CASEYS RETAIL CO | PO BOX 3001 | ANKENY | IA | 50021-8045 | 1 | Currently in Use | 10000 | Fiberglass Reinforced Plastic | Federally Regulated | None | None | Regular Unleaded | 1994 |  |  |  | Fiberglass Reinforced Plastic
6474 | CASEYS GENERAL STORE #1744 | 1500 E COURT ST | BEATRICE | 68310 | GAGE | CASEYS RETAIL CO | PO BOX 3001 | ANKENY | IA | 50021-8045 | 2 | Currently in Use | 10000 | Fiberglass Reinforced Plastic | Federally Regulated | None | None | Regular Unleaded | 1994 |  |  |  | Fiberglass Reinforced Plastic
11129 | CASEYS GENERAL STORE #1784 | 806 W COURT | BEATRICE | 68310 | GAGE | CASEYS RETAIL CO | PO BOX 3001 | ANKENY | IA | 50021-8045 | 1 | Currently in Use | 10000 | Fiberglass Reinforced Plastic | Federally Regulated | None | None | Regular Unleaded | 1994 |  |  |  | Fiberglass Reinforced Plastic
11129 | CASEYS GENERAL STORE #1784 | 806 W COURT | BEATRICE | 68310 | GAGE | CASEYS RETAIL CO | PO BOX 3001 | ANKENY | IA | 50021-8045 | 2 | Currently in Use | 10000 | Fiberglass Reinforced Plastic | Federally Regulated | None | None | E-10 | 1994 |  |  |  | Fiberglass Reinforced Plastic
1039 | CASEYS GENERAL STORE #2702 | 1116 N 6TH ST | BEATRICE | 68310 | GAGE | CASEYS RETAIL CO | PO BOX 3001 | ANKENY | IA | 50021-8045 | 5 | Currently in Use | 12000 | Fiberglass Reinforced Plastic | Federally Regulated | None | None | Regular Unleaded | 2007 |  |  | Double Walled | Plastic
1039 | CASEYS GENERAL STORE #2702 | 1116 N 6TH ST | BEATRICE | 68310 | GAGE | CASEYS RETAIL CO | PO BOX 3001 | ANKENY | IA | 50021-8045 | 6 | Currently in Use | 12000 | Fiberglass Reinforced Plastic | Federally Regulated | None | None | E-10 | 2007 |  |  | Double Walled | Plastic
2921 | EAST COURT 66 | 1538 E COURT ST | BEATRICE | 68310 | GAGE | GAGE COUNTY OIL CO INC | PO BOX 252 | BEATRICE | NE | 68310 | 5 | Temporarily Out of Use | 8000 | Steel | Federally Regulated | None | Galvanic/Sacrificial Current Cathodic Protection, STIP3 Tank | Regular Unleaded | 1999 |  |  |  | Fiberglass Reinforced Plastic
2921 | EAST COURT 66 | 1538 E COURT ST | BEATRICE | 68310 | GAGE | GAGE COUNTY OIL CO INC | PO BOX 252 | BEATRICE | NE | 68310 | 6 | Temporarily Out of Use | 2000 | Steel | Federally Regulated | None | Galvanic/Sacrificial Current Cathodic Protection, STIP3 Tank | Regular Unleaded | 1999 |  |  |  | Fiberglass Reinforced Plastic
2921 | EAST COURT 66 | 1538 E COURT ST | BEATRICE | 68310 | GAGE | GAGE COUNTY OIL CO INC | PO BOX 252 | BEATRICE | NE | 68310 | 7 | Temporarily Out of Use | 6000 | Steel | Federally Regulated | None | Galvanic/Sacrificial Current Cathodic Protection, STIP3 Tank | Regular Unleaded | 1999 |  |  |  | Fiberglass Reinforced Plastic
4442 | FARMERS COOPERATIVE | 1615 N 6TH ST | BEATRICE | 68310 | GAGE | FARMERS COOPERATIVE | PO BOX 263 | DORCHESTER | NE | 68343 | 1 | Currently in Use | 3000 | Steel | Federally Regulated | None | Galvanic/Sacrificial Current Cathodic Protection, STIP3 Tank | E-85 | 1990 |  |  |  | Fiberglass Reinforced Plastic
4442 | FARMERS COOPERATIVE | 1615 N 6TH ST | BEATRICE | 68310 | GAGE | FARMERS COOPERATIVE | PO BOX 263 | DORCHESTER | NE | 68343 | 2 | Currently in Use | 2000 | Steel | Federally Regulated | None | Galvanic/Sacrificial Current Cathodic Protection, STIP3 Tank | #2 Diesel | 1990 |  |  |  | Fiberglass Reinforced Plastic
4442 | FARMERS COOPERATIVE | 1615 N 6TH ST | BEATRICE | 68310 | GAGE | FARMERS COOPERATIVE | PO BOX 263 | DORCHESTER | NE | 68343 | 3 | Currently in Use | 2000 | Steel | Federally Regulated | None | Galvanic/Sacrificial Current Cathodic Protection, STIP3 Tank | #2 Diesel | 1990 |  |  |  | Fiberglass Reinforced Plastic
4442 | FARMERS COOPERATIVE | 1615 N 6TH ST | BEATRICE | 68310 | GAGE | FARMERS COOPERATIVE | PO BOX 263 | DORCHESTER | NE | 68343 | 4 | Currently in Use | 8000 | Steel | Federally Regulated | None | Galvanic/Sacrificial Current Cathodic Protection, STIP3 Tank | E-10 | 1990 |  |  |  | Fiberglass Reinforced Plastic
4442 | FARMERS COOPERATIVE | 1615 N 6TH ST | BEATRICE | 68310 | GAGE | FARMERS COOPERATIVE | PO BOX 263 | DORCHESTER | NE | 68343 | 5 | Currently in Use | 4000 | Steel | Federally Regulated | None | Galvanic/Sacrificial Current Cathodic Protection, STIP3 Tank | Regular Unleaded | 1990 |  |  |  | Fiberglass Reinforced Plastic
4442 | FARMERS COOPERATIVE | 1615 N 6TH ST | BEATRICE | 68310 | GAGE | FARMERS COOPERATIVE | PO BOX 263 | DORCHESTER | NE | 68343 | 6 | Currently in Use | 6000 | Steel | Federally Regulated | None | Galvanic/Sacrificial Current Cathodic Protection, STIP3 Tank | #2 Diesel | 1990 |  |  |  | Fiberglass Reinforced Plastic
12420 | FARMERS COOPERATIVE - BEATRICE NORTH BULK | 710 DORSEY ST | BEATRICE | 68310 | GAGE | FARMERS COOPERATIVE | PO BOX 263 | DORCHESTER | NE | 68343-0263 | 1 | Currently in Use | 10000 | Fiberglass Reinforced Plastic | Federally Regulated | None | None | E-85 | 2008 |  |  |  | Steel
12420 | FARMERS COOPERATIVE - BEATRICE NORTH BULK | 710 DORSEY ST | BEATRICE | 68310 | GAGE | FARMERS COOPERATIVE | PO BOX 263 | DORCHESTER | NE | 68343-0263 | 2 | Currently in Use | 10000 | Fiberglass Reinforced Plastic | Federally Regulated | None | None | Regular Unleaded | 2008 |  |  |  | Steel
12420 | FARMERS COOPERATIVE - BEATRICE NORTH BULK | 710 DORSEY ST | BEATRICE | 68310 | GAGE | FARMERS COOPERATIVE | PO BOX 263 | DORCHESTER | NE | 68343-0263 | 3 | Currently in Use | 20000 | Fiberglass Reinforced Plastic | Federally Regulated | None | None | #2 Diesel, Other->dyed | 2008 |  |  |  | Steel
12420 | FARMERS COOPERATIVE - BEATRICE NORTH BULK | 710 DORSEY ST | BEATRICE | 68310 | GAGE | FARMERS COOPERATIVE | PO BOX 263 | DORCHESTER | NE | 68343-0263 | 4 | Currently in Use | 20000 | Fiberglass Reinforced Plastic | Federally Regulated | None | None | #2 Diesel, Other->field master | 2008 |  |  |  | Steel
12420 | FARMERS COOPERATIVE - BEATRICE NORTH BULK | 710 DORSEY ST | BEATRICE | 68310 | GAGE | FARMERS COOPERATIVE | PO BOX 263 | DORCHESTER | NE | 68343-0263 | 5 | Currently in Use | 20000 | Fiberglass Reinforced Plastic | Federally Regulated | None | None | #2 Diesel, Other->clear | 2008 |  |  |  | Steel
12420 | FARMERS COOPERATIVE - BEATRICE NORTH BULK | 710 DORSEY ST | BEATRICE | 68310 | GAGE | FARMERS COOPERATIVE | PO BOX 263 | DORCHESTER | NE | 68343-0263 | 6 | Currently in Use | 20000 | Fiberglass Reinforced Plastic | Federally Regulated | None | None | #2 Diesel, Other->roadmaster | 2008 |  |  |  | Steel
12420 | FARMERS COOPERATIVE - BEATRICE NORTH BULK | 710 DORSEY ST | BEATRICE | 68310 | GAGE | FARMERS COOPERATIVE | PO BOX 263 | DORCHESTER | NE | 68343-0263 | 7 | Currently in Use | 20000 | Fiberglass Reinforced Plastic | Federally Regulated | None | None | E-10 | 2008 |  |  |  | Steel
12420 | FARMERS COOPERATIVE - BEATRICE NORTH BULK | 710 DORSEY ST | BEATRICE | 68310 | GAGE | FARMERS COOPERATIVE | PO BOX 263 | DORCHESTER | NE | 68343-0263 | 8 | Currently in Use | 10000 | Fiberglass Reinforced Plastic | Federally Regulated | None | None | #1 Diesel, Other->clear | 2008 |  |  |  | Steel
12420 | FARMERS COOPERATIVE - BEATRICE NORTH BULK | 710 DORSEY ST | BEATRICE | 68310 | GAGE | FARMERS COOPERATIVE | PO BOX 263 | DORCHESTER | NE | 68343-0263 | 9 | Currently in Use | 10000 | Fiberglass Reinforced Plastic | Federally Regulated | None | None | #1 Diesel, Other->dyed | 2008 |  |  |  | Steel
12420 | FARMERS COOPERATIVE - BEATRICE NORTH BULK | 710 DORSEY ST | BEATRICE | 68310 | GAGE | FARMERS COOPERATIVE | PO BOX 263 | DORCHESTER | NE | 68343-0263 | 10 | Currently in Use | 10000 | Fiberglass Reinforced Plastic | Federally Regulated | None | None | Other->B-99 | 2008 |  |  |  | Steel
1508 | FARMERS COOPERATIVE - BEATRICE SOUTH | 805 S 6TH ST | BEATRICE | 68310 | GAGE | FARMERS COOPERATIVE | PO BOX 263 | DORCHESTER | NE | 68343-0263 | 4 | Currently in Use | 5000 | Composite | Federally Regulated | None | Fiberglass Reinforced Plastic Coated, STIP3 Tank | Regular Unleaded | 1988 |  |  |  | Fiberglass Reinforced Plastic
1508 | FARMERS COOPERATIVE - BEATRICE SOUTH | 805 S 6TH ST | BEATRICE | 68310 | GAGE | FARMERS COOPERATIVE | PO BOX 263 | DORCHESTER | NE | 68343-0263 | 5 | Currently in Use | 5000 | Composite | Federally Regulated | None | Fiberglass Reinforced Plastic Coated, STIP3 | Regular Unleaded | 1988 |  |  |  | Fiberglass Reinforced Plastic
1508 | FARMERS COOPERATIVE - BEATRICE SOUTH | 805 S 6TH ST | BEATRICE | 68310 | GAGE | FARMERS COOPERATIVE | PO BOX 263 | DORCHESTER | NE | 68343-0263 | 6 | Currently in Use | 5000 | Composite | Federally Regulated | None | Fiberglass Reinforced Plastic Coated, STIP3 | E-10 | 1988 |  |  |  | Fiberglass Reinforced Plastic
1508 | FARMERS COOPERATIVE - BEATRICE SOUTH | 805 S 6TH ST | BEATRICE | 68310 | GAGE | FARMERS COOPERATIVE | PO BOX 263 | DORCHESTER | NE | 68343-0263 | 7 | Currently in Use | 6000 | Composite | Federally Regulated | None | Fiberglass Reinforced Plastic Coated | #2 Diesel | 1996 |  |  |  | Fiberglass Reinforced Plastic
1508 | FARMERS COOPERATIVE - BEATRICE SOUTH | 805 S 6TH ST | BEATRICE | 68310 | GAGE | FARMERS COOPERATIVE | PO BOX 263 | DORCHESTER | NE | 68343-0263 | 8 | Currently in Use | 4000 | Composite | Federally Regulated | None | Fiberglass Reinforced Plastic Coated | #2 Diesel, Other->Dyed | 1996 |  |  |  | Fiberglass Reinforced Plastic
7308 | GIT N SPLIT #25 | 301 S 6TH ST | BEATRICE | 68310 | GAGE | GAS N SHOP INC | PO BOX 81463 | LINCOLN | NE | 68501 | 1 | Currently in Use | 8000 | Steel | Federally Regulated | None | Galvanic/Sacrificial Current Cathodic Protection | Regular Unleaded | 1986 |  |  |  | Steel
7308 | GIT N SPLIT #25 | 301 S 6TH ST | BEATRICE | 68310 | GAGE | GAS N SHOP INC | PO BOX 81463 | LINCOLN | NE | 68501 | 2 | Currently in Use | 8000 | Steel | Federally Regulated | None | Galvanic/Sacrificial Current Cathodic Protection | Regular Unleaded | 1986 |  |  |  | Steel
7250 | MOMs CORNER | 566 W COURT ST | BEATRICE | 68310 | GAGE | DANCO PUMPERS LLC | PO BOX 10 | VALENTINE | NE | 69201 | 1 | Currently in Use | 8000 | Composite | Federally Regulated | None | Fiberglass Reinforced Plastic Coated, Galvanic/Sacrificial Current Cathodic Protection | Regular Unleaded | 1986 |  |  |  | Steel
7250 | MOMs CORNER | 566 W COURT ST | BEATRICE | 68310 | GAGE | DANCO PUMPERS LLC | PO BOX 10 | VALENTINE | NE | 69201 | 2 | Currently in Use | 8000 | Composite | Federally Regulated | None | Fiberglass Reinforced Plastic Coated, Galvanic/Sacrificial Current Cathodic Protection | E-10 | 1986 |  |  |  | Steel
722 | NEBRASKA DEPT OF TRANS | 117 N HILL ST | BEATRICE | 68310 | GAGE | NEB DEPT OF TRANS | 5001 S 14TH ST | LINCOLN | NE | 68512 | 1 | Currently in Use | 2087 | Fiberglass Reinforced Plastic | Federally Regulated | None | None | #2 Diesel | 1987 |  |  |  | Fiberglass Reinforced Plastic
722 | NEBRASKA DEPT OF TRANS | 117 N HILL ST | BEATRICE | 68310 | GAGE | NEB DEPT OF TRANS | 5001 S 14TH ST | LINCOLN | NE | 68512 | 2 | Currently in Use | 2087 | Fiberglass Reinforced Plastic | Federally Regulated | None | None | Regular Unleaded | 1987 |  |  |  | Fiberglass Reinforced Plastic
11982 | NICKs SUPERSTOP | 900 E COURT ST | BEATRICE | 68310 | GAGE | DANCO II 2706 BEATRICE LLC | PO BOX 10 | VALENTINE | NE | 69201 | 1 | Currently in Use | 10000 | Steel | Federally Regulated | None | Galvanic/Sacrificial Current Cathodic Protection, STIP3 Tank | E-10 | 1989 |  |  |  | Fiberglass Reinforced Plastic
11982 | NICKs SUPERSTOP | 900 E COURT ST | BEATRICE | 68310 | GAGE | DANCO II 2706 BEATRICE LLC | PO BOX 10 | VALENTINE | NE | 69201 | 2 | Currently in Use | 6000 | Steel | Federally Regulated | None | Galvanic/Sacrificial Current Cathodic Protection, STIP3 Tank | E-10 | 1989 |  |  |  | Fiberglass Reinforced Plastic
11982 | NICKs SUPERSTOP | 900 E COURT ST | BEATRICE | 68310 | GAGE | DANCO II 2706 BEATRICE LLC | PO BOX 10 | VALENTINE | NE | 69201 | 3 | Currently in Use | 4000 | Steel | Federally Regulated | None | Galvanic/Sacrificial Current Cathodic Protection, STIP3 Tank | Regular Unleaded | 1997 |  |  |  | Fiberglass Reinforced Plastic
4576 | NORMAN PIEPER | RR 4 BOX 77 | BEATRICE | 68310 | GAGE | NORMAN PIEPER | RR 4 BOX 77 | BEATRICE | NE | 68310 | 1 | Permanently Out of Use | 4000 | Steel | Federally Regulated | Unknown | TARRED | #2 Diesel | 1979 |  |  |  | Steel
4576 | NORMAN PIEPER | RR 4 BOX 77 | BEATRICE | 68310 | GAGE | NORMAN PIEPER | RR 4 BOX 77 | BEATRICE | NE | 68310 | 2 | Permanently Out of Use | 4000 | Steel | Federally Regulated | Unknown | TARRED | Regular Unleaded | 1979 |  |  |  | Steel
12395 | ONE STOP COUNTRY STORE | 11684 E US HIGHWAY 136 | BEATRICE | 68310 | GAGE | ONE STOP COUNTRY STORE LLC | 11684 E US HIGHWAY 136 | BEATRICE | NE | 68310 | 1 | Currently in Use | 6000 | Fiberglass Reinforced Plastic | Federally Regulated | None | None | E-10 | 2007 |  |  | Double Walled | Plastic
12395 | ONE STOP COUNTRY STORE | 11684 E US HIGHWAY 136 | BEATRICE | 68310 | GAGE | ONE STOP COUNTRY STORE LLC | 11684 E US HIGHWAY 136 | BEATRICE | NE | 68310 | 2 | Currently in Use | 4000 | Fiberglass Reinforced Plastic | Federally Regulated | None | None | E-10 | 2007 |  |  | Double Walled | Plastic
12395 | ONE STOP COUNTRY STORE | 11684 E US HIGHWAY 136 | BEATRICE | 68310 | GAGE | ONE STOP COUNTRY STORE LLC | 11684 E US HIGHWAY 136 | BEATRICE | NE | 68310 | 3 | Currently in Use | 5000 | Fiberglass Reinforced Plastic | Federally Regulated | None | None | Regular Unleaded | 2007 |  |  | Double Walled | Plastic
12395 | ONE STOP COUNTRY STORE | 11684 E US HIGHWAY 136 | BEATRICE | 68310 | GAGE | ONE STOP COUNTRY STORE LLC | 11684 E US HIGHWAY 136 | BEATRICE | NE | 68310 | 4 | Currently in Use | 5000 | Fiberglass Reinforced Plastic | Federally Regulated | None | None | #2 Diesel | 2007 |  |  | Double Walled | Plastic
3939 | RHEN MARSHALL INC | 402 S 6TH ST | BEATRICE | 68310 | GAGE | RHEN MARSHALL INC | PO BOX 622 | BEATRICE | NE | 68310 | 5 | Permanently Out of Use | 1500 | Unknown | Federally Regulated |  |  |  | 1901
3939 | RHEN MARSHALL INC | 402 S 6TH ST | BEATRICE | 68310 | GAGE | RHEN MARSHALL INC | PO BOX 622 | BEATRICE | NE | 68310 | 6 | Permanently Out of Use | 1500 | Unknown | Federally Regulated |  |  |  | 1901
3939 | RHEN MARSHALL INC | 402 S 6TH ST | BEATRICE | 68310 | GAGE | RHEN MARSHALL INC | PO BOX 622 | BEATRICE | NE | 68310 | 7 | Permanently Out of Use | 1500 | Unknown | Federally Regulated |  |  |  | 1901
3939 | RHEN MARSHALL INC | 402 S 6TH ST | BEATRICE | 68310 | GAGE | RHEN MARSHALL INC | PO BOX 622 | BEATRICE | NE | 68310 | 8 | Permanently Out of Use | 1500 | Unknown | Federally Regulated |  |  |  | 1901 | 1/1/1901
3938 | U-STOP #33 | 18550 US HWY 77 | BEATRICE | 68310 | GAGE | WHITEHEAD OIL CO | PO BOX 30211 | LINCOLN | NE | 68503-0211 | 5 | Currently in Use | 10000 | Fiberglass Reinforced Plastic | Federally Regulated | None | None | #2 Diesel | 1990 |  |  |  | Fiberglass Reinforced Plastic
3938 | U-STOP #33 | 18550 US HWY 77 | BEATRICE | 68310 | GAGE | WHITEHEAD OIL CO | PO BOX 30211 | LINCOLN | NE | 68503-0211 | 6 | Currently in Use | 10000 | Fiberglass Reinforced Plastic | Federally Regulated | None | None | #2 Diesel | 1990 |  |  |  | Fiberglass Reinforced Plastic
3938 | U-STOP #33 | 18550 US HWY 77 | BEATRICE | 68310 | GAGE | WHITEHEAD OIL CO | PO BOX 30211 | LINCOLN | NE | 68503-0211 | 7 | Currently in Use | 10000 | Fiberglass Reinforced Plastic | Federally Regulated | None | None | Regular Unleaded | 1990 |  |  |  | Fiberglass Reinforced Plastic
3938 | U-STOP #33 | 18550 US HWY 77 | BEATRICE | 68310 | GAGE | WHITEHEAD OIL CO | PO BOX 30211 | LINCOLN | NE | 68503-0211 | 8 | Currently in Use | 10000 | Fiberglass Reinforced Plastic | Federally Regulated | None | None | Regular Unleaded | 1990 |  |  |  | Fiberglass Reinforced Plastic
12876 | U-STOP S1 | 2766 SCOTT ST | BEATRICE | 68310 | GAGE | SONIECO LLC | 200 N 7TH ST STE 1 | BEATRICE | NE | 68310 | 1 | Currently in Use | 22000 | Fiberglass Reinforced Plastic | Federally Regulated |  |  | E-10 | 2023 |  |  | Double Walled | Plastic
12876 | U-STOP S1 | 2766 SCOTT ST | BEATRICE | 68310 | GAGE | SONIECO LLC | 200 N 7TH ST STE 1 | BEATRICE | NE | 68310 | 2 | Currently in Use | 8000 | Fiberglass Reinforced Plastic | Federally Regulated |  |  | Regular Unleaded | 2023 |  |  | Double Walled | Plastic
12876 | U-STOP S1 | 2766 SCOTT ST | BEATRICE | 68310 | GAGE | SONIECO LLC | 200 N 7TH ST STE 1 | BEATRICE | NE | 68310 | 3 | Currently in Use | 8000 | Fiberglass Reinforced Plastic | Federally Regulated |  |  | Premium Unleaded | 2023 |  |  | Double Walled | Plastic
12876 | U-STOP S1 | 2766 SCOTT ST | BEATRICE | 68310 | GAGE | SONIECO LLC | 200 N 7TH ST STE 1 | BEATRICE | NE | 68310 | 4 | Currently in Use | 22000 | Fiberglass Reinforced Plastic | Federally Regulated |  |  |  | 2023 |  |  | Double Walled | Plastic
3582 | PRO TECH AUTO II | 302 9TH ST | BEAVER CITY | 68926 | FURNAS | KEN & BECKY SODERLUND | 1121 3RD ST | BEAVER CITY | NE | 68926 | 1 | Permanently Out of Use | 4000 | Steel | Federally Regulated | Unknown | Painted(e.g., asphaltic) | Regular Unleaded | 1960 |  |  |  | Steel
3582 | PRO TECH AUTO II | 302 9TH ST | BEAVER CITY | 68926 | FURNAS | KEN & BECKY SODERLUND | 1121 3RD ST | BEAVER CITY | NE | 68926 | 2 | Permanently Out of Use | 4000 | Steel | Federally Regulated | Unknown | Painted(e.g., asphaltic) | Regular Unleaded | 1960 |  |  |  | Steel
3582 | PRO TECH AUTO II | 302 9TH ST | BEAVER CITY | 68926 | FURNAS | KEN & BECKY SODERLUND | 1121 3RD ST | BEAVER CITY | NE | 68926 | 3 | Permanently Out of Use | 2000 | Steel | Federally Regulated | Unknown | Painted(e.g., asphaltic) | Regular Unleaded | 1974 |  |  |  | Steel
3582 | PRO TECH AUTO II | 302 9TH ST | BEAVER CITY | 68926 | FURNAS | KEN & BECKY SODERLUND | 1121 3RD ST | BEAVER CITY | NE | 68926 | 4 | Permanently Out of Use | 1500 | Steel | Federally Regulated | Unknown | Painted(e.g., asphaltic) | Regular Unleaded | 1974 |  |  |  | Steel
3582 | PRO TECH AUTO II | 302 9TH ST | BEAVER CITY | 68926 | FURNAS | KEN & BECKY SODERLUND | 1121 3RD ST | BEAVER CITY | NE | 68926 | 5 | Permanently Out of Use | 2000 | Steel | Federally Regulated | Unknown | Painted(e.g., asphaltic) | #2 Diesel | 1979 |  |  |  | Steel
8184 | WEAVERS ONE STOP | 904 FLOYD ST | BEAVER CITY | 68926 | FURNAS | CALVIN WEAVER | PO BOX 318 | BEAVER CITY | NE | 68926 | 1 | Currently in Use | 10000 | Fiberglass Reinforced Plastic | Federally Regulated | None | None | Regular Unleaded | 1989 |  |  |  | Fiberglass Reinforced Plastic
8184 | WEAVERS ONE STOP | 904 FLOYD ST | BEAVER CITY | 68926 | FURNAS | CALVIN WEAVER | PO BOX 318 | BEAVER CITY | NE | 68926 | 2 | Currently in Use | 4000 | Fiberglass Reinforced Plastic | Federally Regulated | None | None | #1 Diesel | 1989 |  |  |  | Fiberglass Reinforced Plastic
7494 | POTTER REPAIR INC | 619 MAIN ST | BEAVER CROSSING | 68313 | SEWARD | POTTER REPAIR INC | PO BOX 206 | BEAVER CROSSING | NE | 68313 | 1 | Currently in Use | 4000 | Steel | Federally Regulated | None | Galvanic/Sacrificial Current Cathodic Protection, STIP3 Tank | Regular Unleaded | 1992 |  |  |  | Fiberglass Reinforced Plastic
7494 | POTTER REPAIR INC | 619 MAIN ST | BEAVER CROSSING | 68313 | SEWARD | POTTER REPAIR INC | PO BOX 206 | BEAVER CROSSING | NE | 68313 | 2 | Currently in Use | 3000 | Fiberglass Reinforced Plastic | Federally Regulated | None | None | #2 Diesel | 2015 |  |  | Double Walled | Plastic
11603 | PRONTO EXPRESS | 111 S BLAINE ST | BEEMER | 68716 | CUMING | BEEMERS BEST LLC | 2010 E LANE | WEST POINT | NE | 68788 | 1 | Currently in Use | 10000 | Fiberglass Reinforced Plastic | Federally Regulated | None | None | Regular Unleaded | 1997 |  |  | Double Walled | Plastic
11603 | PRONTO EXPRESS | 111 S BLAINE ST | BEEMER | 68716 | CUMING | BEEMERS BEST LLC | 2010 E LANE | WEST POINT | NE | 68788 | 2 | Currently in Use | 6000 | Fiberglass Reinforced Plastic | Federally Regulated | None | None | E-10 | 1997 |  |  | Double Walled | Plastic
11603 | PRONTO EXPRESS | 111 S BLAINE ST | BEEMER | 68716 | CUMING | BEEMERS BEST LLC | 2010 E LANE | WEST POINT | NE | 68788 | 3 | Currently in Use | 4000 | Fiberglass Reinforced Plastic | Federally Regulated | None | None | Premium Unleaded | 1997 |  |  | Double Walled | Plastic
11968 | VILLAGE EXPRESS | 310 FRONT ST | BEEMER | 68716 | CUMING | VILLAGE EXPRESS LLC | PO BOX 365 | BEEMER | NE | 68716 | 1 | Currently in Use | 2000 | Steel | Federally Regulated | None | Impressed Current Cathodic Protection | Regular Unleaded | 1991 |  |  |  | Fiberglass Reinforced Plastic
11968 | VILLAGE EXPRESS | 310 FRONT ST | BEEMER | 68716 | CUMING | VILLAGE EXPRESS LLC | PO BOX 365 | BEEMER | NE | 68716 | 2 | Currently in Use | 6000 | Steel | Federally Regulated | None | Impressed Current Cathodic Protection | E-10 | 1991 |  |  |  | Fiberglass Reinforced Plastic
11968 | VILLAGE EXPRESS | 310 FRONT ST | BEEMER | 68716 | CUMING | VILLAGE EXPRESS LLC | PO BOX 365 | BEEMER | NE | 68716 | 3 | Currently in Use | 6000 | Steel | Federally Regulated | None | Impressed Current Cathodic Protection | #2 Diesel | 1991 |  |  |  | Fiberglass Reinforced Plastic
5328 | BELDEN FARM & AUTO | MAIN ST | BELDEN | 68717 | CEDAR | BELDEN FARM & AUTO | PO BOX 143 | BELDEN | NE | 68717 | 1 | Permanently Out of Use | 99999 | Unknown | Federally Regulated | Unknown | Unknown | Empty, Regular Unleaded | 1901 |  |  |  | Unknown
5394 | ROBERT MALANDER | PO BOX 26H | BELGRADE | 68623 | NANCE | ROBERT MALANDER | PO BOX 26H | BELGRADE | NE | 68623 | 1 | Permanently Out of Use | 2000 | Steel | Federally Regulated | Unknown | Painted(e.g., asphaltic) | Regular Unleaded | 1981 |  |  |  | Steel
12810 | BAKERS #318 FUEL CENTER | 801 GALVIN RD S | BELLEVUE | 68005 | SARPY | DILLON COMPANIES LLC | 2700 E 4TH AVE | HUTCHINSON | KS | 67501 | 1 | Currently in Use | 20000 | Fiberglass Reinforced Plastic | Federally Regulated |  |  | E-10 | 2020 |  |  |  | Plastic
12810 | BAKERS #318 FUEL CENTER | 801 GALVIN RD S | BELLEVUE | 68005 | SARPY | DILLON COMPANIES LLC | 2700 E 4TH AVE | HUTCHINSON | KS | 67501 | 2 | Currently in Use | 10000 | Fiberglass Reinforced Plastic | Federally Regulated |  |  | #1 Diesel | 2020 |  |  |  | Plastic
12810 | BAKERS #318 FUEL CENTER | 801 GALVIN RD S | BELLEVUE | 68005 | SARPY | DILLON COMPANIES LLC | 2700 E 4TH AVE | HUTCHINSON | KS | 67501 | 3 | Currently in Use | 8000 | Fiberglass Reinforced Plastic | Federally Regulated |  |  | Premium Unleaded | 2020 |  |  |  | Plastic
12653 | BAKERs FUEL FACILITY #300 | 3710 TWIN CREEK DR | BELLEVUE | 68123 | SARPY | DILLON COMPANIES LLC | 2700 E 4TH AVE | HUTCHINSON | KS | 67501 | 1 | Currently in Use | 20000 | Fiberglass Reinforced Plastic | Federally Regulated | None | None | E-10 | 2015 |  |  | Double Walled | DOUBLE WALLED, Fiberglass Reinforced Plastic, Plastic
12653 | BAKERs FUEL FACILITY #300 | 3710 TWIN CREEK DR | BELLEVUE | 68123 | SARPY | DILLON COMPANIES LLC | 2700 E 4TH AVE | HUTCHINSON | KS | 67501 | 2 | Currently in Use | 10000 | Fiberglass Reinforced Plastic | Federally Regulated | None | None | #1 Diesel | 2015 |  |  | Double Walled | DOUBLE WALLED, Plastic
12653 | BAKERs FUEL FACILITY #300 | 3710 TWIN CREEK DR | BELLEVUE | 68123 | SARPY | DILLON COMPANIES LLC | 2700 E 4TH AVE | HUTCHINSON | KS | 67501 | 3 | Currently in Use | 8000 | Fiberglass Reinforced Plastic | Federally Regulated | None | None | Premium Unleaded | 2015 |  |  | Double Walled | DOUBLE WALLED, Plastic
6462 | BELLEVUE FOOD STORE | 502 GALVIN RD S | BELLEVUE | 68005 | SARPY | NAMO BUDDHA LLC | 502 GALVIN RD S | BELLEVUE | NE | 68005 | 1 | Currently in Use | 8000 | Steel | Federally Regulated | None | Galvanic/Sacrificial Current Cathodic Protection, STIP3 Tank | Regular Unleaded | 1985 |  |  |  | Steel
6462 | BELLEVUE FOOD STORE | 502 GALVIN RD S | BELLEVUE | 68005 | SARPY | NAMO BUDDHA LLC | 502 GALVIN RD S | BELLEVUE | NE | 68005 | 2 | Currently in Use | 8000 | Steel | Federally Regulated | None | Galvanic/Sacrificial Current Cathodic Protection, STIP3 Tank | Premium Unleaded | 1985 |  |  |  | Steel
6462 | BELLEVUE FOOD STORE | 502 GALVIN RD S | BELLEVUE | 68005 | SARPY | NAMO BUDDHA LLC | 502 GALVIN RD S | BELLEVUE | NE | 68005 | 3 | Currently in Use | 10000 | Steel | Federally Regulated | None | Galvanic/Sacrificial Current Cathodic Protection, STIP3 Tank | Regular Unleaded | 1985 |  |  |  | Steel
12449 | BELLEVUE MEDICAL CENTER | 2500 BELLEVUE MEDICAL CTR DR | BELLEVUE | 68123 | SARPY | BELLEVUE MEDICAL CENTER | 2500 BELLEVUE MEDICAL CENTER DRIVE | BELLEVUE | NE | 68123 | 1 | Currently in Use | 15000 | Fiberglass Reinforced Plastic | Federally Regulated | None | None | Other->#2 Dyed Diesel | 2009 |  |  | Double Walled | Plastic
12287 | BELLEVUE PUBLIC SCHOOLS TRANS FACILITY | 2824 ARBORETUM DR | BELLEVUE | 68005 | SARPY | BELLEVUE PUBLIC SCHOOLS | 2600 ARBORETUM DR | BELLEVUE | NE | 68005 | 1 | Currently in Use | 2000 | Fiberglass Reinforced Plastic | Federally Regulated | None | None | Regular Unleaded | 2004 |  |  |  | Fiberglass Reinforced Plastic
12287 | BELLEVUE PUBLIC SCHOOLS TRANS FACILITY | 2824 ARBORETUM DR | BELLEVUE | 68005 | SARPY | BELLEVUE PUBLIC SCHOOLS | 2600 ARBORETUM DR | BELLEVUE | NE | 68005 | 2 | Currently in Use | 10000 | Fiberglass Reinforced Plastic | Federally Regulated | None | None | #1 Diesel | 2004 |  |  |  | Fiberglass Reinforced Plastic
2990 | BELLEVUE SINCLAIR | 1009 W MISSION AVE | BELLEVUE | 68005 | SARPY | AGA ENTERPRISES LLC | 1009 W MISSION AVE | BELLEVUE | NE | 68005 | 1 | Currently in Use | 8000 | Steel | Federally Regulated | None | Impressed Current Cathodic Protection | Regular Unleaded | 1968 |  |  |  | Steel
2990 | BELLEVUE SINCLAIR | 1009 W MISSION AVE | BELLEVUE | 68005 | SARPY | AGA ENTERPRISES LLC | 1009 W MISSION AVE | BELLEVUE | NE | 68005 | 2 | Currently in Use | 10000 | Steel | Federally Regulated | None | Impressed Current Cathodic Protection | Regular Unleaded | 1968 |  |  |  | Steel
2990 | BELLEVUE SINCLAIR | 1009 W MISSION AVE | BELLEVUE | 68005 | SARPY | AGA ENTERPRISES LLC | 1009 W MISSION AVE | BELLEVUE | NE | 68005 | 3 | Currently in Use | 6000 | Steel | Federally Regulated | None | Impressed Current Cathodic Protection | Premium Unleaded | 1968 |  |  |  | Steel
11475 | CASEYS GENERAL STORE #2966 | 2104 PRATT AVE | BELLEVUE | 68123 | SARPY | CASEYS RETAIL CO | PO BOX 3001 | ANKENY | IA | 50021-8045 | 1 | Currently in Use | 12000 | Steel | Federally Regulated | None | Impressed Current Cathodic Protection, STIP3 Tank | Regular Unleaded | 1996 |  |  |  | Fiberglass Reinforced Plastic
11475 | CASEYS GENERAL STORE #2966 | 2104 PRATT AVE | BELLEVUE | 68123 | SARPY | CASEYS RETAIL CO | PO BOX 3001 | ANKENY | IA | 50021-8045 | 2 | Currently in Use | 12000 | Steel | Federally Regulated | None | Impressed Current Cathodic Protection, STIP3 Tank | Regular Unleaded | 1996 |  |  |  | Fiberglass Reinforced Plastic
11475 | CASEYS GENERAL STORE #2966 | 2104 PRATT AVE | BELLEVUE | 68123 | SARPY | CASEYS RETAIL CO | PO BOX 3001 | ANKENY | IA | 50021-8045 | 3 | Currently in Use | 6000 | Steel | Federally Regulated | None | Impressed Current Cathodic Protection, STIP3 Tank | E-85 | 1996 |  |  |  | Fiberglass Reinforced Plastic
11475 | CASEYS GENERAL STORE #2966 | 2104 PRATT AVE | BELLEVUE | 68123 | SARPY | CASEYS RETAIL CO | PO BOX 3001 | ANKENY | IA | 50021-8045 | 4 | Currently in Use | 6000 | Steel | Federally Regulated | None | Impressed Current Cathodic Protection, STIP3 Tank | #2 Diesel | 1996 |  |  |  | Fiberglass Reinforced Plastic
12772 | CASEYS GENERAL STORE #3830 | 7724 S 22ND ST | BELLEVUE | 68147 | SARPY | CASEYS RETAIL CO | PO BOX 3001 | ANKENY | IA | 50021-8045 | 1 | Currently in Use | 22000 | Fiberglass Reinforced Plastic | Federally Regulated |  |  | Regular Unleaded | 2019 |  |  | Double Walled | Plastic
12772 | CASEYS GENERAL STORE #3830 | 7724 S 22ND ST | BELLEVUE | 68147 | SARPY | CASEYS RETAIL CO | PO BOX 3001 | ANKENY | IA | 50021-8045 | 2 | Currently in Use | 8000 | Fiberglass Reinforced Plastic | Federally Regulated |  |  | Regular Unleaded | 2019 |  |  | Double Walled | Plastic
12772 | CASEYS GENERAL STORE #3830 | 7724 S 22ND ST | BELLEVUE | 68147 | SARPY | CASEYS RETAIL CO | PO BOX 3001 | ANKENY | IA | 50021-8045 | 3 | Currently in Use | 14000 | Fiberglass Reinforced Plastic | Federally Regulated |  |  | #1 Diesel | 2019 |  |  | Double Walled | Plastic
12772 | CASEYS GENERAL STORE #3830 | 7724 S 22ND ST | BELLEVUE | 68147 | SARPY | CASEYS RETAIL CO | PO BOX 3001 | ANKENY | IA | 50021-8045 | 4 | Currently in Use | 8000 | Fiberglass Reinforced Plastic | Federally Regulated |  |  | Premium Unleaded | 2019 |  |  | Double Walled | Plastic
12772 | CASEYS GENERAL STORE #3830 | 7724 S 22ND ST | BELLEVUE | 68147 | SARPY | CASEYS RETAIL CO | PO BOX 3001 | ANKENY | IA | 50021-8045 | 5 | Currently in Use | 8000 | Fiberglass Reinforced Plastic | Federally Regulated |  |  | E-85 | 2019 |  |  | Double Walled | Plastic
11904 | CASEYS GENERAL STORE #6133 | 3003 SAMSON WAY | BELLEVUE | 68005 | SARPY | CASEYS RETAIL CO | PO BOX 3001 | ANKENY | IA | 50021-8045 | 1 | Currently in Use | 12000 | Fiberglass Reinforced Plastic | Federally Regulated | None | None | Regular Unleaded | 2000 |  |  |  | Fiberglass Reinforced Plastic
11904 | CASEYS GENERAL STORE #6133 | 3003 SAMSON WAY | BELLEVUE | 68005 | SARPY | CASEYS RETAIL CO | PO BOX 3001 | ANKENY | IA | 50021-8045 | 2 | Currently in Use | 12000 | Fiberglass Reinforced Plastic | Federally Regulated | None | None | Regular Unleaded | 2000 |  |  |  | Fiberglass Reinforced Plastic
11904 | CASEYS GENERAL STORE #6133 | 3003 SAMSON WAY | BELLEVUE | 68005 | SARPY | CASEYS RETAIL CO | PO BOX 3001 | ANKENY | IA | 50021-8045 | 3 | Currently in Use | 8000 | Fiberglass Reinforced Plastic | Federally Regulated | None | None | Regular Unleaded | 2000 |  |  |  | Fiberglass Reinforced Plastic
4534 | CHRIS LAKE ADDITION | 3208 CRYSTAL DR | BELLEVUE | 68123 | SARPY | JA-MAR INC | 17103 PARADISE RD | BELLEVUE | NE | Unknown | 1 | Permanently Out of Use | 3000 | Steel | Federally Regulated | Unknown | Painted(e.g., asphaltic) | Regular Unleaded | 1981 |  |  |  | Steel
6706 | CORNHUSKER QUICK STOP | 10209 S 25TH ST | BELLEVUE | 68123 | SARPY | MCCB LLC | 10205 S 25TH ST | BELLEVUE | NE | 68123 | 1 | Currently in Use | 10000 | Steel | Federally Regulated | None | Galvanic/Sacrificial Current Cathodic Protection, STIP3 Tank | Regular Unleaded | 1986
6706 | CORNHUSKER QUICK STOP | 10209 S 25TH ST | BELLEVUE | 68123 | SARPY | MCCB LLC | 10205 S 25TH ST | BELLEVUE | NE | 68123 | 2 | Currently in Use | 10000 | Steel | Federally Regulated | None | Galvanic/Sacrificial Current Cathodic Protection, STIP3 Tank | Regular Unleaded | 1986
6706 | CORNHUSKER QUICK STOP | 10209 S 25TH ST | BELLEVUE | 68123 | SARPY | MCCB LLC | 10205 S 25TH ST | BELLEVUE | NE | 68123 | 3 | Currently in Use | 10000 | Steel | Federally Regulated | None | Galvanic/Sacrificial Current Cathodic Protection, STIP3 Tank | Regular Unleaded | 1986
854 | CUBBYs BELLEVUE | 7605 S 36TH ST | BELLEVUE | 68147 | SARPY | CUBBYs INC | 9229 MORMON BRIDGE PLZ STE 6 | OMAHA | NE | 68152-1942 | 6 | Currently in Use | 6000 | Composite | Federally Regulated | None | Fiberglass Reinforced Plastic Coated | Premium Unleaded | 1997 |  |  |  | Plastic
854 | CUBBYs BELLEVUE | 7605 S 36TH ST | BELLEVUE | 68147 | SARPY | CUBBYs INC | 9229 MORMON BRIDGE PLZ STE 6 | OMAHA | NE | 68152-1942 | 7 | Currently in Use | 8000 | Composite | Federally Regulated | None | Fiberglass Reinforced Plastic Coated | Regular Unleaded | 1997 |  |  |  | Plastic
854 | CUBBYs BELLEVUE | 7605 S 36TH ST | BELLEVUE | 68147 | SARPY | CUBBYs INC | 9229 MORMON BRIDGE PLZ STE 6 | OMAHA | NE | 68152-1942 | 8 | Currently in Use | 12000 | Composite | Federally Regulated | None | Fiberglass Reinforced Plastic Coated | E-85 | 1997 |  |  |  | Plastic
5454 | DARLING INGREDIENTS | 14401 S 5TH ST | BELLEVUE | 68005 | SARPY | DARLING INGREDIENTS | PO BOX 668 | BELLEVUE | NE | 68005 | 1 | Currently in Use | 12000 | Fiberglass Reinforced Plastic | Federally Regulated | None | None | #2 Diesel | 1990 |  |  |  | Fiberglass Reinforced Plastic
12350 | EASTERN NEBRASKA VETERANS HOME | 12505 S 40TH ST | BELLEVUE | 68123 | SARPY | EASTERN NEBRASKA VETERANS HOME % DAS BLDG DIV | 12505 S 40TH ST | BELLEVUE | NE | 68123 | 1 | Currently in Use | 2000 | Steel | Heating Oil |  | Galvanic/Sacrificial Current Cathodic Protection, STIP3 Tank | Heating Oil 2 | 2006 |  |  | Double Walled | Plastic
11836 | FLATBED EXPRESS | 1014 LA PLATTE RD | BELLEVUE | 68123 | SARPY | FLATBED EXPRESS | 1014 LA PLATTE RD | BELLEVUE | NE | 68123 | 1 | Currently in Use | 12000 | Jacketed | Federally Regulated | None | Fiberglass Reinforced Plastic Coated | #2 Diesel | 1999 |  |  |  | Fiberglass Reinforced Plastic
12789 | JASON MATTHEWS | 17306 IVY CIR | BELLEVUE | 68123 | SARPY | UNKNOWN | 17306 IVY CIR | BELLEVUE | NE | 68123 | 1 | Permanently Out of Use | 1500 | Steel | Federally Regulated |  |  |  | 1966 | 1/1/1974
7866 | JRCS EXPRESS | 16550 S HWY 75 | BELLEVUE | 68123 | SARPY | AGNI LLC | 8535 CUMING ST | OMAHA | NE | 68114 | 1 | Currently in Use | 8000 | Steel | Federally Regulated | None | Galvanic/Sacrificial Current Cathodic Protection, STIP3 Tank | Regular Unleaded | 1992 |  |  |  | Fiberglass Reinforced Plastic
7866 | JRCS EXPRESS | 16550 S HWY 75 | BELLEVUE | 68123 | SARPY | AGNI LLC | 8535 CUMING ST | OMAHA | NE | 68114 | 2 | Currently in Use | 8000 | Steel | Federally Regulated | None | Galvanic/Sacrificial Current Cathodic Protection, STIP3 Tank | Premium Unleaded | 1991 |  |  |  | Fiberglass Reinforced Plastic
7866 | JRCS EXPRESS | 16550 S HWY 75 | BELLEVUE | 68123 | SARPY | AGNI LLC | 8535 CUMING ST | OMAHA | NE | 68114 | 3 | Currently in Use | 6000 | Steel | Federally Regulated | None | Galvanic/Sacrificial Current Cathodic Protection, STIP3 Tank | Premium Unleaded | 1992 |  |  |  | Fiberglass Reinforced Plastic
7866 | JRCS EXPRESS | 16550 S HWY 75 | BELLEVUE | 68123 | SARPY | AGNI LLC | 8535 CUMING ST | OMAHA | NE | 68114 | 4 | Currently in Use | 10000 | Steel | Federally Regulated | None | Galvanic/Sacrificial Current Cathodic Protection, STIP3 Tank | #2 Diesel | 1994 |  |  |  | Fiberglass Reinforced Plastic
12362 | KUM & GO #373 | 13905 WILLIAMSBURG DR | BELLEVUE | 68123 | SARPY | KUM & GO LC COMPLIANCE | 1459 GRAND AVE | DES MOINES | IA | 50309 | 1 | Currently in Use | 20000 | Fiberglass Reinforced Plastic | Federally Regulated | None | None | E-10 | 2006 |  |  |  | Plastic
12362 | KUM & GO #373 | 13905 WILLIAMSBURG DR | BELLEVUE | 68123 | SARPY | KUM & GO LC COMPLIANCE | 1459 GRAND AVE | DES MOINES | IA | 50309 | 2 | Currently in Use | 12000 | Fiberglass Reinforced Plastic | Federally Regulated | None | None | Regular Unleaded | 2006 |  |  |  | Plastic
12362 | KUM & GO #373 | 13905 WILLIAMSBURG DR | BELLEVUE | 68123 | SARPY | KUM & GO LC COMPLIANCE | 1459 GRAND AVE | DES MOINES | IA | 50309 | 3 | Currently in Use | 8000 | Fiberglass Reinforced Plastic | Federally Regulated | None | None | Regular Unleaded | 2006 |  |  |  | Plastic
12362 | KUM & GO #373 | 13905 WILLIAMSBURG DR | BELLEVUE | 68123 | SARPY | KUM & GO LC COMPLIANCE | 1459 GRAND AVE | DES MOINES | IA | 50309 | 4 | Currently in Use | 12000 | Fiberglass Reinforced Plastic | Federally Regulated | None | None | #2 Diesel | 2006 |  |  |  | Plastic
12303 | KWIK SHOP #670 | 2103 CAPEHART RD | BELLEVUE | 68123 | SARPY | KWIK SHOP INC | 165 FLANDERS RD | WESTBOROUGH | MA | 1581 | 1 | Currently in Use | 10000 | Fiberglass Reinforced Plastic | Federally Regulated | None | None | E-10 | 2005 |  |  | Double Walled | Plastic
12303 | KWIK SHOP #670 | 2103 CAPEHART RD | BELLEVUE | 68123 | SARPY | KWIK SHOP INC | 165 FLANDERS RD | WESTBOROUGH | MA | 1581 | 2 | Currently in Use | 5000 | Fiberglass Reinforced Plastic | Federally Regulated | None | None | Premium Unleaded | 2005 |  |  | Double Walled | Plastic
12303 | KWIK SHOP #670 | 2103 CAPEHART RD | BELLEVUE | 68123 | SARPY | KWIK SHOP INC | 165 FLANDERS RD | WESTBOROUGH | MA | 1581 | 3 | Currently in Use | 10000 | Fiberglass Reinforced Plastic | Federally Regulated | None | None | E-10 | 2005 |  |  | Double Walled | Plastic
12303 | KWIK SHOP #670 | 2103 CAPEHART RD | BELLEVUE | 68123 | SARPY | KWIK SHOP INC | 165 FLANDERS RD | WESTBOROUGH | MA | 1581 | 4 | Currently in Use | 5000 | Fiberglass Reinforced Plastic | Federally Regulated | None | None | #2 Diesel | 2005 |  |  | Double Walled | Plastic
12586 | KWIK SHOP #675 | 502 W MISSION AVE | BELLEVUE | 68005-5120 | SARPY | KWIK SHOP INC | 165 FLANDERS RD | WESTBOROUGH | MA | 1581 | 1 | Currently in Use | 20000 | Fiberglass Reinforced Plastic | Federally Regulated | Double walled |  | E-10 | 2013 |  |  | Double Walled | Double walled, Fiberglass Reinforced Plastic
12586 | KWIK SHOP #675 | 502 W MISSION AVE | BELLEVUE | 68005-5120 | SARPY | KWIK SHOP INC | 165 FLANDERS RD | WESTBOROUGH | MA | 1581 | 2 | Currently in Use | 8000 | Fiberglass Reinforced Plastic | Federally Regulated | Double walled |  | Premium Unleaded | 2013 |  |  | Double Walled | Double walled, Fiberglass Reinforced Plastic
12586 | KWIK SHOP #675 | 502 W MISSION AVE | BELLEVUE | 68005-5120 | SARPY | KWIK SHOP INC | 165 FLANDERS RD | WESTBOROUGH | MA | 1581 | 3 | Currently in Use | 10000 | Fiberglass Reinforced Plastic | Federally Regulated | Double walled |  | E-10 | 2013 |  |  | Double Walled | Double walled, Fiberglass Reinforced Plastic
12586 | KWIK SHOP #675 | 502 W MISSION AVE | BELLEVUE | 68005-5120 | SARPY | KWIK SHOP INC | 165 FLANDERS RD | WESTBOROUGH | MA | 1581 | 4 | Currently in Use | 8000 | Fiberglass Reinforced Plastic | Federally Regulated | Double walled |  | #2 Diesel | 2013 |  |  | Double Walled | Double walled, Fiberglass Reinforced Plastic
7739 | KWIK SHOP #688 | 602 GALVIN RD | BELLEVUE | 68005 | SARPY | KWIK SHOP INC | 165 FLANDERS RD | WESTBOROUGH | MA | 1581 | 1 | Currently in Use | 10000 | Fiberglass Reinforced Plastic | Federally Regulated | None | None | Regular Unleaded | 1988 |  |  |  | Fiberglass Reinforced Plastic
7739 | KWIK SHOP #688 | 602 GALVIN RD | BELLEVUE | 68005 | SARPY | KWIK SHOP INC | 165 FLANDERS RD | WESTBOROUGH | MA | 1581 | 2 | Currently in Use | 12000 | Fiberglass Reinforced Plastic | Federally Regulated | None | None | Regular Unleaded | 1988 |  |  |  | Fiberglass Reinforced Plastic
7739 | KWIK SHOP #688 | 602 GALVIN RD | BELLEVUE | 68005 | SARPY | KWIK SHOP INC | 165 FLANDERS RD | WESTBOROUGH | MA | 1581 | 3 | Currently in Use | 10000 | Fiberglass Reinforced Plastic | Federally Regulated | None | None | Regular Unleaded | 1988 |  |  |  | Fiberglass Reinforced Plastic
7739 | KWIK SHOP #688 | 602 GALVIN RD | BELLEVUE | 68005 | SARPY | KWIK SHOP INC | 165 FLANDERS RD | WESTBOROUGH | MA | 1581 | 4 | Currently in Use | 10000 | Fiberglass Reinforced Plastic | Federally Regulated | None | None | Premium Unleaded | 1988 |  |  |  | Fiberglass Reinforced Plastic
694 | KWIK SHOP #689 | 4151 HARRISON | BELLEVUE | 68147 | SARPY | KWIK SHOP INC | 165 FLANDERS RD | WESTBOROUGH | MA | 1581 | 1 | Currently in Use | 10000 | Fiberglass Reinforced Plastic | Federally Regulated | None | None | E-10 | 1987 |  |  |  | Fiberglass Reinforced Plastic
694 | KWIK SHOP #689 | 4151 HARRISON | BELLEVUE | 68147 | SARPY | KWIK SHOP INC | 165 FLANDERS RD | WESTBOROUGH | MA | 1581 | 2 | Currently in Use | 10000 | Fiberglass Reinforced Plastic | Federally Regulated | None | None | E-10 | 1987 |  |  |  | Fiberglass Reinforced Plastic
694 | KWIK SHOP #689 | 4151 HARRISON | BELLEVUE | 68147 | SARPY | KWIK SHOP INC | 165 FLANDERS RD | WESTBOROUGH | MA | 1581 | 3 | Currently in Use | 10000 | Fiberglass Reinforced Plastic | Federally Regulated | None | None | E-10 | 1987 |  |  |  | Fiberglass Reinforced Plastic
694 | KWIK SHOP #689 | 4151 HARRISON | BELLEVUE | 68147 | SARPY | KWIK SHOP INC | 165 FLANDERS RD | WESTBOROUGH | MA | 1581 | 4 | Currently in Use | 12000 | Fiberglass Reinforced Plastic | Federally Regulated | None | None | Premium Unleaded | 1987 |  |  |  | Fiberglass Reinforced Plastic
3651 | LUVIMART | 2605 CHANDLER RD | BELLEVUE | 68147 | SARPY | LUVIMART LLC | 4708 GLASGOW AVE | BELLEVUE | NE | 68157 | 1 | Permanently Out of Use | 10000 | Steel | Federally Regulated | None | Impressed Current Cathodic Protection | E-87 | 1974 | 1/1/1901 |  |  | Fiberglass Reinforced Plastic
3651 | LUVIMART | 2605 CHANDLER RD | BELLEVUE | 68147 | SARPY | LUVIMART LLC | 4708 GLASGOW AVE | BELLEVUE | NE | 68157 | 2 | Permanently Out of Use | 10000 | Steel | Federally Regulated | None | Impressed Current Cathodic Protection | E-89 | 1974 | 1/1/1901 |  |  | Fiberglass Reinforced Plastic
3651 | LUVIMART | 2605 CHANDLER RD | BELLEVUE | 68147 | SARPY | LUVIMART LLC | 4708 GLASGOW AVE | BELLEVUE | NE | 68157 | 3 | Permanently Out of Use | 10000 | Steel | Federally Regulated | None | Impressed Current Cathodic Protection | Premium Unleaded | 1974 | 1/1/1901 |  |  | Fiberglass Reinforced Plastic
1381 | MARY SUHL | STORAGE 311 INDUSTRIAL RD | BELLEVUE | 68005 | SARPY | RICK BLAHA / GEORGE PORTER | 402 WEST MISSION AVE | BELLEVUE | NE | 68005 | 1 | Permanently Out of Use | 2000 | Steel | Federally Regulated | Unknown | Painted(e.g., asphaltic) | #2 Diesel | 1966 | 12/1/1990 |  |  | Steel
7886 | MEGA SAVER | 11511 S 36TH ST | BELLEVUE | 68123 | SARPY | TFL INC | 202 S 73RD ST | OMAHA | NE | 68114-4616 | 1 | Currently in Use | 6000 | Steel | Federally Regulated | None | Galvanic/Sacrificial Current Cathodic Protection, STIP3 Tank | Regular Unleaded | 1989 |  |  |  | Fiberglass Reinforced Plastic
7886 | MEGA SAVER | 11511 S 36TH ST | BELLEVUE | 68123 | SARPY | TFL INC | 202 S 73RD ST | OMAHA | NE | 68114-4616 | 2 | Currently in Use | 6000 | Steel | Federally Regulated | None | Galvanic/Sacrificial Current Cathodic Protection, STIP3 Tank | Regular Unleaded | 1989 |  |  |  | Fiberglass Reinforced Plastic
7886 | MEGA SAVER | 11511 S 36TH ST | BELLEVUE | 68123 | SARPY | TFL INC | 202 S 73RD ST | OMAHA | NE | 68114-4616 | 3 | Currently in Use | 10000 | Steel | Federally Regulated | None | Galvanic/Sacrificial Current Cathodic Protection, STIP3 Tank | Regular Unleaded | 1989 |  |  |  | Fiberglass Reinforced Plastic
239 | MEGA SAVER/SPEEDY GAS SHOP | 12701 S 28TH AVE | BELLEVUE | 68123 | SARPY | TFL INC | 202 S 73RD ST | OMAHA | NE | 68114-4616 | 1 | Currently in Use | 12000 | Steel | Federally Regulated | None | Fiberglass Reinforced Plastic Coated, Galvanic/Sacrificial Current Cathodic Protection | E-10 | 1986 |  |  |  | Fiberglass Reinforced Plastic
239 | MEGA SAVER/SPEEDY GAS SHOP | 12701 S 28TH AVE | BELLEVUE | 68123 | SARPY | TFL INC | 202 S 73RD ST | OMAHA | NE | 68114-4616 | 2 | Currently in Use | 12000 | Steel | Federally Regulated | None | Fiberglass Reinforced Plastic Coated, Galvanic/Sacrificial Current Cathodic Protection | Regular Unleaded | 1986 |  |  |  | Fiberglass Reinforced Plastic
239 | MEGA SAVER/SPEEDY GAS SHOP | 12701 S 28TH AVE | BELLEVUE | 68123 | SARPY | TFL INC | 202 S 73RD ST | OMAHA | NE | 68114-4616 | 3 | Currently in Use | 8000 | Steel | Federally Regulated | None | Fiberglass Reinforced Plastic Coated, Galvanic/Sacrificial Current Cathodic Protection | Premium Unleaded | 1986 |  |  |  | Fiberglass Reinforced Plastic
2123 | MICHAEL MATTHEWS | RR 73 | BELLEVUE | 68123 | SARPY | MATTHEWS, MICHAEL | 1706 IVY CR | OMAHA | NE | 68123 | 1 | Permanently Out of Use | 2000 | Steel | Federally Regulated | Unknown | Painted(e.g., asphaltic) | Empty | 1976 | 8/1/1984 |  |  | Steel
1083 | MUD PLATTE SOUTH PLANT | 4001 LAPLATTE RD | BELLEVUE | 68123 | SARPY | METROPOLITAN UTILITIES DISTRICT | 7350 WORLD COMMUNICATIONS DR | OMAHA | NE | 68122 | 1 | Currently in Use | 1000 | Steel | Federally Regulated | None | Galvanic/Sacrificial Current Cathodic Protection | #2 Diesel | 1970 |  |  |  | Unknown
1083 | MUD PLATTE SOUTH PLANT | 4001 LAPLATTE RD | BELLEVUE | 68123 | SARPY | METROPOLITAN UTILITIES DISTRICT | 7350 WORLD COMMUNICATIONS DR | OMAHA | NE | 68122 | 2 | Currently in Use | 1000 | Steel | Federally Regulated | None | Galvanic/Sacrificial Current Cathodic Protection | Regular Unleaded | 1970 |  |  |  | Unknown
1083 | MUD PLATTE SOUTH PLANT | 4001 LAPLATTE RD | BELLEVUE | 68123 | SARPY | METROPOLITAN UTILITIES DISTRICT | 7350 WORLD COMMUNICATIONS DR | OMAHA | NE | 68122 | 3 | Currently in Use | 12000 | Steel | Federally Regulated | Unknown | Galvanic/Sacrificial Current Cathodic Protection, Painted(e.g., asphaltic) | #2 Diesel | 1968
248 | PAPIO CREEK WASTEWATER TREATMENT PLANT | 15705 HARLAN LEWIS RD | BELLEVUE | 68005 | SARPY | CITY OF OMAHA ATTN FINANCE DEPT | 1819 FARNAM ST RM 1006 | OMAHA | NE | 68183-1000 | 1 | Currently in Use | 1500 | Fiberglass Reinforced Plastic | Federally Regulated | Internal Lining(e.g., epoxy resins) | Fiberglass Reinforced Plastic Coated | Regular Unleaded | 1976 |  |  |  | Steel
248 | PAPIO CREEK WASTEWATER TREATMENT PLANT | 15705 HARLAN LEWIS RD | BELLEVUE | 68005 | SARPY | CITY OF OMAHA ATTN FINANCE DEPT | 1819 FARNAM ST RM 1006 | OMAHA | NE | 68183-1000 | 2 | Currently in Use | 1500 | Fiberglass Reinforced Plastic | Federally Regulated | Internal Lining(e.g., epoxy resins) | Fiberglass Reinforced Plastic Coated | Regular Unleaded | 1976 |  |  |  | Steel
248 | PAPIO CREEK WASTEWATER TREATMENT PLANT | 15705 HARLAN LEWIS RD | BELLEVUE | 68005 | SARPY | CITY OF OMAHA ATTN FINANCE DEPT | 1819 FARNAM ST RM 1006 | OMAHA | NE | 68183-1000 | 3 | Currently in Use | 20000 | Fiberglass Reinforced Plastic | Federally Regulated | Internal Lining(e.g., epoxy resins) | Fiberglass Reinforced Plastic Coated | Heating Oil 2 | 1976 |  |  |  | Steel
248 | PAPIO CREEK WASTEWATER TREATMENT PLANT | 15705 HARLAN LEWIS RD | BELLEVUE | 68005 | SARPY | CITY OF OMAHA ATTN FINANCE DEPT | 1819 FARNAM ST RM 1006 | OMAHA | NE | 68183-1000 | 4 | Currently in Use | 20000 | Fiberglass Reinforced Plastic | Federally Regulated | Internal Lining(e.g., epoxy resins) | Fiberglass Reinforced Plastic Coated | Heating Oil 2 | 1976 |  |  |  | Steel
248 | PAPIO CREEK WASTEWATER TREATMENT PLANT | 15705 HARLAN LEWIS RD | BELLEVUE | 68005 | SARPY | CITY OF OMAHA ATTN FINANCE DEPT | 1819 FARNAM ST RM 1006 | OMAHA | NE | 68183-1000 | 5 | Currently in Use | 20000 | Fiberglass Reinforced Plastic | Federally Regulated | Internal Lining(e.g., epoxy resins) | Fiberglass Reinforced Plastic Coated | Heating Oil 2 | 1976 |  |  |  | Steel
11646 | PUMP & PANTRY #50 | 3605 SUMMIT PLAZA DR | BELLEVUE | 68123 | SARPY | BOSSELMAN PUMP & PANTRY INC | PO BOX 4905 | GRAND ISLAND | NE | 68802-4905 | 1 | Currently in Use | 12000 | Fiberglass Reinforced Plastic | Federally Regulated | None | None | Regular Unleaded | 1998 |  |  |  | Fiberglass Reinforced Plastic
11646 | PUMP & PANTRY #50 | 3605 SUMMIT PLAZA DR | BELLEVUE | 68123 | SARPY | BOSSELMAN PUMP & PANTRY INC | PO BOX 4905 | GRAND ISLAND | NE | 68802-4905 | 2 | Currently in Use | 12000 | Fiberglass Reinforced Plastic | Federally Regulated | None | None | E-10 | 1998 |  |  |  | Fiberglass Reinforced Plastic
11646 | PUMP & PANTRY #50 | 3605 SUMMIT PLAZA DR | BELLEVUE | 68123 | SARPY | BOSSELMAN PUMP & PANTRY INC | PO BOX 4905 | GRAND ISLAND | NE | 68802-4905 | 3 | Currently in Use | 12000 | Fiberglass Reinforced Plastic | Federally Regulated | None | None | Regular Unleaded | 1998 |  |  |  | Fiberglass Reinforced Plastic
11646 | PUMP & PANTRY #50 | 3605 SUMMIT PLAZA DR | BELLEVUE | 68123 | SARPY | BOSSELMAN PUMP & PANTRY INC | PO BOX 4905 | GRAND ISLAND | NE | 68802-4905 | 4 | Currently in Use | 8000 | Fiberglass Reinforced Plastic | Federally Regulated | None | None | #2 Diesel | 1998 |  |  |  | Fiberglass Reinforced Plastic
11804 | QUIK TRIP #586 | 1311 N FORT CROOK RD | BELLEVUE | 68005 | SARPY | QUIKTRIP CORP ATTN: LICENSING | PO BOX 3475 | TULSA | OK | 74101-3475 | 1 | Currently in Use | 12000 | Fiberglass Reinforced Plastic | Federally Regulated | None | None | Regular Unleaded | 1999 |  |  | Double Walled | Fiberglass Reinforced Plastic
11804 | QUIK TRIP #586 | 1311 N FORT CROOK RD | BELLEVUE | 68005 | SARPY | QUIKTRIP CORP ATTN: LICENSING | PO BOX 3475 | TULSA | OK | 74101-3475 | 2 | Currently in Use | 12000 | Fiberglass Reinforced Plastic | Federally Regulated | None | None | Regular Unleaded | 1999 |  |  | Double Walled | Fiberglass Reinforced Plastic
11804 | QUIK TRIP #586 | 1311 N FORT CROOK RD | BELLEVUE | 68005 | SARPY | QUIKTRIP CORP ATTN: LICENSING | PO BOX 3475 | TULSA | OK | 74101-3475 | 3 | Currently in Use | 12000 | Fiberglass Reinforced Plastic | Federally Regulated | None | None | Regular Unleaded | 1999 |  |  | Double Walled | Fiberglass Reinforced Plastic
7885 | SELECT FOOD MART | 4741 GILES RD | BELLEVUE | 68157 | SARPY | BINOD KHADKA | 4741 GILES RD | BELLEVUE | NE | 68157 | 4 | Currently in Use | 10000 | Fiberglass Reinforced Plastic | Federally Regulated |  |  | E-10 | 2023 |  |  | Double Walled | Plastic
7885 | SELECT FOOD MART | 4741 GILES RD | BELLEVUE | 68157 | SARPY | BINOD KHADKA | 4741 GILES RD | BELLEVUE | NE | 68157 | 5 | Currently in Use | 5000 | Fiberglass Reinforced Plastic | Federally Regulated |  |  | Regular Unleaded | 2023 |  |  | Double Walled | Plastic
7885 | SELECT FOOD MART | 4741 GILES RD | BELLEVUE | 68157 | SARPY | BINOD KHADKA | 4741 GILES RD | BELLEVUE | NE | 68157 | 6 | Currently in Use | 5000 | Fiberglass Reinforced Plastic | Federally Regulated |  |  | Premium Unleaded | 2023 |  |  | Double Walled | Plastic
11930 | BELLWOOD AMPRIDE | 107 ESPLANADE | BELLWOOD | 68624 | BUTLER | KENNETH L MEISTER | 3891 F RD | BELLWOOD | NE | 68624 | 1 | Currently in Use | 10000 | Fiberglass Reinforced Plastic | Federally Regulated | None | None | Regular Unleaded | 2001 |  |  |  | Fiberglass Reinforced Plastic
11930 | BELLWOOD AMPRIDE | 107 ESPLANADE | BELLWOOD | 68624 | BUTLER | KENNETH L MEISTER | 3891 F RD | BELLWOOD | NE | 68624 | 2 | Currently in Use | 10000 | Fiberglass Reinforced Plastic | Federally Regulated | None | None | Premium Unleaded | 2001 |  |  |  | Fiberglass Reinforced Plastic
11930 | BELLWOOD AMPRIDE | 107 ESPLANADE | BELLWOOD | 68624 | BUTLER | KENNETH L MEISTER | 3891 F RD | BELLWOOD | NE | 68624 | 3 | Currently in Use | 7000 | Fiberglass Reinforced Plastic | Federally Regulated | None | None | #1 Diesel | 2001 |  |  |  | Fiberglass Reinforced Plastic
11930 | BELLWOOD AMPRIDE | 107 ESPLANADE | BELLWOOD | 68624 | BUTLER | KENNETH L MEISTER | 3891 F RD | BELLWOOD | NE | 68624 | 4 | Currently in Use | 3000 | Fiberglass Reinforced Plastic | Federally Regulated | None | None | #2 Diesel | 2001 |  |  |  | Fiberglass Reinforced Plastic
4287 | SCHMIT FARMS | 230 40 RD | BELLWOOD | 68624 | BUTLER | PETE C SCHMIT & SONS LTD C/O BRUCE SCHMIT | 230 40 RD | BELLWOOD | NE | 68624 | 1 | Currently in Use | 2000 | Steel | Federally Regulated | Internal Lining(e.g., epoxy resins) | Impressed Current Cathodic Protection | #2 Diesel | 1981 |  |  |  | Steel
4287 | SCHMIT FARMS | 230 40 RD | BELLWOOD | 68624 | BUTLER | PETE C SCHMIT & SONS LTD C/O BRUCE SCHMIT | 230 40 RD | BELLWOOD | NE | 68624 | 2 | Currently in Use | 2000 | Steel | Federally Regulated | Internal Lining(e.g., epoxy resins) | Impressed Current Cathodic Protection | Regular Unleaded | 1981 |  |  |  | Steel
4287 | SCHMIT FARMS | 230 40 RD | BELLWOOD | 68624 | BUTLER | PETE C SCHMIT & SONS LTD C/O BRUCE SCHMIT | 230 40 RD | BELLWOOD | NE | 68624 | 3 | Currently in Use | 10000 | Steel | Federally Regulated | Internal Lining(e.g., epoxy resins) | Impressed Current Cathodic Protection | #2 Diesel | 1981 |  |  |  | Steel
12015 | CENTRAL VALLEY AG COOP | 303 SHERMAN | BENEDICT | 68316 | YORK | CENTRAL VALLEY AG COOP | PO BOX 429 | YORK | NE | 68467 | 1 | Currently in Use | 6000 | Steel | Federally Regulated | None | Galvanic/Sacrificial Current Cathodic Protection, Painted(e.g., asphaltic), STIP3 Tank | Regular Unleaded | 1992 |  |  |  | Fiberglass Reinforced Plastic
12015 | CENTRAL VALLEY AG COOP | 303 SHERMAN | BENEDICT | 68316 | YORK | CENTRAL VALLEY AG COOP | PO BOX 429 | YORK | NE | 68467 | 2 | Currently in Use | 6000 | Steel | Federally Regulated | None | Galvanic/Sacrificial Current Cathodic Protection, Painted(e.g., asphaltic), STIP3 Tank | Regular Unleaded | 1992 |  |  |  | Fiberglass Reinforced Plastic
12015 | CENTRAL VALLEY AG COOP | 303 SHERMAN | BENEDICT | 68316 | YORK | CENTRAL VALLEY AG COOP | PO BOX 429 | YORK | NE | 68467 | 3 | Currently in Use | 4000 | Steel | Federally Regulated | None | Galvanic/Sacrificial Current Cathodic Protection, Painted(e.g., asphaltic), STIP3 Tank | #2 Diesel | 1992 |  |  |  | Fiberglass Reinforced Plastic
6062 | ELVIN REETZ | SE 1/4 2-12-3 | BENEDICT | 68316 | YORK | REETZ, ELVIN | RR 1 BOX 28 | BENEDICT | NE | 68316 | 1 | Permanently Out of Use | 2000 | Steel | Federally Regulated | Unknown | Painted(e.g., asphaltic) | #2 Diesel | 1974 | 8/1/1989 |  |  | Steel
2293 | FRENCHMAN VALLEY | 33797 HWY 34 | BENKELMAN | 69021 | DUNDY | FRENCHMAN VALLEY COOP | PO BOX 578 | IMPERIAL | NE | 69033 | 1 | Currently in Use | 6000 | Steel | Federally Regulated | Internal Lining(e.g., epoxy resins) | Impressed Current Cathodic Protection | #2 Diesel | 1972 |  |  |  | Fiberglass Reinforced Plastic
2293 | FRENCHMAN VALLEY | 33797 HWY 34 | BENKELMAN | 69021 | DUNDY | FRENCHMAN VALLEY COOP | PO BOX 578 | IMPERIAL | NE | 69033 | 2 | Currently in Use | 6000 | Steel | Federally Regulated | Internal Lining(e.g., epoxy resins) | Impressed Current Cathodic Protection | E-85 | 1970 |  |  |  | Fiberglass Reinforced Plastic
2293 | FRENCHMAN VALLEY | 33797 HWY 34 | BENKELMAN | 69021 | DUNDY | FRENCHMAN VALLEY COOP | PO BOX 578 | IMPERIAL | NE | 69033 | 3 | Currently in Use | 6000 | Steel | Federally Regulated | Internal Lining(e.g., epoxy resins) | Impressed Current Cathodic Protection | #2 Diesel | 1970 |  |  |  | Fiberglass Reinforced Plastic
2293 | FRENCHMAN VALLEY | 33797 HWY 34 | BENKELMAN | 69021 | DUNDY | FRENCHMAN VALLEY COOP | PO BOX 578 | IMPERIAL | NE | 69033 | 4 | Currently in Use | 6000 | Steel | Federally Regulated | Internal Lining(e.g., epoxy resins) | Impressed Current Cathodic Protection | #2 Diesel | 1970 |  |  |  | Fiberglass Reinforced Plastic
2293 | FRENCHMAN VALLEY | 33797 HWY 34 | BENKELMAN | 69021 | DUNDY | FRENCHMAN VALLEY COOP | PO BOX 578 | IMPERIAL | NE | 69033 | 5 | Currently in Use | 8000 | Steel | Federally Regulated | Internal Lining(e.g., epoxy resins) | Impressed Current Cathodic Protection | Regular Unleaded | 1970 |  |  |  | Fiberglass Reinforced Plastic
2293 | FRENCHMAN VALLEY | 33797 HWY 34 | BENKELMAN | 69021 | DUNDY | FRENCHMAN VALLEY COOP | PO BOX 578 | IMPERIAL | NE | 69033 | 6 | Currently in Use | 10000 | Steel | Federally Regulated | Internal Lining(e.g., epoxy resins) | Impressed Current Cathodic Protection | Regular Unleaded | 1970 |  |  |  | Fiberglass Reinforced Plastic
2293 | FRENCHMAN VALLEY | 33797 HWY 34 | BENKELMAN | 69021 | DUNDY | FRENCHMAN VALLEY COOP | PO BOX 578 | IMPERIAL | NE | 69033 | 7 | Currently in Use | 10000 | Steel | Federally Regulated | Internal Lining(e.g., epoxy resins) | Impressed Current Cathodic Protection | #1 Diesel | 1972 |  |  |  | Fiberglass Reinforced Plastic
4339 | HAROLD KNOLES INC | 289 S CHIEF | BENKELMAN | 69021 | DUNDY | KNOLES, HAROLD | 289 S CHIEF | BENKELMAN | NE | 69021 | 1 | Permanently Out of Use | 1500 | Steel | Federally Regulated | None | Unknown | Used Oil | 1956 |  |  |  | Unknown
7017 | KWIK STOP #24 | 1417 A ST | BENKELMAN | 69021 | DUNDY | KS PLUS INC | PO BOX 1665 | NORTH PLATTE | NE | 69103 | 4 | Currently in Use | 8000 | Composite | Federally Regulated | None | Fiberglass Reinforced Plastic Coated | Regular Unleaded | 2002 |  |  |  | Fiberglass Reinforced Plastic
7017 | KWIK STOP #24 | 1417 A ST | BENKELMAN | 69021 | DUNDY | KS PLUS INC | PO BOX 1665 | NORTH PLATTE | NE | 69103 | 5 | Currently in Use | 10000 | Composite | Federally Regulated | None | Fiberglass Reinforced Plastic Coated | E-10 | 2002 |  |  |  | Fiberglass Reinforced Plastic
7017 | KWIK STOP #24 | 1417 A ST | BENKELMAN | 69021 | DUNDY | KS PLUS INC | PO BOX 1665 | NORTH PLATTE | NE | 69103 | 6 | Currently in Use | 10000 | Composite | Federally Regulated | None | Fiberglass Reinforced Plastic Coated | #2 Diesel | 2002 |  |  |  | Fiberglass Reinforced Plastic
7155 | CASEYS GENERAL STORE #2967 | 10200 S 158TH ST | BENNET | 68317 | LANCASTER | CASEYS RETAIL CO | PO BOX 3001 | ANKENY | IA | 50021-8045 | 1 | Currently in Use | 10000 | Steel | Federally Regulated | None | Impressed Current Cathodic Protection, Painted(e.g., asphaltic) | #2 Diesel | 1987 |  |  |  | Fiberglass Reinforced Plastic, Plastic, Siphon lines are FRP / double walled
7155 | CASEYS GENERAL STORE #2967 | 10200 S 158TH ST | BENNET | 68317 | LANCASTER | CASEYS RETAIL CO | PO BOX 3001 | ANKENY | IA | 50021-8045 | 2 | Currently in Use | 10000 | Steel | Federally Regulated | None | Impressed Current Cathodic Protection, Painted(e.g., asphaltic) | #2 Diesel | 1987 |  |  |  | Fiberglass Reinforced Plastic, Plastic, Siphon lines are FRP / double walled
7155 | CASEYS GENERAL STORE #2967 | 10200 S 158TH ST | BENNET | 68317 | LANCASTER | CASEYS RETAIL CO | PO BOX 3001 | ANKENY | IA | 50021-8045 | 4 | Currently in Use | 20000 | Composite | Federally Regulated | None | Fiberglass Reinforced Plastic Coated | E-10 | 1999 |  |  |  | Fiberglass Reinforced Plastic
7155 | CASEYS GENERAL STORE #2967 | 10200 S 158TH ST | BENNET | 68317 | LANCASTER | CASEYS RETAIL CO | PO BOX 3001 | ANKENY | IA | 50021-8045 | 5 | Currently in Use | 20000 | Composite | Federally Regulated | None | Fiberglass Reinforced Plastic Coated | Regular Unleaded | 1999 |  |  |  | Fiberglass Reinforced Plastic
12750 | CASEYs GENERAL STORE #3605 | 7141 N 156TH ST | BENNINGTON | 68007 | DOUGLAS | CASEYS RETAIL CO | PO BOX 3001 | ANKENY | IA | 50021-8045 | 1 | Currently in Use | 22000 | Fiberglass Reinforced Plastic | Federally Regulated |  |  | E-10 | 2018 |  |  | Double Walled | Plastic
12750 | CASEYs GENERAL STORE #3605 | 7141 N 156TH ST | BENNINGTON | 68007 | DOUGLAS | CASEYS RETAIL CO | PO BOX 3001 | ANKENY | IA | 50021-8045 | 2 | Currently in Use | 14000 | Fiberglass Reinforced Plastic | Federally Regulated |  |  | #2 Diesel | 2018 |  |  | Double Walled | Plastic
12750 | CASEYs GENERAL STORE #3605 | 7141 N 156TH ST | BENNINGTON | 68007 | DOUGLAS | CASEYS RETAIL CO | PO BOX 3001 | ANKENY | IA | 50021-8045 | 3 | Currently in Use | 8000 | Fiberglass Reinforced Plastic | Federally Regulated |  |  | Regular Unleaded | 2018 |  |  | Double Walled | Plastic
12750 | CASEYs GENERAL STORE #3605 | 7141 N 156TH ST | BENNINGTON | 68007 | DOUGLAS | CASEYS RETAIL CO | PO BOX 3001 | ANKENY | IA | 50021-8045 | 4 | Currently in Use | 8000 | Fiberglass Reinforced Plastic | Federally Regulated |  |  | Premium Unleaded | 2018 |  |  | Double Walled | Plastic
12750 | CASEYs GENERAL STORE #3605 | 7141 N 156TH ST | BENNINGTON | 68007 | DOUGLAS | CASEYS RETAIL CO | PO BOX 3001 | ANKENY | IA | 50021-8045 | 5 | Currently in Use | 8000 | Fiberglass Reinforced Plastic | Federally Regulated |  |  | E-89 | 2018 |  |  | Double Walled | Plastic
7028 | CUBBYS BENNINGTON | 15625 CW HADEN DR | BENNINGTON | 68007 | DOUGLAS | CUBBYs INC | 9229 MORMON BRIDGE PLZ STE 6 | OMAHA | NE | 68152-1942 | 1 | Currently in Use | 6000 | Steel | Federally Regulated | None | Impressed Current Cathodic Protection, STIP3 Tank | Regular Unleaded | 1989 |  |  | Double Walled | Fiberglass Reinforced Plastic
7028 | CUBBYS BENNINGTON | 15625 CW HADEN DR | BENNINGTON | 68007 | DOUGLAS | CUBBYs INC | 9229 MORMON BRIDGE PLZ STE 6 | OMAHA | NE | 68152-1942 | 2 | Currently in Use | 6000 | Steel | Federally Regulated | None | Impressed Current Cathodic Protection, STIP3 Tank | Regular Unleaded | 1989 |  |  | Double Walled | Fiberglass Reinforced Plastic
7028 | CUBBYS BENNINGTON | 15625 CW HADEN DR | BENNINGTON | 68007 | DOUGLAS | CUBBYs INC | 9229 MORMON BRIDGE PLZ STE 6 | OMAHA | NE | 68152-1942 | 3 | Currently in Use | 8000 | Steel | Federally Regulated | None | Impressed Current Cathodic Protection, STIP3 Tank | Regular Unleaded | 1989 |  |  | Double Walled | Fiberglass Reinforced Plastic
7028 | CUBBYS BENNINGTON | 15625 CW HADEN DR | BENNINGTON | 68007 | DOUGLAS | CUBBYs INC | 9229 MORMON BRIDGE PLZ STE 6 | OMAHA | NE | 68152-1942 | 4 | Currently in Use | 10000 | Fiberglass Reinforced Plastic | Federally Regulated | None | None | Regular Unleaded | 2002 |  |  | Double Walled | Fiberglass Reinforced Plastic
12217 | NEWPORT LANDING BENNINGTON LAKE | 17405 NEWPORT LANDING CIR | BENNINGTON | 68007 | DOUGLAS | NEWPORT LANDING HOMEOWNERS & LAKE ASSOC | PO BOX 171 | BENNINGTON | NE | 68007 | 1 | Currently in Use | 6000 | Fiberglass Reinforced Plastic | Federally Regulated | None | None | Regular Unleaded | 2003 |  |  |  | Fiberglass Reinforced Plastic
4400 | CHS BERTRAND | 802 MARSHFIELD AVE | BERTRAND | 68927 | PHELPS | CHS INC | 310 LOGAN | HOLDREGE | NE | 68949 | 2 | Currently in Use | 10000 | Steel | Federally Regulated | None | Galvanic/Sacrificial Current Cathodic Protection | #2 Diesel | 1989 |  |  |  | Fiberglass Reinforced Plastic
4400 | CHS BERTRAND | 802 MARSHFIELD AVE | BERTRAND | 68927 | PHELPS | CHS INC | 310 LOGAN | HOLDREGE | NE | 68949 | 3 | Currently in Use | 10000 | Steel | Federally Regulated | None | Galvanic/Sacrificial Current Cathodic Protection | E-10 | 1989 |  |  |  | Fiberglass Reinforced Plastic
4400 | CHS BERTRAND | 802 MARSHFIELD AVE | BERTRAND | 68927 | PHELPS | CHS INC | 310 LOGAN | HOLDREGE | NE | 68949 | 4 | Currently in Use | 2000 | Steel | Federally Regulated | None | Galvanic/Sacrificial Current Cathodic Protection | , Other->Dyed Diesel | 1989 |  |  |  | Fiberglass Reinforced Plastic
4400 | CHS BERTRAND | 802 MARSHFIELD AVE | BERTRAND | 68927 | PHELPS | CHS INC | 310 LOGAN | HOLDREGE | NE | 68949 | 5 | Currently in Use | 6000 | Fiberglass Reinforced Plastic | Federally Regulated | None | None | Regular Unleaded | 1999 |  |  |  | Fiberglass Reinforced Plastic
1400 | CLAUDE BENNETT | 403 MINOR AVE | BERTRAND | 68927 | PHELPS | BENNETT, CLAUDE | 403 MINOR AVE | BERTRAND | NE | 68927 | 1 | Permanently Out of Use | 4000 | Steel | Federally Regulated | Unknown | Painted(e.g., asphaltic) | Regular Unleaded | 1956 |  |  |  | Steel
1400 | CLAUDE BENNETT | 403 MINOR AVE | BERTRAND | 68927 | PHELPS | BENNETT, CLAUDE | 403 MINOR AVE | BERTRAND | NE | 68927 | 2 | Permanently Out of Use | 2000 | Steel | Federally Regulated | Unknown | Painted(e.g., asphaltic) | Regular Unleaded | 1956 |  |  |  | Steel
1400 | CLAUDE BENNETT | 403 MINOR AVE | BERTRAND | 68927 | PHELPS | BENNETT, CLAUDE | 403 MINOR AVE | BERTRAND | NE | 68927 | 3 | Permanently Out of Use | 1000 | Steel | Federally Regulated | Unknown | Painted(e.g., asphaltic) | Empty | 1956 | 12/1/1956 |  |  | Steel
7091 | CONVENIENCE PLUS | 707 MINOR AVE | BERTRAND | 68927 | PHELPS | CDL INC | PO BOX 266 | BERTRAND | NE | 68927 | 1 | Currently in Use | 10000 | Steel | Federally Regulated | None | Galvanic/Sacrificial Current Cathodic Protection, Painted(e.g., asphaltic) | E-10 | 1990 |  |  |  | Fiberglass Reinforced Plastic
7091 | CONVENIENCE PLUS | 707 MINOR AVE | BERTRAND | 68927 | PHELPS | CDL INC | PO BOX 266 | BERTRAND | NE | 68927 | 2 | Currently in Use | 6000 | Steel | Federally Regulated | None | Galvanic/Sacrificial Current Cathodic Protection, Painted(e.g., asphaltic), Split compartment | #2 Diesel | 1990 |  |  |  | Fiberglass Reinforced Plastic
7091 | CONVENIENCE PLUS | 707 MINOR AVE | BERTRAND | 68927 | PHELPS | CDL INC | PO BOX 266 | BERTRAND | NE | 68927 | 3 | Currently in Use | 4000 | Steel | Federally Regulated | None | Galvanic/Sacrificial Current Cathodic Protection, Painted(e.g., asphaltic), Split compartment | Regular Unleaded | 1990 |  |  |  | Fiberglass Reinforced Plastic
1446 | LEROY KUCK | 43449 DR 737 | BERTRAND | 68927 | GOSPER | LEROY KUCK | 43449 DRIVE 737 | BERTRAND | NE | 68927 | 1 | Permanently Out of Use | 1000 | Steel | Federally Regulated | Unknown | TAR | Regular Unleaded | 1981 | 5/1/1997 |  |  | Steel
1446 | LEROY KUCK | 43449 DR 737 | BERTRAND | 68927 | GOSPER | LEROY KUCK | 43449 DRIVE 737 | BERTRAND | NE | 68927 | 2 | Permanently Out of Use | 1000 | Steel | Federally Regulated | Unknown | TAR | Regular Unleaded | 1981 | 5/1/1997 |  |  | Steel
6280 | WENDELL H ZIEMS | 402 MINOR AVE | BERTRAND | 68927 | PHELPS | ZIEMS, WENDELL H | PO BOX 324 | BERTRAND | NE | 68927 | 1 | Permanently Out of Use | 999 | Fiberglass Reinforced Plastic | Federally Regulated | Unknown | Unknown | Empty | 1901 | 1/1/1936 |  |  | Unknown
6280 | WENDELL H ZIEMS | 402 MINOR AVE | BERTRAND | 68927 | PHELPS | ZIEMS, WENDELL H | PO BOX 324 | BERTRAND | NE | 68927 | 2 | Permanently Out of Use | 99999 | Unknown | Federally Regulated | Unknown | Unknown | Mixed | 1901 | 1/1/1936 |  |  | Unknown
6280 | WENDELL H ZIEMS | 402 MINOR AVE | BERTRAND | 68927 | PHELPS | ZIEMS, WENDELL H | PO BOX 324 | BERTRAND | NE | 68927 | 3 | Permanently Out of Use | 999 | Unknown | Federally Regulated | Unknown | Unknown | Mixed | 1901 | 1/1/1936 |  |  | Unknown
4797 | COVERED WAGON CONOCO | I-80 & BIG SPRINGS INT | BIG SPRINGS | 69121 | DEUEL | LOWERY OIL CO | PO BOX 346 | JULESBURG | CO | 80737 | 1 | Permanently Out of Use | 10000 | Steel | Federally Regulated | Unknown | Painted(e.g., asphaltic) | Regular Unleaded | 1970 |  |  |  | Steel
4797 | COVERED WAGON CONOCO | I-80 & BIG SPRINGS INT | BIG SPRINGS | 69121 | DEUEL | LOWERY OIL CO | PO BOX 346 | JULESBURG | CO | 80737 | 2 | Permanently Out of Use | 10000 | Steel | Federally Regulated | Unknown | Painted(e.g., asphaltic) | Regular Unleaded | 1970 |  |  |  | Steel
4797 | COVERED WAGON CONOCO | I-80 & BIG SPRINGS INT | BIG SPRINGS | 69121 | DEUEL | LOWERY OIL CO | PO BOX 346 | JULESBURG | CO | 80737 | 3 | Permanently Out of Use | 10000 | Steel | Federally Regulated | Unknown | Painted(e.g., asphaltic) | #2 Diesel | 1970 |  |  |  | Steel
4797 | COVERED WAGON CONOCO | I-80 & BIG SPRINGS INT | BIG SPRINGS | 69121 | DEUEL | LOWERY OIL CO | PO BOX 346 | JULESBURG | CO | 80737 | 4 | Permanently Out of Use | 10000 | Steel | Federally Regulated | Unknown | Painted(e.g., asphaltic) | #2 Diesel | 1970 |  |  |  | Steel
4797 | COVERED WAGON CONOCO | I-80 & BIG SPRINGS INT | BIG SPRINGS | 69121 | DEUEL | LOWERY OIL CO | PO BOX 346 | JULESBURG | CO | 80737 | 5 | Permanently Out of Use | 500 | Steel | Federally Regulated | None | Painted(e.g., asphaltic) | Used Oil | 1900 |  |  |  | Steel
12871 | MAVERIK | 692 ROAD 209 | BIG SPRINGS | 69122 | DEUEL | MAVERIK INC LICENSING | 185 S STATE ST STE 800 | SALT LAKE CITY | UT | 84111 | 1 | Currently in Use | 13000 | Fiberglass Reinforced Plastic | Federally Regulated |  |  | Regular Unleaded | 2023 |  |  | Double Walled | Fiberglass Reinforced Plastic, Plastic
12871 | MAVERIK | 692 ROAD 209 | BIG SPRINGS | 69122 | DEUEL | MAVERIK INC LICENSING | 185 S STATE ST STE 800 | SALT LAKE CITY | UT | 84111 | 2 | Currently in Use | 12000 | Fiberglass Reinforced Plastic | Federally Regulated |  |  | E-15 | 2023 |  |  | Double Walled | Fiberglass Reinforced Plastic, Plastic
12871 | MAVERIK | 692 ROAD 209 | BIG SPRINGS | 69122 | DEUEL | MAVERIK INC LICENSING | 185 S STATE ST STE 800 | SALT LAKE CITY | UT | 84111 | 3 | Currently in Use | 25000 | Fiberglass Reinforced Plastic | Federally Regulated |  |  | #1 Diesel | 2023 |  |  | Double Walled | Fiberglass Reinforced Plastic, Plastic
12871 | MAVERIK | 692 ROAD 209 | BIG SPRINGS | 69122 | DEUEL | MAVERIK INC LICENSING | 185 S STATE ST STE 800 | SALT LAKE CITY | UT | 84111 | 4 | Currently in Use | 8000 | Fiberglass Reinforced Plastic | Federally Regulated |  |  |  | 2023 |  |  | Double Walled | Fiberglass Reinforced Plastic, Plastic
12871 | MAVERIK | 692 ROAD 209 | BIG SPRINGS | 69122 | DEUEL | MAVERIK INC LICENSING | 185 S STATE ST STE 800 | SALT LAKE CITY | UT | 84111 | 5 | Currently in Use | 9000 | Fiberglass Reinforced Plastic | Federally Regulated |  |  | Premium Unleaded | 2023 |  |  | Double Walled | Fiberglass Reinforced Plastic, Plastic
429 | PILOT TRAVEL CENTER #904 | 109 CIRCLE RD | BIG SPRINGS | 69132 | DEUEL | PILOT TRAVEL CENTERS LLC | 5508 LONAS RD | KNOXVILLE | TN | 37909 | 11 | Currently in Use | 15000 | Fiberglass Reinforced Plastic | Federally Regulated | None | None | #2 Diesel | 1996 |  |  |  | Fiberglass Reinforced Plastic
429 | PILOT TRAVEL CENTER #904 | 109 CIRCLE RD | BIG SPRINGS | 69132 | DEUEL | PILOT TRAVEL CENTERS LLC | 5508 LONAS RD | KNOXVILLE | TN | 37909 | 12 | Currently in Use | 15000 | Fiberglass Reinforced Plastic | Federally Regulated | None | None | #2 Diesel | 1996 |  |  |  | Fiberglass Reinforced Plastic
429 | PILOT TRAVEL CENTER #904 | 109 CIRCLE RD | BIG SPRINGS | 69132 | DEUEL | PILOT TRAVEL CENTERS LLC | 5508 LONAS RD | KNOXVILLE | TN | 37909 | 13 | Currently in Use | 15000 | Fiberglass Reinforced Plastic | Federally Regulated | None | None | #2 Diesel | 1996 |  |  |  | Fiberglass Reinforced Plastic
429 | PILOT TRAVEL CENTER #904 | 109 CIRCLE RD | BIG SPRINGS | 69132 | DEUEL | PILOT TRAVEL CENTERS LLC | 5508 LONAS RD | KNOXVILLE | TN | 37909 | 14 | Currently in Use | 15000 | Fiberglass Reinforced Plastic | Federally Regulated | None | None | #2 Diesel | 1996 |  |  |  | Fiberglass Reinforced Plastic
429 | PILOT TRAVEL CENTER #904 | 109 CIRCLE RD | BIG SPRINGS | 69132 | DEUEL | PILOT TRAVEL CENTERS LLC | 5508 LONAS RD | KNOXVILLE | TN | 37909 | 15 | Currently in Use | 12000 | Fiberglass Reinforced Plastic | Federally Regulated | None | None | #2 Diesel | 1996 |  |  |  | Fiberglass Reinforced Plastic
429 | PILOT TRAVEL CENTER #904 | 109 CIRCLE RD | BIG SPRINGS | 69132 | DEUEL | PILOT TRAVEL CENTERS LLC | 5508 LONAS RD | KNOXVILLE | TN | 37909 | 16 | Currently in Use | 12000 | Fiberglass Reinforced Plastic | Federally Regulated | None | None | Regular Unleaded | 1996 |  |  |  | Fiberglass Reinforced Plastic
429 | PILOT TRAVEL CENTER #904 | 109 CIRCLE RD | BIG SPRINGS | 69132 | DEUEL | PILOT TRAVEL CENTERS LLC | 5508 LONAS RD | KNOXVILLE | TN | 37909 | 17 | Currently in Use | 12000 | Fiberglass Reinforced Plastic | Federally Regulated | None | None | E-10 | 1996 |  |  |  | DOUBLE WALLED, Plastic
429 | PILOT TRAVEL CENTER #904 | 109 CIRCLE RD | BIG SPRINGS | 69132 | DEUEL | PILOT TRAVEL CENTERS LLC | 5508 LONAS RD | KNOXVILLE | TN | 37909 | 18 | Currently in Use | 12000 | Fiberglass Reinforced Plastic | Federally Regulated | None | None | Regular Unleaded | 1996 |  |  |  | DOUBLE WALLED, Plastic
6335 | UNION PACIFIC RAILROAD | BIG SPRINGS SECTION NEAR RR TRACKS | BIG SPRINGS | 69122 | DEUEL | UNION PACIFIC RR | 1416 DODGE ST RM 1000 | OMAHA | NE | 68179 | 1 | Permanently Out of Use | 150 | Unknown | Federally Regulated | Unknown | Unknown | Mixed | 1901 | 4/1/1986 |  |  | Unknown
5141 | GARAGE & SNACK SHOP | HWY 2 RR | BINGHAM | 69335 | SHERIDAN | DOROTHY JONES | 324 EMERSON ST | ALLIANCE | NE | 69301 | 1 | Permanently Out of Use | 560 | Steel | Federally Regulated | Unknown | Unknown | Empty | 1974 |  |  |  | Unknown
5141 | GARAGE & SNACK SHOP | HWY 2 RR | BINGHAM | 69335 | SHERIDAN | DOROTHY JONES | 324 EMERSON ST | ALLIANCE | NE | 69301 | 2 | Permanently Out of Use | 2500 | Steel | Federally Regulated | Unknown | Unknown | Empty | 1901 |  |  |  | Unknown
5141 | GARAGE & SNACK SHOP | HWY 2 RR | BINGHAM | 69335 | SHERIDAN | DOROTHY JONES | 324 EMERSON ST | ALLIANCE | NE | 69301 | 3 | Permanently Out of Use | 6000 | Unknown | Federally Regulated | Unknown | Unknown | Empty | 1984 |  |  |  | Unknown
4950 | TIMMs SERVICE | 204 N MCKELVEY ST | BLADEN | 68928 | WEBSTER | TIMMS SERVICE LLC | PO BOX 1 | BLADEN | NE | 68928 | 4 | Currently in Use | 6000 | Fiberglass Reinforced Plastic | Federally Regulated | None | None | #2 Diesel | 1997 |  |  |  | Plastic
4950 | TIMMs SERVICE | 204 N MCKELVEY ST | BLADEN | 68928 | WEBSTER | TIMMS SERVICE LLC | PO BOX 1 | BLADEN | NE | 68928 | 5 | Currently in Use | 6000 | Fiberglass Reinforced Plastic | Federally Regulated | None | None | Regular Unleaded | 1997 |  |  |  | Plastic
4950 | TIMMs SERVICE | 204 N MCKELVEY ST | BLADEN | 68928 | WEBSTER | TIMMS SERVICE LLC | PO BOX 1 | BLADEN | NE | 68928 | 6 | Currently in Use | 6000 | Fiberglass Reinforced Plastic | Federally Regulated | None | None | Regular Unleaded | 1997 |  |  |  | Plastic
4950 | TIMMs SERVICE | 204 N MCKELVEY ST | BLADEN | 68928 | WEBSTER | TIMMS SERVICE LLC | PO BOX 1 | BLADEN | NE | 68928 | 7 | Currently in Use | 6000 | Fiberglass Reinforced Plastic | Federally Regulated | None | None | #2 Diesel | 1997 |  |  |  | Plastic
5755 | BLAIR AMOCO | 454 S 19TH ST | BLAIR | 68008 | WASHINGTON | NEBRASKA IOWA SUPPLY CO INC | PO BOX 368 | BLAIR | NE | 68008 | 1 | Currently in Use | 10000 | Fiberglass Reinforced Plastic | Federally Regulated | None | None | Regular Unleaded | 1992 |  |  |  | Fiberglass Reinforced Plastic
5755 | BLAIR AMOCO | 454 S 19TH ST | BLAIR | 68008 | WASHINGTON | NEBRASKA IOWA SUPPLY CO INC | PO BOX 368 | BLAIR | NE | 68008 | 2 | Currently in Use | 8000 | Fiberglass Reinforced Plastic | Federally Regulated | None | None | Regular Unleaded | 1992 |  |  |  | Fiberglass Reinforced Plastic
5755 | BLAIR AMOCO | 454 S 19TH ST | BLAIR | 68008 | WASHINGTON | NEBRASKA IOWA SUPPLY CO INC | PO BOX 368 | BLAIR | NE | 68008 | 3 | Currently in Use | 8000 | Fiberglass Reinforced Plastic | Federally Regulated | None | None | Regular Unleaded | 1992 |  |  |  | Fiberglass Reinforced Plastic
5755 | BLAIR AMOCO | 454 S 19TH ST | BLAIR | 68008 | WASHINGTON | NEBRASKA IOWA SUPPLY CO INC | PO BOX 368 | BLAIR | NE | 68008 | 4 | Currently in Use | 2000 | Fiberglass Reinforced Plastic | Federally Regulated | None | None | #2 Diesel | 1992 |  |  |  | Fiberglass Reinforced Plastic
4775 | BLAIR FLOUR MILL | 1759 STATE ST | BLAIR | 68008 | WASHINGTON | BLAIR FLOUR MILL | 1759 STATE ST | BLAIR | NE | 68008 | 1 | Permanently Out of Use | 500 | Steel | Federally Regulated | None | Unknown | Regular Unleaded | 1968 |  |  |  | Steel
12371 | BLAIR MUNICIPAL AIRPORT | 2785 STATE HWY 133 | BLAIR | 68008 | WASHINGTON | CITY OF BLAIR | 218 S 16TH ST | BLAIR | NE | 68008 | 1 | Currently in Use | 12000 | Fiberglass Reinforced Plastic | Federally Regulated | None | None | Other->AV Gas | 2007 |  |  |  | Plastic
12371 | BLAIR MUNICIPAL AIRPORT | 2785 STATE HWY 133 | BLAIR | 68008 | WASHINGTON | CITY OF BLAIR | 218 S 16TH ST | BLAIR | NE | 68008 | 2 | Currently in Use | 12000 | Fiberglass Reinforced Plastic | Federally Regulated | None | None | Other->Jet Fuel | 2007 |  |  |  | Plastic
11534 | CARGILL INC | 650 INDUSTRIAL RD | BLAIR | 68008 | WASHINGTON | CARGILL INC | 650 INDUSTRIAL RD | BLAIR | NE | 68008 | 1 | Currently in Use | 40000 | Jacketed | Federally Regulated | None | Fiberglass Reinforced Plastic Coated | Hazard->64742-49-0, Other->HEXANE/Naptha | 1996 |  |  | Double Walled | Steel
11534 | CARGILL INC | 650 INDUSTRIAL RD | BLAIR | 68008 | WASHINGTON | CARGILL INC | 650 INDUSTRIAL RD | BLAIR | NE | 68008 | 2 | Currently in Use | 20000 | Jacketed | Federally Regulated | None | Fiberglass Reinforced Plastic Coated | Hazard->64742-49-0, Other->HEXANE/Naptha | 1996 |  |  | Double Walled | Steel
11184 | CASEYS GENERAL STORE #1812 | 1059 WASHINGTON ST | BLAIR | 68008 | WASHINGTON | CASEYS RETAIL CO | PO BOX 3001 | ANKENY | IA | 50021-8045 | 1 | Currently in Use | 10000 | Fiberglass Reinforced Plastic | Federally Regulated | None | None | Regular Unleaded | 1995 |  |  |  | Fiberglass Reinforced Plastic
11184 | CASEYS GENERAL STORE #1812 | 1059 WASHINGTON ST | BLAIR | 68008 | WASHINGTON | CASEYS RETAIL CO | PO BOX 3001 | ANKENY | IA | 50021-8045 | 2 | Currently in Use | 10000 | Fiberglass Reinforced Plastic | Federally Regulated | None | None | Regular Unleaded | 1995 |  |  |  | Fiberglass Reinforced Plastic
12612 | CASEYS GENERAL STORE #3344 | 2028 KELLIE DR | BLAIR | 68008 | WASHINGTON | CASEYS RETAIL CO | PO BOX 3001 | ANKENY | IA | 50021-8045 | 1 | Currently in Use | 20000 | Fiberglass Reinforced Plastic | Federally Regulated |  |  | E-10 | 2014 |  |  | Double Walled | Fiberglass Reinforced Plastic
12612 | CASEYS GENERAL STORE #3344 | 2028 KELLIE DR | BLAIR | 68008 | WASHINGTON | CASEYS RETAIL CO | PO BOX 3001 | ANKENY | IA | 50021-8045 | 2 | Currently in Use | 12000 | Fiberglass Reinforced Plastic | Federally Regulated |  |  | #2 Diesel | 2014 |  |  | Double Walled | Fiberglass Reinforced Plastic
12612 | CASEYS GENERAL STORE #3344 | 2028 KELLIE DR | BLAIR | 68008 | WASHINGTON | CASEYS RETAIL CO | PO BOX 3001 | ANKENY | IA | 50021-8045 | 3 | Currently in Use | 8000 | Fiberglass Reinforced Plastic | Federally Regulated |  |  | Regular Unleaded | 2014 |  |  | Double Walled | Fiberglass Reinforced Plastic
5936 | CUBBYs BLAIR | 1458 WASHINGTON ST | BLAIR | 68008 | WASHINGTON | CUBBYs INC | 9229 MORMON BRIDGE PLZ STE 6 | OMAHA | NE | 68152-1942 | 2 | Currently in Use | 8000 | Steel | Federally Regulated | None | Galvanic/Sacrificial Current Cathodic Protection, STIP3 Tank | Regular Unleaded | 1990 |  |  |  | Fiberglass Reinforced Plastic
5936 | CUBBYs BLAIR | 1458 WASHINGTON ST | BLAIR | 68008 | WASHINGTON | CUBBYs INC | 9229 MORMON BRIDGE PLZ STE 6 | OMAHA | NE | 68152-1942 | 3 | Currently in Use | 8000 | Steel | Federally Regulated | None | Galvanic/Sacrificial Current Cathodic Protection, STIP3 Tank | Regular Unleaded | 1990 |  |  |  | Fiberglass Reinforced Plastic
5936 | CUBBYs BLAIR | 1458 WASHINGTON ST | BLAIR | 68008 | WASHINGTON | CUBBYs INC | 9229 MORMON BRIDGE PLZ STE 6 | OMAHA | NE | 68152-1942 | 4 | Currently in Use | 6000 | Steel | Federally Regulated | None | Galvanic/Sacrificial Current Cathodic Protection, STIP3 Tank | #2 Diesel | 1995 |  |  |  | Fiberglass Reinforced Plastic
5936 | CUBBYs BLAIR | 1458 WASHINGTON ST | BLAIR | 68008 | WASHINGTON | CUBBYs INC | 9229 MORMON BRIDGE PLZ STE 6 | OMAHA | NE | 68152-1942 | 5 | Currently in Use | 4000 | Jacketed | Federally Regulated | None | Fiberglass/Epoxy Resin Clad | E-85 | 2007 |  |  | Double Walled | Existing pipe add on, Fiberglass Reinforced Plastic, Plastic
8663 | DANA COLLEGE | 2848 COLLEGE DR | BLAIR | 68008 | WASHINGTON | DANA COLLEGE | PO BOX 1191 | BLAIR | NE | 68008 | 6 | Permanently Out of Use | 12000 | Steel | Heating Oil | Internal Lining(e.g., epoxy resins), UPGRADE 97 | Impressed Current Cathodic Protection | Heating Oil 2 | 1972 | 4/1/2010 |  |  | Steel
8663 | DANA COLLEGE | 2848 COLLEGE DR | BLAIR | 68008 | WASHINGTON | DANA COLLEGE | PO BOX 1191 | BLAIR | NE | 68008 | 7 | Permanently Out of Use | 12000 | Steel | Heating Oil | Internal Lining(e.g., epoxy resins), UPGRADE 97 | Impressed Current Cathodic Protection | Heating Oil 2 | 1972 | 4/1/2010 |  |  | Steel
5935 | FAIRWAY OIL | 1715 FRONT ST | BLAIR | 68008 | WASHINGTON | FAIRWAY OIL | 1715 FRONT ST | BLAIR | NE | 68008 | 4 | Currently in Use | 5000 | Composite | Federally Regulated | None | Fiberglass Reinforced Plastic Coated | Regular Unleaded | 1999 |  |  |  | Fiberglass Reinforced Plastic
5935 | FAIRWAY OIL | 1715 FRONT ST | BLAIR | 68008 | WASHINGTON | FAIRWAY OIL | 1715 FRONT ST | BLAIR | NE | 68008 | 5 | Currently in Use | 3000 | Composite | Federally Regulated | None | Fiberglass Reinforced Plastic Coated | #2 Diesel | 1999 |  |  |  | Fiberglass Reinforced Plastic
5935 | FAIRWAY OIL | 1715 FRONT ST | BLAIR | 68008 | WASHINGTON | FAIRWAY OIL | 1715 FRONT ST | BLAIR | NE | 68008 | 6 | Currently in Use | 2000 | Composite | Federally Regulated | None | Fiberglass Reinforced Plastic Coated | #2 Diesel | 1999 |  |  |  | Fiberglass Reinforced Plastic
4360 | MEMORIAL COMMUNITY HOSPITAL | 810 N 22ND ST | BLAIR | 68008 | WASHINGTON | MEMORIAL COMMUNITY HOSPITAL | 810 N 22ND ST | BLAIR | NE | 68008 | 3 | Currently in Use | 4000 | Fiberglass Reinforced Plastic | Heating Oil | None | None | #2 Diesel | 1997 |  |  |  | Double walled, Fiberglass Reinforced Plastic
12197 | MUTUAL OF OMAHA | 9330 STATE HWY 133 | BLAIR | 68008 | WASHINGTON | MUTUAL OF OMAHA | 9330 STATE HIGHWAY 133 | BLAIR | NE | 68008 | 1 | Currently in Use | 10000 | Composite | Federally Regulated | None | Fiberglass Reinforced Plastic Coated | #1 Diesel | 2003 |  |  |  | Plastic
12036 | PETRO MART TRUCK STOP | 150 EASTGATE ST | BLAIR | 68008 | WASHINGTON | NE/IA SUPPLY COMPANY | PO BOX 368 | BLAIR | NE | 68008 | 1 | Currently in Use | 20000 | Fiberglass Reinforced Plastic | Federally Regulated | None | None | #1 Diesel | 1996 |  |  |  | Fiberglass Reinforced Plastic
12036 | PETRO MART TRUCK STOP | 150 EASTGATE ST | BLAIR | 68008 | WASHINGTON | NE/IA SUPPLY COMPANY | PO BOX 368 | BLAIR | NE | 68008 | 2 | Currently in Use | 12000 | Fiberglass Reinforced Plastic | Federally Regulated | None | None | #1 Diesel | 1996 |  |  |  | Fiberglass Reinforced Plastic
12036 | PETRO MART TRUCK STOP | 150 EASTGATE ST | BLAIR | 68008 | WASHINGTON | NE/IA SUPPLY COMPANY | PO BOX 368 | BLAIR | NE | 68008 | 3 | Currently in Use | 10000 | Fiberglass Reinforced Plastic | Federally Regulated | None | None | Regular Unleaded | 1996 |  |  |  | Fiberglass Reinforced Plastic
12036 | PETRO MART TRUCK STOP | 150 EASTGATE ST | BLAIR | 68008 | WASHINGTON | NE/IA SUPPLY COMPANY | PO BOX 368 | BLAIR | NE | 68008 | 4 | Currently in Use | 8000 | Fiberglass Reinforced Plastic | Federally Regulated | None | None | Regular Unleaded | 1996 |  |  |  | Fiberglass Reinforced Plastic
12036 | PETRO MART TRUCK STOP | 150 EASTGATE ST | BLAIR | 68008 | WASHINGTON | NE/IA SUPPLY COMPANY | PO BOX 368 | BLAIR | NE | 68008 | 5 | Currently in Use | 8000 | Fiberglass Reinforced Plastic | Federally Regulated | None | None | Regular Unleaded | 1995 |  |  |  | Fiberglass Reinforced Plastic
664 | SPEEDEE MART 2707 BLAIR | 1094 S 19TH ST | BLAIR | 68008 | WASHINGTON | DANCO II 2707 BLAIR LLC | PO BOX 10 | VALENTINE | NE | 69201 | 4 | Currently in Use | 10000 | Fiberglass Reinforced Plastic | Federally Regulated | None | None | E-10 | 2000 |  |  |  | Fiberglass Reinforced Plastic
664 | SPEEDEE MART 2707 BLAIR | 1094 S 19TH ST | BLAIR | 68008 | WASHINGTON | DANCO II 2707 BLAIR LLC | PO BOX 10 | VALENTINE | NE | 69201 | 5 | Currently in Use | 10000 | Fiberglass Reinforced Plastic | Federally Regulated | None | None | E-10 | 2000 |  |  |  | Fiberglass Reinforced Plastic
664 | SPEEDEE MART 2707 BLAIR | 1094 S 19TH ST | BLAIR | 68008 | WASHINGTON | DANCO II 2707 BLAIR LLC | PO BOX 10 | VALENTINE | NE | 69201 | 6 | Currently in Use | 6000 | Fiberglass Reinforced Plastic | Federally Regulated | None | None | E-10 | 2000 |  |  |  | Fiberglass Reinforced Plastic
664 | SPEEDEE MART 2707 BLAIR | 1094 S 19TH ST | BLAIR | 68008 | WASHINGTON | DANCO II 2707 BLAIR LLC | PO BOX 10 | VALENTINE | NE | 69201 | 7 | Currently in Use | 6000 | Fiberglass Reinforced Plastic | Federally Regulated | None | None | #2 Diesel | 2000 |  |  |  | Fiberglass Reinforced Plastic
12373 | STERLING TRANSPORTATION SERVICES | 270 E GRANT ST | BLAIR | 68008 | WASHINGTON | STERLING TRANSPORTATION SERVICES INC | PO BOX 79 | BLAIR | NE | 68008 | 1 | Currently in Use | 15000 | Composite | Federally Regulated | None | Fiberglass Reinforced Plastic Coated | #2 Diesel | 2006 |  |  |  | Fiberglass Reinforced Plastic
2865 | TAYLOR QUIK PIK | 1807 WASHINGTON ST | BLAIR | 68008 | WASHINGTON | TAYLOR OIL CO INC | PO BOX 548 | BLAIR | NE | 68008 | 1 | Currently in Use | 8500 | Steel | Federally Regulated | None | Galvanic/Sacrificial Current Cathodic Protection, STIP3 Tank | Regular Unleaded | 1987 |  |  |  | Fiberglass Reinforced Plastic
2865 | TAYLOR QUIK PIK | 1807 WASHINGTON ST | BLAIR | 68008 | WASHINGTON | TAYLOR OIL CO INC | PO BOX 548 | BLAIR | NE | 68008 | 2 | Currently in Use | 8500 | Steel | Federally Regulated | None | Galvanic/Sacrificial Current Cathodic Protection, STIP3 Tank | Regular Unleaded | 1987 |  |  |  | Fiberglass Reinforced Plastic
2032 | TAYLOR QUIK PIK | 1052 WASHINGTON ST | BLAIR | 68008 | WASHINGTON | TAYLOR OIL CO INC | PO BOX 548 | BLAIR | NE | 68008 | 4 | Currently in Use | 10000 | Composite | Federally Regulated | None | Fiberglass Reinforced Plastic Coated | Regular Unleaded | 1993 |  |  |  | Fiberglass Reinforced Plastic
2032 | TAYLOR QUIK PIK | 1052 WASHINGTON ST | BLAIR | 68008 | WASHINGTON | TAYLOR OIL CO INC | PO BOX 548 | BLAIR | NE | 68008 | 5 | Currently in Use | 6000 | Composite | Federally Regulated | None | Fiberglass Reinforced Plastic Coated | Regular Unleaded | 1993 |  |  |  | Fiberglass Reinforced Plastic
2032 | TAYLOR QUIK PIK | 1052 WASHINGTON ST | BLAIR | 68008 | WASHINGTON | TAYLOR OIL CO INC | PO BOX 548 | BLAIR | NE | 68008 | 6 | Currently in Use | 2000 | Composite | Federally Regulated | None | Fiberglass Reinforced Plastic Coated | #1 Diesel | 1993 |  |  |  | Fiberglass Reinforced Plastic
6110 | ALLAN KERSTEN | 105 W MAIN ST | BLOOMFIELD | 68718 | KNOX | ALLAN KERSTEN | 105 W MAIN ST | BLOOMFIELD | NE | 68718 | 1 | Permanently Out of Use | 99999 | Unknown | Federally Regulated | Unknown | Unknown | Mixed | 1941 | 7/1/1982 |  |  | Unknown
6110 | ALLAN KERSTEN | 105 W MAIN ST | BLOOMFIELD | 68718 | KNOX | ALLAN KERSTEN | 105 W MAIN ST | BLOOMFIELD | NE | 68718 | 2 | Permanently Out of Use | 99999 | Unknown | Federally Regulated | Unknown | Unknown | Mixed | 1941 | 7/1/1982 |  |  | Unknown
6110 | ALLAN KERSTEN | 105 W MAIN ST | BLOOMFIELD | 68718 | KNOX | ALLAN KERSTEN | 105 W MAIN ST | BLOOMFIELD | NE | 68718 | 3 | Permanently Out of Use | 99999 | Unknown | Federally Regulated | Unknown | Unknown | Mixed | 1941 | 7/1/1982 |  |  | Unknown
6110 | ALLAN KERSTEN | 105 W MAIN ST | BLOOMFIELD | 68718 | KNOX | ALLAN KERSTEN | 105 W MAIN ST | BLOOMFIELD | NE | 68718 | 4 | Permanently Out of Use | 99999 | Unknown | Federally Regulated | Unknown | Unknown | Mixed | 1941 | 7/1/1982 |  |  | Unknown
1264 | BLOOMFIELD TIRE & OIL | 112 W MAIN ST | BLOOMFIELD | 68718 | KNOX | BATTLE CREEK FARMERS COOP | PO BOX 10 | BATTLE CREEK | NE | 68715-0010 | 5 | Temporarily Out of Use | 2000 | Fiberglass Reinforced Plastic | Federally Regulated | None | None | Regular Unleaded | 1997 |  |  |  | Fiberglass Reinforced Plastic
1264 | BLOOMFIELD TIRE & OIL | 112 W MAIN ST | BLOOMFIELD | 68718 | KNOX | BATTLE CREEK FARMERS COOP | PO BOX 10 | BATTLE CREEK | NE | 68715-0010 | 6 | Temporarily Out of Use | 2000 | Fiberglass Reinforced Plastic | Federally Regulated | None | None | E-10 | 1997 |  |  |  | Fiberglass Reinforced Plastic
1264 | BLOOMFIELD TIRE & OIL | 112 W MAIN ST | BLOOMFIELD | 68718 | KNOX | BATTLE CREEK FARMERS COOP | PO BOX 10 | BATTLE CREEK | NE | 68715-0010 | 7 | Temporarily Out of Use | 2000 | Fiberglass Reinforced Plastic | Federally Regulated | None | None | #2 Diesel | 1997 |  |  |  | Fiberglass Reinforced Plastic
1264 | BLOOMFIELD TIRE & OIL | 112 W MAIN ST | BLOOMFIELD | 68718 | KNOX | BATTLE CREEK FARMERS COOP | PO BOX 10 | BATTLE CREEK | NE | 68715-0010 | 8 | Currently in Use | 2000 | Fiberglass Reinforced Plastic | Federally Regulated | None | None | #2 Diesel | 1997 |  |  |  | Fiberglass Reinforced Plastic
1264 | BLOOMFIELD TIRE & OIL | 112 W MAIN ST | BLOOMFIELD | 68718 | KNOX | BATTLE CREEK FARMERS COOP | PO BOX 10 | BATTLE CREEK | NE | 68715-0010 | 9 | Currently in Use | 2000 | Fiberglass Reinforced Plastic | Federally Regulated | None | None | #2 Diesel | 1997 |  |  |  | Fiberglass Reinforced Plastic
11891 | HOMETOWN STORAGE | 501 E HWY 84 | BLOOMFIELD | 68718 | KNOX | PFEIFERS INVESTMENTS LLC | 84803 US HIGHWAY 81 | NORFOLK | NE | 68701 | 1 | Permanently Out of Use | 10000 | Fiberglass Reinforced Plastic | Federally Regulated | None | None | Regular Unleaded | 2001 |  |  |  | Fiberglass Reinforced Plastic
11891 | HOMETOWN STORAGE | 501 E HWY 84 | BLOOMFIELD | 68718 | KNOX | PFEIFERS INVESTMENTS LLC | 84803 US HIGHWAY 81 | NORFOLK | NE | 68701 | 2 | Permanently Out of Use | 10000 | Fiberglass Reinforced Plastic | Federally Regulated | None | None | #1 Diesel | 2001 |  |  |  | Fiberglass Reinforced Plastic
2377 | STINGERS ONE STOP | 202 E MAIN ST | BLOOMFIELD | 68718 | KNOX | JSKJ LLC | PO BOX 573 | BLOOMFIELD | NE | 68718 | 7 | Currently in Use | 8000 | Fiberglass Reinforced Plastic | Federally Regulated | None | None | E-10 | 1994 |  |  |  | Fiberglass Reinforced Plastic
2377 | STINGERS ONE STOP | 202 E MAIN ST | BLOOMFIELD | 68718 | KNOX | JSKJ LLC | PO BOX 573 | BLOOMFIELD | NE | 68718 | 8 | Currently in Use | 8000 | Fiberglass Reinforced Plastic | Federally Regulated | None | None | Regular Unleaded | 1994 |  |  |  | Fiberglass Reinforced Plastic
4004 | GIDDERS | 1480 NEBRASKA AVE | BLOOMINGTON | 68929 | FRANKLIN | TIRAWA ENTERPRISES | 300 NEBRASKA AVE | BLOOMINGTON | NE | 68929 | 1 | Permanently Out of Use | 4000 | Steel | Federally Regulated | Unknown | Galvanic/Sacrificial Current Cathodic Protection, Painted(e.g., asphaltic) | #2 Diesel | 1989 | 12/1/2015 |  |  | Steel
4004 | GIDDERS | 1480 NEBRASKA AVE | BLOOMINGTON | 68929 | FRANKLIN | TIRAWA ENTERPRISES | 300 NEBRASKA AVE | BLOOMINGTON | NE | 68929 | 2 | Permanently Out of Use | 6000 | Steel | Federally Regulated | Unknown | Galvanic/Sacrificial Current Cathodic Protection | E-10 | 1989 | 12/1/2015 |  |  | Steel
4340 | PREMIER STOP BLUE HILL | 310 N WILSON ST | BLUE HILL | 68930 | WEBSTER | COOPERATIVE PRODUCERS INC | PO BOX 1008 | HASTINGS | NE | 68902-1008 | 1 | Currently in Use | 10000 | Steel | Federally Regulated | Internal Lining(e.g., epoxy resins) | Galvanic/Sacrificial Current Cathodic Protection, STIP3 Tank | Regular Unleaded | 1988 |  |  |  | Fiberglass Reinforced Plastic
4340 | PREMIER STOP BLUE HILL | 310 N WILSON ST | BLUE HILL | 68930 | WEBSTER | COOPERATIVE PRODUCERS INC | PO BOX 1008 | HASTINGS | NE | 68902-1008 | 2 | Currently in Use | 10000 | Steel | Federally Regulated | Internal Lining(e.g., epoxy resins) | Galvanic/Sacrificial Current Cathodic Protection, STIP3 Tank | E-10 | 1988 |  |  |  | Fiberglass Reinforced Plastic
4340 | PREMIER STOP BLUE HILL | 310 N WILSON ST | BLUE HILL | 68930 | WEBSTER | COOPERATIVE PRODUCERS INC | PO BOX 1008 | HASTINGS | NE | 68902-1008 | 3 | Currently in Use | 4000 | Steel | Federally Regulated | Internal Lining(e.g., epoxy resins) | Galvanic/Sacrificial Current Cathodic Protection, STIP3 Tank | #2 Diesel | 1988 |  |  |  | Fiberglass Reinforced Plastic
3347 | AGRICULTURAL SERVICES INC | 5TH & DELWARE | BOELUS | 68820 | HOWARD | AGRICULTURAL SERVICES INC | PO BOX 1428 | GRAND ISLAND | NE | 68802 | 5 | Currently in Use | 2000 | Fiberglass Reinforced Plastic | Federally Regulated | None | None | Regular Unleaded | 1998 |  |  |  | Fiberglass Reinforced Plastic
3347 | AGRICULTURAL SERVICES INC | 5TH & DELWARE | BOELUS | 68820 | HOWARD | AGRICULTURAL SERVICES INC | PO BOX 1428 | GRAND ISLAND | NE | 68802 | 6 | Currently in Use | 2000 | Fiberglass Reinforced Plastic | Federally Regulated | None | None | Regular Unleaded | 1998 |  |  |  | Fiberglass Reinforced Plastic
3347 | AGRICULTURAL SERVICES INC | 5TH & DELWARE | BOELUS | 68820 | HOWARD | AGRICULTURAL SERVICES INC | PO BOX 1428 | GRAND ISLAND | NE | 68802 | 7 | Currently in Use | 1000 | Fiberglass Reinforced Plastic | Federally Regulated | None | None | #2 Diesel | 1998 |  |  |  | Fiberglass Reinforced Plastic
3347 | AGRICULTURAL SERVICES INC | 5TH & DELWARE | BOELUS | 68820 | HOWARD | AGRICULTURAL SERVICES INC | PO BOX 1428 | GRAND ISLAND | NE | 68802 | 8 | Currently in Use | 1000 | Fiberglass Reinforced Plastic | Federally Regulated | None | None | #2 Diesel | 1998 |  |  |  | Fiberglass Reinforced Plastic
7061 | BOYS TOWN GARAGE | 313 MCBREEN CIR | BOYS TOWN | 68010 | DOUGLAS | FATHER FLANAGAN'S BOYS HOME ATTN: ACCTS PAYABLE | PO BOX 148 | BOYS TOWN | NE | 68010 | 1 | Currently in Use | 6000 | Fiberglass Reinforced Plastic | Federally Regulated | None | None | Regular Unleaded | 1982
7061 | BOYS TOWN GARAGE | 313 MCBREEN CIR | BOYS TOWN | 68010 | DOUGLAS | FATHER FLANAGAN'S BOYS HOME ATTN: ACCTS PAYABLE | PO BOX 148 | BOYS TOWN | NE | 68010 | 2 | Currently in Use | 6000 | Steel | Federally Regulated | None | Galvanic/Sacrificial Current Cathodic Protection, Painted(e.g., asphaltic), STIP3 Tank | Regular Unleaded | 1990 |  |  |  | Fiberglass Reinforced Plastic
4668 | FATHER FLANAGANs BOYS HOME/POWER PLANT | 230 LA CHIMIA RD | BOYS TOWN | 68010 | DOUGLAS | FATHER FLANAGAN'S BOYS HOME | 14100 CRAWFORD RD | BOYS TOWN | NE | 68010 | 9 | Currently in Use | 30000 | Fiberglass Reinforced Plastic | Federally Regulated |  |  | Heating Oil 5 | 2019 |  |  | Double Walled | Plastic
4668 | FATHER FLANAGANs BOYS HOME/POWER PLANT | 230 LA CHIMIA RD | BOYS TOWN | 68010 | DOUGLAS | FATHER FLANAGAN'S BOYS HOME | 14100 CRAWFORD RD | BOYS TOWN | NE | 68010 | 10 | Currently in Use | 30000 | Fiberglass Reinforced Plastic | Federally Regulated |  |  | Heating Oil 5 | 2019 |  |  | Double Walled | Plastic
8147 | CENTRAL VALLEY AG COOP | 145 W RAILWAY | BRADSHAW | 68319 | YORK | CENTRAL VALLEY AG COOP | PO BOX 429 | YORK | NE | 68467 | 1 | Currently in Use | 6000 | Steel | Federally Regulated | None | Galvanic/Sacrificial Current Cathodic Protection, Painted(e.g., asphaltic) | #2 Diesel | 1989
8147 | CENTRAL VALLEY AG COOP | 145 W RAILWAY | BRADSHAW | 68319 | YORK | CENTRAL VALLEY AG COOP | PO BOX 429 | YORK | NE | 68467 | 2 | Currently in Use | 6000 | Steel | Federally Regulated | None | Galvanic/Sacrificial Current Cathodic Protection, Painted(e.g., asphaltic) | Regular Unleaded | 1989
8147 | CENTRAL VALLEY AG COOP | 145 W RAILWAY | BRADSHAW | 68319 | YORK | CENTRAL VALLEY AG COOP | PO BOX 429 | YORK | NE | 68467 | 3 | Currently in Use | 6000 | Steel | Federally Regulated | None | Galvanic/Sacrificial Current Cathodic Protection, Painted(e.g., asphaltic) | Regular Unleaded | 1989
11506 | BRADY GET N GO | 105 N MARKET | BRADY | 69123 | LINCOLN | BRADY ISLAND INC | 326 W POPLETON | BRADY | NE | 69123 | 1 | Currently in Use | 4000 | Steel | Federally Regulated | None | Galvanic/Sacrificial Current Cathodic Protection, Painted(e.g., asphaltic), STIP3 Tank | Regular Unleaded | 1996 |  |  |  | Fiberglass Reinforced Plastic
11506 | BRADY GET N GO | 105 N MARKET | BRADY | 69123 | LINCOLN | BRADY ISLAND INC | 326 W POPLETON | BRADY | NE | 69123 | 2 | Currently in Use | 4000 | Steel | Federally Regulated | None | Galvanic/Sacrificial Current Cathodic Protection, Painted(e.g., asphaltic), STIP3 Tank | E-10 | 1996 |  |  |  | Fiberglass Reinforced Plastic
11506 | BRADY GET N GO | 105 N MARKET | BRADY | 69123 | LINCOLN | BRADY ISLAND INC | 326 W POPLETON | BRADY | NE | 69123 | 3 | Currently in Use | 4000 | Steel | Federally Regulated | None | Galvanic/Sacrificial Current Cathodic Protection, Painted(e.g., asphaltic), STIP3 Tank | #1 Diesel | 1996 |  |  |  | Fiberglass Reinforced Plastic
4333 | LINCOLN HWY GARAGE | PO BOX 205 | BRADY | 69123-0205 | LINCOLN | KNUDSEN, DONALD | PO BOX 205 | BRADY | NE | 69123 | 1 | Permanently Out of Use | 1200 | Unknown | Federally Regulated | Unknown | Unknown | Empty, Regular Unleaded | 1966 |  |  |  | Unknown
4333 | LINCOLN HWY GARAGE | PO BOX 205 | BRADY | 69123-0205 | LINCOLN | KNUDSEN, DONALD | PO BOX 205 | BRADY | NE | 69123 | 2 | Permanently Out of Use | 1000 | Unknown | Federally Regulated | Unknown | Unknown | Empty, Regular Unleaded | 1966 |  |  |  | Unknown
4333 | LINCOLN HWY GARAGE | PO BOX 205 | BRADY | 69123-0205 | LINCOLN | KNUDSEN, DONALD | PO BOX 205 | BRADY | NE | 69123 | 3 | Permanently Out of Use | 500 | Unknown | Federally Regulated | Unknown | Unknown | Used Oil | 1966 |  |  |  | Unknown
5724 | PAUL WALTERMIRE | PO BOX 126 | BRADY | 69123-0126 | LINCOLN | WALTERMIRE, PAUL | PO BOX 126 | BRADY | NE | 69123 | 1 | Permanently Out of Use | 560 | Steel | Federally Regulated | Unknown | Painted(e.g., asphaltic) | Empty | 1974 | 5/1/1984 |  |  | Steel
4201 | THANEL SERVICE | MAIN ST & HIGHWAY 30 | BRADY | 69123 | LINCOLN | ALAN KENT NELSON | PO BOX 272 | CITRUS HEIGHTS | CA | 95611 | 1 | Permanently Out of Use | 560 | Steel | Federally Regulated | None | Galvanic/Sacrificial Current Cathodic Protection, STIP3 Tank | #2 Diesel | 1990 | 3/1/2007 |  | Double Walled | Fiberglass Reinforced Plastic
4201 | THANEL SERVICE | MAIN ST & HIGHWAY 30 | BRADY | 69123 | LINCOLN | ALAN KENT NELSON | PO BOX 272 | CITRUS HEIGHTS | CA | 95611 | 2 | Permanently Out of Use | 560 | Steel | Federally Regulated | None | Galvanic/Sacrificial Current Cathodic Protection, STIP3 Tank | #2 Diesel | 1990 | 3/1/2007 |  | Double Walled | Fiberglass Reinforced Plastic
4201 | THANEL SERVICE | MAIN ST & HIGHWAY 30 | BRADY | 69123 | LINCOLN | ALAN KENT NELSON | PO BOX 272 | CITRUS HEIGHTS | CA | 95611 | 3 | Permanently Out of Use | 1000 | Steel | Federally Regulated | None | Galvanic/Sacrificial Current Cathodic Protection, STIP3 Tank | Regular Unleaded | 1990 | 3/1/2007 |  | Double Walled | Fiberglass Reinforced Plastic
4201 | THANEL SERVICE | MAIN ST & HIGHWAY 30 | BRADY | 69123 | LINCOLN | ALAN KENT NELSON | PO BOX 272 | CITRUS HEIGHTS | CA | 95611 | 4 | Permanently Out of Use | 1000 | Steel | Federally Regulated | None | Galvanic/Sacrificial Current Cathodic Protection, STIP3 Tank | Regular Unleaded | 1990 | 3/1/2007 |  | Double Walled | Fiberglass Reinforced Plastic
3163 | BRAINARD PUMPS | 101 S MADISON | BRAINARD | 68626 | BUTLER | FRONTIER COOPERATIVE CO | PO BOX 37 | BRAINARD | NE | 68626 | 1 | Currently in Use | 6000 | Steel | Federally Regulated | None | Galvanic/Sacrificial Current Cathodic Protection, Painted(e.g., asphaltic), STIP3 Tank | E-10 | 1991 |  |  |  | Fiberglass Reinforced Plastic
3163 | BRAINARD PUMPS | 101 S MADISON | BRAINARD | 68626 | BUTLER | FRONTIER COOPERATIVE CO | PO BOX 37 | BRAINARD | NE | 68626 | 2 | Currently in Use | 6000 | Steel | Federally Regulated | None | Galvanic/Sacrificial Current Cathodic Protection, Painted(e.g., asphaltic), STIP3 Tank | Regular Unleaded | 1991 |  |  |  | Fiberglass Reinforced Plastic
3163 | BRAINARD PUMPS | 101 S MADISON | BRAINARD | 68626 | BUTLER | FRONTIER COOPERATIVE CO | PO BOX 37 | BRAINARD | NE | 68626 | 3 | Currently in Use | 6000 | Steel | Federally Regulated | None | Galvanic/Sacrificial Current Cathodic Protection, Painted(e.g., asphaltic), STIP3 Tank | #2 Diesel | 1991 |  |  |  | Fiberglass Reinforced Plastic
4599 | DOC MIDDLTONS SALOON/STEAKHOUSE | LOTS 4-7 BLK 8 | BREWSTER | 68821 | BLAINE | DALE SPENCER | GEN DEL | BREWSTER | NE | 68821 | 1 | Permanently Out of Use | 99999 | Steel | Federally Regulated | Unknown | Unknown | Empty, Regular Unleaded | 1956 |  |  |  | Steel
4599 | DOC MIDDLTONS SALOON/STEAKHOUSE | LOTS 4-7 BLK 8 | BREWSTER | 68821 | BLAINE | DALE SPENCER | GEN DEL | BREWSTER | NE | 68821 | 2 | Permanently Out of Use | 99999 | Steel | Federally Regulated | Unknown | Unknown | Empty, Regular Unleaded | 1956 |  |  |  | Steel
6060 | JOHN TURNER | RR 2 BOX 156 | BREWSTER | 68821 | BLAINE | JOHN TURNER | RR 2 BOX 156 | COLUMBUS | NE | 68601 | 1 | Permanently Out of Use | 1000 | Steel | Federally Regulated | Unknown | Unknown | Regular Unleaded | 1956 | 1/1/1988 |  |  | Steel
6060 | JOHN TURNER | RR 2 BOX 156 | BREWSTER | 68821 | BLAINE | JOHN TURNER | RR 2 BOX 156 | COLUMBUS | NE | 68601 | 2 | Permanently Out of Use | 500 | Steel | Federally Regulated | Unknown | Unknown | Empty | 1956 | 1/1/1988 |  |  | Steel
12808 | BOWL DOG LANES | 211 E 11TH ST | BRIDGEPORT | 69336 | MERRILL | BIG DAWG BOWLING | 211 E 11TH ST | BRIDGEPOT | NE | 69336 | 1 | Permanently Out of Use | 9999 | Steel | Federally Regulated |  |  |  | 1901 | 1/1/1958
12808 | BOWL DOG LANES | 211 E 11TH ST | BRIDGEPORT | 69336 | MERRILL | BIG DAWG BOWLING | 211 E 11TH ST | BRIDGEPOT | NE | 69336 | 2 | Permanently Out of Use | 9999 | Steel | Federally Regulated |  |  |  | 1901 | 1/1/1958
3332 | BRIDGEPORT 66 STATION | 8TH & MAIN ST | BRIDGEPORT | 69336 | MORRILL | ROBERT LANDRIGAN | RR 1 BOX 256 | BRIDGEPORT | NE | 69336 | 6 | Permanently Out of Use | 500 | Steel | Federally Regulated | Unknown | Painted(e.g., asphaltic) | Used Oil | 1960 |  |  |  | Steel
2031 | LEEs SERVICE | 9971 US HIGHWAY 26 | BRIDGEPORT | 69336 | MORRILL | LEE AND DEBBIE WIGGINS | 9901 COUNTY RD 92 | BRIDGEPORT | NE | 69336 | 7 | Currently in Use | 6000 | Steel | Federally Regulated | None | Galvanic/Sacrificial Current Cathodic Protection | E-10 | 1998 |  |  |  | Fiberglass Reinforced Plastic
2031 | LEEs SERVICE | 9971 US HIGHWAY 26 | BRIDGEPORT | 69336 | MORRILL | LEE AND DEBBIE WIGGINS | 9901 COUNTY RD 92 | BRIDGEPORT | NE | 69336 | 8 | Currently in Use | 4000 | Steel | Federally Regulated | None | Galvanic/Sacrificial Current Cathodic Protection | Regular Unleaded | 1998 |  |  |  | Fiberglass Reinforced Plastic
2031 | LEEs SERVICE | 9971 US HIGHWAY 26 | BRIDGEPORT | 69336 | MORRILL | LEE AND DEBBIE WIGGINS | 9901 COUNTY RD 92 | BRIDGEPORT | NE | 69336 | 9 | Currently in Use | 4000 | Steel | Federally Regulated | None | Galvanic/Sacrificial Current Cathodic Protection, STIP3 Tank | #2 Diesel | 1998 |  |  |  | Fiberglass Reinforced Plastic
84 | MORRILL COUNTY HOSPITAL | 1300 R ST | BRIDGEPORT | 69336 | MORRILL | MORRILL COUNTY HOSPITAL | PO BOX 579 | BRIDGEPORT | NE | 69336 | 1 | Permanently Out of Use | 3000 | Steel | Federally Regulated | Unknown | Unknown | Empty | 1974 | 7/1/1986 |  |  | Steel
8039 | MR REIFSCHNEIDER | LOT 13 BLOCK 11 | BRIDGEPORT | 69336 | MORRILL | MR REIFSCHNEIDER | LOT 13 BLOCK 11 | BRIDGEPORT | NE | 69336 | 1 | Permanently Out of Use | 99999 | Unknown | Federally Regulated | Unknown | Unknown | Mixed | 1901 | 1/1/1974 |  |  | Unknown
8039 | MR REIFSCHNEIDER | LOT 13 BLOCK 11 | BRIDGEPORT | 69336 | MORRILL | MR REIFSCHNEIDER | LOT 13 BLOCK 11 | BRIDGEPORT | NE | 69336 | 2 | Permanently Out of Use | 99999 | Unknown | Federally Regulated | Unknown | Unknown | Mixed | 1901 | 1/1/1974 |  |  | Unknown
6651 | PARKERS SERVICE | N PORT | BRIDGEPORT | 69336 | MORRILL | DEAVER GRAIN CO INC | PO BOX 764 | ALLIANCE | NE | 69301 | 1 | Permanently Out of Use | 200 | Steel | Federally Regulated | Unknown | Painted(e.g., asphaltic) | Mixed | 1901 | 12/1/1981 |  |  | Steel
6651 | PARKERS SERVICE | N PORT | BRIDGEPORT | 69336 | MORRILL | DEAVER GRAIN CO INC | PO BOX 764 | ALLIANCE | NE | 69301 | 2 | Permanently Out of Use | 200 | Steel | Federally Regulated | Unknown | Painted(e.g., asphaltic) | Mixed | 1901 | 12/1/1981 |  |  | Steel
6651 | PARKERS SERVICE | N PORT | BRIDGEPORT | 69336 | MORRILL | DEAVER GRAIN CO INC | PO BOX 764 | ALLIANCE | NE | 69301 | 3 | Permanently Out of Use | 300 | Steel | Federally Regulated | Unknown | Painted(e.g., asphaltic) | Regular Unleaded | 1901 | 11/1/1981 |  |  | Steel
6651 | PARKERS SERVICE | N PORT | BRIDGEPORT | 69336 | MORRILL | DEAVER GRAIN CO INC | PO BOX 764 | ALLIANCE | NE | 69301 | 4 | Permanently Out of Use | 560 | Steel | Federally Regulated | Unknown | Painted(e.g., asphaltic) | Regular Unleaded | 1901 | 12/1/1981 |  |  | Steel
6018 | TRADING POST | 1121 N ST | BRIDGEPORT | 69336 | MORRILL | TRADING POST ENTERPRISES LLC | 1121 N ST | BRIDGEPORT | NE | 69336 | 1 | Currently in Use | 4000 | Steel | Federally Regulated | None | Galvanic/Sacrificial Current Cathodic Protection, Painted(e.g., asphaltic), STIP3 Tank | Regular Unleaded | 1990
6018 | TRADING POST | 1121 N ST | BRIDGEPORT | 69336 | MORRILL | TRADING POST ENTERPRISES LLC | 1121 N ST | BRIDGEPORT | NE | 69336 | 2 | Currently in Use | 4000 | Steel | Federally Regulated | None | Galvanic/Sacrificial Current Cathodic Protection, Painted(e.g., asphaltic), STIP3 Tank | Regular Unleaded | 1990
6018 | TRADING POST | 1121 N ST | BRIDGEPORT | 69336 | MORRILL | TRADING POST ENTERPRISES LLC | 1121 N ST | BRIDGEPORT | NE | 69336 | 3 | Currently in Use | 4000 | Steel | Federally Regulated | None | Galvanic/Sacrificial Current Cathodic Protection, Painted(e.g., asphaltic), STIP3 Tank | Regular Unleaded | 1990
6018 | TRADING POST | 1121 N ST | BRIDGEPORT | 69336 | MORRILL | TRADING POST ENTERPRISES LLC | 1121 N ST | BRIDGEPORT | NE | 69336 | 4 | Currently in Use | 4000 | Steel | Federally Regulated | None | Galvanic/Sacrificial Current Cathodic Protection, Painted(e.g., asphaltic), STIP3 Tank | Regular Unleaded | 1990
6018 | TRADING POST | 1121 N ST | BRIDGEPORT | 69336 | MORRILL | TRADING POST ENTERPRISES LLC | 1121 N ST | BRIDGEPORT | NE | 69336 | 5 | Currently in Use | 4000 | Steel | Federally Regulated | None | Galvanic/Sacrificial Current Cathodic Protection, Painted(e.g., asphaltic), STIP3 Tank | #2 Diesel | 1975
3830 | PNK SERVICE | 302 PRAIRIE ST | BRISTOW | 68719 | BOYD | PATRICK KAYL | 302 PRAIRIE ST | BRISTOW | NE | 68719 | 2 | Currently in Use | 1000 | Steel | Federally Regulated | None | Galvanic/Sacrificial Current Cathodic Protection, STIP3 Tank | Regular Unleaded | 1988 |  |  |  | Steel
3830 | PNK SERVICE | 302 PRAIRIE ST | BRISTOW | 68719 | BOYD | PATRICK KAYL | 302 PRAIRIE ST | BRISTOW | NE | 68719 | 3 | Currently in Use | 1000 | Steel | Federally Regulated | None | Galvanic/Sacrificial Current Cathodic Protection, STIP3 Tank | Regular Unleaded | 1988 |  |  |  | Steel
584 | BROADWATER COUNTRY STORE | 117 E GUTHRIE | BROADWATER | 69125 | MORRILL | MIDDLETON & MIDDLETON LLC | 117 E GUTHRIE | BROADWATER | NE | 69125 | 1 | Currently in Use | 4000 | Steel | Federally Regulated | None | Galvanic/Sacrificial Current Cathodic Protection, STIP3 Tank | #2 Diesel | 1990 |  |  |  | Fiberglass Reinforced Plastic
584 | BROADWATER COUNTRY STORE | 117 E GUTHRIE | BROADWATER | 69125 | MORRILL | MIDDLETON & MIDDLETON LLC | 117 E GUTHRIE | BROADWATER | NE | 69125 | 2 | Currently in Use | 4000 | Steel | Federally Regulated | None | Galvanic/Sacrificial Current Cathodic Protection, STIP3 Tank | Regular Unleaded | 1990 |  |  |  | Fiberglass Reinforced Plastic
584 | BROADWATER COUNTRY STORE | 117 E GUTHRIE | BROADWATER | 69125 | MORRILL | MIDDLETON & MIDDLETON LLC | 117 E GUTHRIE | BROADWATER | NE | 69125 | 3 | Currently in Use | 4000 | Steel | Federally Regulated | None | Galvanic/Sacrificial Current Cathodic Protection, STIP3 Tank | Regular Unleaded | 1990 |  |  |  | Fiberglass Reinforced Plastic
8374 | 5TH STREET CARD-TROL | 147 N 5TH ST | BROKEN BOW | 68822 | CUSTER | TROTTER INC | PO BOX 158 | ARCADIA | NE | 68815 | 6 | Currently in Use | 3000 | Fiberglass Reinforced Plastic | Federally Regulated | Internal Lining(e.g., epoxy resins) | Fiberglass Reinforced Plastic Coated | #2 Diesel | 1998 |  |  |  | Fiberglass Reinforced Plastic
8374 | 5TH STREET CARD-TROL | 147 N 5TH ST | BROKEN BOW | 68822 | CUSTER | TROTTER INC | PO BOX 158 | ARCADIA | NE | 68815 | 7 | Currently in Use | 3000 | Fiberglass Reinforced Plastic | Federally Regulated | Internal Lining(e.g., epoxy resins) | Fiberglass Reinforced Plastic Coated | #1 Diesel, Other->DYED DIESEL | 1998 |  |  |  | Fiberglass Reinforced Plastic
8374 | 5TH STREET CARD-TROL | 147 N 5TH ST | BROKEN BOW | 68822 | CUSTER | TROTTER INC | PO BOX 158 | ARCADIA | NE | 68815 | 8 | Currently in Use | 4000 | Fiberglass Reinforced Plastic | Federally Regulated | Internal Lining(e.g., epoxy resins) | Fiberglass Reinforced Plastic Coated | Regular Unleaded | 1998 |  |  |  | Fiberglass Reinforced Plastic
8374 | 5TH STREET CARD-TROL | 147 N 5TH ST | BROKEN BOW | 68822 | CUSTER | TROTTER INC | PO BOX 158 | ARCADIA | NE | 68815 | 9 | Currently in Use | 4000 | Fiberglass Reinforced Plastic | Federally Regulated | Internal Lining(e.g., epoxy resins) | Fiberglass Reinforced Plastic Coated | E-85 | 1998 |  |  |  | Fiberglass Reinforced Plastic
6611 | BUTLER AMOCO SERVICE | 943 SOUTH E ST | BROKEN BOW | 68822 | CUSTER | BUTLER AMOCO SERVICE | 943 SOUTH E ST | BROKEN BOW | NE | 68822 | 4 | Permanently Out of Use | 500 | Steel | Federally Regulated | Unknown | Unknown | Empty | 1901 | 1/1/1974 |  |  | Unknown
6611 | BUTLER AMOCO SERVICE | 943 SOUTH E ST | BROKEN BOW | 68822 | CUSTER | BUTLER AMOCO SERVICE | 943 SOUTH E ST | BROKEN BOW | NE | 68822 | 5 | Permanently Out of Use | 500 | Steel | Federally Regulated | Unknown | Unknown | Empty | 1901 | 1/1/1974 |  |  | Unknown
6611 | BUTLER AMOCO SERVICE | 943 SOUTH E ST | BROKEN BOW | 68822 | CUSTER | BUTLER AMOCO SERVICE | 943 SOUTH E ST | BROKEN BOW | NE | 68822 | 6 | Permanently Out of Use | 1000 | Steel | Federally Regulated | Unknown | Unknown | Empty | 1901 | 1/1/1974 |  |  | Unknown
11323 | CASEYS GENERAL STORE #1845 | 125 S E ST | BROKEN BOW | 68822 | CUSTER | CASEYS RETAIL CO | PO BOX 3001 | ANKENY | IA | 50021-8045 | 1 | Currently in Use | 10000 | Fiberglass Reinforced Plastic | Federally Regulated | None | None | Regular Unleaded | 1995 |  |  |  | Fiberglass Reinforced Plastic
11323 | CASEYS GENERAL STORE #1845 | 125 S E ST | BROKEN BOW | 68822 | CUSTER | CASEYS RETAIL CO | PO BOX 3001 | ANKENY | IA | 50021-8045 | 2 | Currently in Use | 10000 | Fiberglass Reinforced Plastic | Federally Regulated | None | None | E-10 | 1995 |  |  |  | Fiberglass Reinforced Plastic
4347 | JOHN SMITH TEXACO INC | RR (GATES, NE) | BROKEN BOW | 68822 | CUSTER | JOHN SMITH | TEXACO INC | BROKEN BOW | NE | 68822 | 1 | Permanently Out of Use | 1000 | Unknown | Federally Regulated | Unknown | Unknown | Empty, Regular Unleaded | 1901 |  |  |  | Unknown
4347 | JOHN SMITH TEXACO INC | RR (GATES, NE) | BROKEN BOW | 68822 | CUSTER | JOHN SMITH | TEXACO INC | BROKEN BOW | NE | 68822 | 2 | Permanently Out of Use | 1000 | Unknown | Federally Regulated | Unknown | Unknown | Empty, Regular Unleaded | 1901 |  |  |  | Unknown
4347 | JOHN SMITH TEXACO INC | RR (GATES, NE) | BROKEN BOW | 68822 | CUSTER | JOHN SMITH | TEXACO INC | BROKEN BOW | NE | 68822 | 3 | Permanently Out of Use | 550 | Unknown | Federally Regulated | Unknown | Unknown | Empty, Kerosene | 1901 |  |  |  | Unknown
417 | PUMP & PANTRY #14 | 1037 E SOUTH E ST | BROKEN BOW | 68822-2724 | CUSTER | BOSSELMAN PUMP & PANTRY INC | PO BOX 4905 | GRAND ISLAND | NE | 68802-4905 | 8 | Currently in Use | 10000 | Fiberglass Reinforced Plastic | Federally Regulated | None | None | #2 Diesel | 1997 |  |  |  | Fiberglass Reinforced Plastic
417 | PUMP & PANTRY #14 | 1037 E SOUTH E ST | BROKEN BOW | 68822-2724 | CUSTER | BOSSELMAN PUMP & PANTRY INC | PO BOX 4905 | GRAND ISLAND | NE | 68802-4905 | 9 | Currently in Use | 10000 | Fiberglass Reinforced Plastic | Federally Regulated | None | None | E-85 | 1997 |  |  |  | Fiberglass Reinforced Plastic
417 | PUMP & PANTRY #14 | 1037 E SOUTH E ST | BROKEN BOW | 68822-2724 | CUSTER | BOSSELMAN PUMP & PANTRY INC | PO BOX 4905 | GRAND ISLAND | NE | 68802-4905 | 10 | Currently in Use | 6000 | Fiberglass Reinforced Plastic | Federally Regulated | None | None | Regular Unleaded | 1997 |  |  |  | Fiberglass Reinforced Plastic
3202 | SARGENT IRRIGATION CO INC | 79788 S HIGHWAY 21 | BROKEN BOW | 68822 | CUSTER | SARGENT IRRIG CO INC | PO BOX 627 | BROKEN BOW | NE | 68822 | 3 | Currently in Use | 10000 | Fiberglass Reinforced Plastic | Federally Regulated | None | None | #2 Diesel | 1998 |  |  |  | Fiberglass Reinforced Plastic
3105 | TROTTERS WHOA & GO EXPRESS III | 608 S E ST | BROKEN BOW | 68822 | CUSTER | LOUP CITY PROPANE, INC | PO BOX 158 | ARCADIA | NE | 68815-0158 | 1 | Currently in Use | 8000 | Steel | Federally Regulated | None | Galvanic/Sacrificial Current Cathodic Protection, Impressed Current Cathodic Protection, STIP3 Tank | E-10 | 1987
3105 | TROTTERS WHOA & GO EXPRESS III | 608 S E ST | BROKEN BOW | 68822 | CUSTER | LOUP CITY PROPANE, INC | PO BOX 158 | ARCADIA | NE | 68815-0158 | 2 | Currently in Use | 8000 | Steel | Federally Regulated | None | Galvanic/Sacrificial Current Cathodic Protection, STIP3 Tank | Regular Unleaded | 1987
3105 | TROTTERS WHOA & GO EXPRESS III | 608 S E ST | BROKEN BOW | 68822 | CUSTER | LOUP CITY PROPANE, INC | PO BOX 158 | ARCADIA | NE | 68815-0158 | 3 | Currently in Use | 8000 | Steel | Federally Regulated | None | Galvanic/Sacrificial Current Cathodic Protection, STIP3 Tank | #2 Diesel | 1987
12498 | TROTTERS WHOA & GO WEST | 2990 S E ST | BROKEN BOW | 68822 | CUSTER | TROTTER OIL | PO BOX 158 | ARCADIA | NE | 68815 | 1 | Currently in Use | 8000 | Fiberglass Reinforced Plastic | Federally Regulated |  |  | , Other->CLEAR SOY DIESEL | 2011 |  |  | Double Walled | Plastic
12498 | TROTTERS WHOA & GO WEST | 2990 S E ST | BROKEN BOW | 68822 | CUSTER | TROTTER OIL | PO BOX 158 | ARCADIA | NE | 68815 | 2 | Currently in Use | 4000 | Fiberglass Reinforced Plastic | Federally Regulated |  |  | #1 Diesel | 2011 |  |  | Double Walled | Plastic
12498 | TROTTERS WHOA & GO WEST | 2990 S E ST | BROKEN BOW | 68822 | CUSTER | TROTTER OIL | PO BOX 158 | ARCADIA | NE | 68815 | 3 | Currently in Use | 20000 | Fiberglass Reinforced Plastic | Federally Regulated |  |  | #2 Diesel | 2011 |  |  | Double Walled | Plastic
12498 | TROTTERS WHOA & GO WEST | 2990 S E ST | BROKEN BOW | 68822 | CUSTER | TROTTER OIL | PO BOX 158 | ARCADIA | NE | 68815 | 4 | Currently in Use | 4000 | Fiberglass Reinforced Plastic | Federally Regulated |  |  | , Other->DYED SOY DIESEL | 2011 |  |  | Double Walled | Plastic
12498 | TROTTERS WHOA & GO WEST | 2990 S E ST | BROKEN BOW | 68822 | CUSTER | TROTTER OIL | PO BOX 158 | ARCADIA | NE | 68815 | 5 | Currently in Use | 4000 | Fiberglass Reinforced Plastic | Federally Regulated |  |  | , Other->DYED DIESEL | 2011 |  |  | Double Walled | Plastic
12498 | TROTTERS WHOA & GO WEST | 2990 S E ST | BROKEN BOW | 68822 | CUSTER | TROTTER OIL | PO BOX 158 | ARCADIA | NE | 68815 | 6 | Currently in Use | 14000 | Fiberglass Reinforced Plastic | Federally Regulated |  |  | E-10 | 2011 |  |  | Double Walled | Plastic
12498 | TROTTERS WHOA & GO WEST | 2990 S E ST | BROKEN BOW | 68822 | CUSTER | TROTTER OIL | PO BOX 158 | ARCADIA | NE | 68815 | 7 | Currently in Use | 6000 | Fiberglass Reinforced Plastic | Federally Regulated |  |  | Regular Unleaded | 2011 |  |  | Double Walled | Plastic
11991 | KWIK STOP #25 | 1000 S STATE ST | BRULE | 69127 | KEITH | KS PLUS INC | PO BOX 1665 | NORTH PLATTE | NE | 69103 | 1 | Currently in Use | 8000 | Steel | Federally Regulated | Unknown | Impressed Current Cathodic Protection | #2 Diesel | 1990 | 12/1/2017 |  |  | Fiberglass Reinforced Plastic
11991 | KWIK STOP #25 | 1000 S STATE ST | BRULE | 69127 | KEITH | KS PLUS INC | PO BOX 1665 | NORTH PLATTE | NE | 69103 | 2 | Currently in Use | 8000 | Steel | Federally Regulated | Unknown | Impressed Current Cathodic Protection | #2 Diesel | 1990 | 12/1/2017 |  |  | Fiberglass Reinforced Plastic
11991 | KWIK STOP #25 | 1000 S STATE ST | BRULE | 69127 | KEITH | KS PLUS INC | PO BOX 1665 | NORTH PLATTE | NE | 69103 | 3 | Currently in Use | 8000 | Steel | Federally Regulated | Unknown | Impressed Current Cathodic Protection | Premium Unleaded | 1990 | 12/1/2017 |  |  | Fiberglass Reinforced Plastic
11991 | KWIK STOP #25 | 1000 S STATE ST | BRULE | 69127 | KEITH | KS PLUS INC | PO BOX 1665 | NORTH PLATTE | NE | 69103 | 4 | Currently in Use | 8000 | Steel | Federally Regulated | Unknown | Impressed Current Cathodic Protection | E-85 | 1990 | 12/1/2017 |  |  | Fiberglass Reinforced Plastic
11991 | KWIK STOP #25 | 1000 S STATE ST | BRULE | 69127 | KEITH | KS PLUS INC | PO BOX 1665 | NORTH PLATTE | NE | 69103 | 5 | Currently in Use | 8000 | Steel | Federally Regulated | Unknown | Impressed Current Cathodic Protection | E-10 | 1990 | 12/1/2017 |  |  | Fiberglass Reinforced Plastic
11991 | KWIK STOP #25 | 1000 S STATE ST | BRULE | 69127 | KEITH | KS PLUS INC | PO BOX 1665 | NORTH PLATTE | NE | 69103 | 6 | Currently in Use | 8000 | Steel | Federally Regulated | Unknown | Impressed Current Cathodic Protection | E-10 | 1990 | 12/1/2017 |  |  | Fiberglass Reinforced Plastic
6316 | NORMAN E FRATES | 32-13-40 | BRULE | 69127 | KEITH | FRATES, NORMAN E | RR 1 BOX 97 | BRULE | NE | 69127 | 1 | Permanently Out of Use | 1000 | Steel | Federally Regulated | Unknown | Unknown | #2 Diesel | 1971 | 11/1/1986 |  |  | Unknown
6316 | NORMAN E FRATES | 32-13-40 | BRULE | 69127 | KEITH | FRATES, NORMAN E | RR 1 BOX 97 | BRULE | NE | 69127 | 2 | Permanently Out of Use | 1000 | Steel | Federally Regulated | Unknown | Unknown | #2 Diesel | 1971 | 11/1/1986 |  |  | Unknown
11997 | VANS LAKEVIEW FISHING CAMP | #1 LAKEVIEW | BRULE | 69127 | KEITH | VANS LAKEVIEW FISHING CAMP | #1 LAKEVIEW | BRULE | NE | 69127 | 1 | Currently in Use | 12000 | Steel | Federally Regulated | None | Impressed Current Cathodic Protection | Regular Unleaded | 1992 |  |  |  | Fiberglass Reinforced Plastic
6087 | WESTERN SINCLAIR | PO BOX 213 | BRULE | 69127-0213 | KEITH | JOHN & RANAE RACE | PO BOX 213 | BRULE | NE | 69127 | 1 | Permanently Out of Use | 2000 | Steel | Federally Regulated | Unknown | Painted(e.g., asphaltic) | Regular Unleaded | 1975 | 3/1/1990 |  |  | Steel
6087 | WESTERN SINCLAIR | PO BOX 213 | BRULE | 69127-0213 | KEITH | JOHN & RANAE RACE | PO BOX 213 | BRULE | NE | 69127 | 2 | Permanently Out of Use | 1000 | Steel | Federally Regulated | Unknown | Painted(e.g., asphaltic) | Regular Unleaded | 1975 | 3/1/1990 |  |  | Steel
6087 | WESTERN SINCLAIR | PO BOX 213 | BRULE | 69127-0213 | KEITH | JOHN & RANAE RACE | PO BOX 213 | BRULE | NE | 69127 | 3 | Permanently Out of Use | 2000 | Steel | Federally Regulated | Unknown | Painted(e.g., asphaltic) | Regular Unleaded | 1975 | 3/1/1990 |  |  | Steel
6087 | WESTERN SINCLAIR | PO BOX 213 | BRULE | 69127-0213 | KEITH | JOHN & RANAE RACE | PO BOX 213 | BRULE | NE | 69127 | 4 | Permanently Out of Use | 1000 | Steel | Federally Regulated | Unknown | Painted(e.g., asphaltic) | #2 Diesel | 1977 | 3/1/1990 |  |  | Steel
2045 | BRUNING MOTOR | 224 E MAIN ST | BRUNING | 68322 | THAYER | SACHA LEMKE & KATIE LEMKE | 6616 RD W | BRUNING | NE | 68322 | 3 | Currently in Use | 4000 | Jacketed | Federally Regulated | None | Poly Jacket | Regular Unleaded | 1998 |  |  |  | Fiberglass Reinforced Plastic
8691 | BRUNING PUBLIC SCHOOL | 340 CAROL | BRUNING | 68322 | THAYER | BRUNING PUBLIC SCHOOL | PO BOX 70 | BRUNING | NE | 68322 | 1 | Currently in Use | 5200 | Steel | Heating Oil | None | Galvanic/Sacrificial Current Cathodic Protection, STIP3 Tank | Heating Oil 2 | 1987 |  |  |  | Copper
12452 | SPEEDEE MART #2915 | 6206 SPUR 85C | BRUNING | 68322 | THAYER | DANCO II CB LLC | PO BOX 10 | VALENTINE | NE | 69201-0010 | 1 | Currently in Use | 20000 | Fiberglass Reinforced Plastic | Federally Regulated | None | None | #2 Diesel, Other->#2 Dyed Diesel | 2009 |  |  | Double Walled | Plastic
12452 | SPEEDEE MART #2915 | 6206 SPUR 85C | BRUNING | 68322 | THAYER | DANCO II CB LLC | PO BOX 10 | VALENTINE | NE | 69201-0010 | 2 | Currently in Use | 20000 | Fiberglass Reinforced Plastic | Federally Regulated | None | None | #2 Diesel | 2009 |  |  | Double Walled | Plastic
12452 | SPEEDEE MART #2915 | 6206 SPUR 85C | BRUNING | 68322 | THAYER | DANCO II CB LLC | PO BOX 10 | VALENTINE | NE | 69201-0010 | 3 | Currently in Use | 10000 | Fiberglass Reinforced Plastic | Federally Regulated | None | None | E-87 | 2009 |  |  | Double Walled | Plastic
12452 | SPEEDEE MART #2915 | 6206 SPUR 85C | BRUNING | 68322 | THAYER | DANCO II CB LLC | PO BOX 10 | VALENTINE | NE | 69201-0010 | 4 | Currently in Use | 10000 | Fiberglass Reinforced Plastic | Federally Regulated | None | None | E-89 | 2009 |  |  | Double Walled | Plastic
12452 | SPEEDEE MART #2915 | 6206 SPUR 85C | BRUNING | 68322 | THAYER | DANCO II CB LLC | PO BOX 10 | VALENTINE | NE | 69201-0010 | 5 | Currently in Use | 4000 | Fiberglass Reinforced Plastic | Federally Regulated | None | None | , Other->#1 Dyed Diesel | 2009 |  |  | Double Walled | Plastic
12452 | SPEEDEE MART #2915 | 6206 SPUR 85C | BRUNING | 68322 | THAYER | DANCO II CB LLC | PO BOX 10 | VALENTINE | NE | 69201-0010 | 6 | Currently in Use | 4000 | Fiberglass Reinforced Plastic | Federally Regulated | None | None | #1 Diesel | 2009 |  |  | Double Walled | Plastic
12452 | SPEEDEE MART #2915 | 6206 SPUR 85C | BRUNING | 68322 | THAYER | DANCO II CB LLC | PO BOX 10 | VALENTINE | NE | 69201-0010 | 7 | Currently in Use | 4000 | Fiberglass Reinforced Plastic | Federally Regulated | None | None | Premium Unleaded | 2009 |  |  | Double Walled | Plastic
12452 | SPEEDEE MART #2915 | 6206 SPUR 85C | BRUNING | 68322 | THAYER | DANCO II CB LLC | PO BOX 10 | VALENTINE | NE | 69201-0010 | 8 | Currently in Use | 4000 | Fiberglass Reinforced Plastic | Federally Regulated | None | None | E-85 | 2009 |  |  | Double Walled | Plastic
12529 | JE MEURET GRAIN CO INC | 103 FRANKLIN ST | BRUNSWICK | 68720 | ANTELOPE | JE MEURET GRAIN CO INC | PO BOX 146 | BRUNSWICK | NE | 68720 | 1 | Currently in Use | 12000 | Fiberglass Reinforced Plastic | Federally Regulated |  |  | #1 Diesel | 2011 |  |  | Double Walled | Plastic
6648 | BURWELL INDEPENDENT OIL INC | 747 G ST | BURWELL | 68823 | GARFIELD | BURWELL BUTTER FACTORY INC | PO BOX 668 | BURWELL | NE | 68823 | 4 | Currently in Use | 6000 | Fiberglass Reinforced Plastic | Federally Regulated | None | None | E-10 | 1997 |  |  |  | Fiberglass Reinforced Plastic
6648 | BURWELL INDEPENDENT OIL INC | 747 G ST | BURWELL | 68823 | GARFIELD | BURWELL BUTTER FACTORY INC | PO BOX 668 | BURWELL | NE | 68823 | 5 | Currently in Use | 3000 | Fiberglass Reinforced Plastic | Federally Regulated | None | None | #2 Diesel | 1997 |  |  |  | Fiberglass Reinforced Plastic
6648 | BURWELL INDEPENDENT OIL INC | 747 G ST | BURWELL | 68823 | GARFIELD | BURWELL BUTTER FACTORY INC | PO BOX 668 | BURWELL | NE | 68823 | 6 | Currently in Use | 6000 | Fiberglass Reinforced Plastic | Federally Regulated | None | None | Regular Unleaded | 1997 |  |  |  | Fiberglass Reinforced Plastic
6648 | BURWELL INDEPENDENT OIL INC | 747 G ST | BURWELL | 68823 | GARFIELD | BURWELL BUTTER FACTORY INC | PO BOX 668 | BURWELL | NE | 68823 | 7 | Currently in Use | 3000 | Fiberglass Reinforced Plastic | Federally Regulated | None | None | Other->#2 Dyed Diesel | 1997 |  |  |  | Fiberglass Reinforced Plastic
12140 | CALAMUS MARINE | 46074 S LAKE RD | BURWELL | 68823 | GARFIELD | CALAMUS MARINE | 46074 S LAKE RD | BURWELL | NE | 68823 | 1 | Currently in Use | 5000 | Fiberglass Reinforced Plastic | Federally Regulated | None | None | Regular Unleaded | 2002 |  |  |  | Fiberglass Reinforced Plastic
12140 | CALAMUS MARINE | 46074 S LAKE RD | BURWELL | 68823 | GARFIELD | CALAMUS MARINE | 46074 S LAKE RD | BURWELL | NE | 68823 | 2 | Temporarily Out of Use | 5000 | Fiberglass Reinforced Plastic | Federally Regulated | None | None | Other->Boat Gas | 2002 |  |  |  | Fiberglass Reinforced Plastic
4550 | DADs CALAMUS EAST | 220 N 13TH AVE | BURWELL | 68823 | GARFIELD | CHRISTOPHER SCUDDER | 46327 HIGHWAY 96 | BURWELL | NE | 68823 | 1 | Temporarily Out of Use | 5000 | Steel | Federally Regulated | None | Impressed Current Cathodic Protection | #2 Diesel | 1986 |  |  |  | Steel
4550 | DADs CALAMUS EAST | 220 N 13TH AVE | BURWELL | 68823 | GARFIELD | CHRISTOPHER SCUDDER | 46327 HIGHWAY 96 | BURWELL | NE | 68823 | 2 | Temporarily Out of Use | 8000 | Steel | Federally Regulated | None | Impressed Current Cathodic Protection | Regular Unleaded | 1986 |  |  |  | Steel
4550 | DADs CALAMUS EAST | 220 N 13TH AVE | BURWELL | 68823 | GARFIELD | CHRISTOPHER SCUDDER | 46327 HIGHWAY 96 | BURWELL | NE | 68823 | 3 | Temporarily Out of Use | 10000 | Steel | Federally Regulated | None | Impressed Current Cathodic Protection | Regular Unleaded | 1986 |  |  |  | Steel
7600 | HOMESTEAD KNOLLS SPORTS CENTER | 46219 HWY 96 | BURWELL | 68823 | GARFIELD | HOMESTEAD KNOLLS SPORTS CENTER LLC | 46219 HWY 96 | BURWELL | NE | 68823 | 1 | Temporarily Out of Use | 4000 | Steel | Federally Regulated | None | Galvanic/Sacrificial Current Cathodic Protection, STIP3 Tank | Regular Unleaded | 1987 | 1/1/2007
7600 | HOMESTEAD KNOLLS SPORTS CENTER | 46219 HWY 96 | BURWELL | 68823 | GARFIELD | HOMESTEAD KNOLLS SPORTS CENTER LLC | 46219 HWY 96 | BURWELL | NE | 68823 | 2 | Currently in Use | 6000 | Steel | Federally Regulated | None | Galvanic/Sacrificial Current Cathodic Protection, STIP3 Tank | Regular Unleaded | 1987
7598 | HUSKER MARINE SPORT SHOP LLC | 46269 HIGHWAY 96 | BURWELL | 68823 | GARFIELD | KENNY & TABITHA FERRIS | 46269 HIGHWAY 96 | BURWELL | NE | 68823 | 1 | Currently in Use | 8000 | Steel | Federally Regulated | None | Galvanic/Sacrificial Current Cathodic Protection, STIP3 Tank | Regular Unleaded | 1987
7598 | HUSKER MARINE SPORT SHOP LLC | 46269 HIGHWAY 96 | BURWELL | 68823 | GARFIELD | KENNY & TABITHA FERRIS | 46269 HIGHWAY 96 | BURWELL | NE | 68823 | 2 | Currently in Use | 8000 | Steel | Federally Regulated | None | Galvanic/Sacrificial Current Cathodic Protection, STIP3 Tank | E-10 | 1987
2110 | JENSEN IRRIGATION INC | 1-1/2 MI N/ON HWY 11 HC 80 BOX 71 | BURWELL | 68823 | GARFIELD | JENSEN IRRIG INC | HC 80 BOX 71 | BURWELL | NE | 68823 | 1 | Permanently Out of Use | 10000 | Steel | Federally Regulated | Unknown | Painted(e.g., asphaltic) | Empty, Regular Unleaded | 1981 |  |  |  | Steel
2110 | JENSEN IRRIGATION INC | 1-1/2 MI N/ON HWY 11 HC 80 BOX 71 | BURWELL | 68823 | GARFIELD | JENSEN IRRIG INC | HC 80 BOX 71 | BURWELL | NE | 68823 | 2 | Permanently Out of Use | 10000 | Steel | Federally Regulated | Unknown | Painted(e.g., asphaltic) | #2 Diesel, Empty | 1981 |  |  |  | Steel
2108 | MAVERICK TRUCK STOP & CAFE | HWY 91 & 11 | BURWELL | 68823 | GARFIELD | MAVERICK TRUCK STOP & CAFE INC | PO BOX 337 | BURWELL | NE | 68823 | 5 | Currently in Use | 4000 | Fiberglass Reinforced Plastic | Federally Regulated | None | None | #2 Diesel | 1998 |  |  |  | Fiberglass Reinforced Plastic
2108 | MAVERICK TRUCK STOP & CAFE | HWY 91 & 11 | BURWELL | 68823 | GARFIELD | MAVERICK TRUCK STOP & CAFE INC | PO BOX 337 | BURWELL | NE | 68823 | 6 | Currently in Use | 4000 | Fiberglass Reinforced Plastic | Federally Regulated | None | None | #2 Diesel | 1998 |  |  |  | Fiberglass Reinforced Plastic
2108 | MAVERICK TRUCK STOP & CAFE | HWY 91 & 11 | BURWELL | 68823 | GARFIELD | MAVERICK TRUCK STOP & CAFE INC | PO BOX 337 | BURWELL | NE | 68823 | 7 | Currently in Use | 4000 | Fiberglass Reinforced Plastic | Federally Regulated | None | None | #2 Diesel | 1998 |  |  |  | Fiberglass Reinforced Plastic
2108 | MAVERICK TRUCK STOP & CAFE | HWY 91 & 11 | BURWELL | 68823 | GARFIELD | MAVERICK TRUCK STOP & CAFE INC | PO BOX 337 | BURWELL | NE | 68823 | 8 | Currently in Use | 10000 | Fiberglass Reinforced Plastic | Federally Regulated | None | None | #2 Diesel | 1998 |  |  |  | Fiberglass Reinforced Plastic
7568 | PUMP & PANTRY #22 | 517 S 1ST ST | BURWELL | 68823-0487 | GARFIELD | BOSSELMAN PUMP & PANTRY INC | PO BOX 4905 | GRAND ISLAND | NE | 68802-4905 | 1 | Currently in Use | 12000 | Steel | Federally Regulated | None | Galvanic/Sacrificial Current Cathodic Protection, Painted(e.g., asphaltic), STIP3 Tank | E-10 | 1987 |  |  |  | Fiberglass Reinforced Plastic
7568 | PUMP & PANTRY #22 | 517 S 1ST ST | BURWELL | 68823-0487 | GARFIELD | BOSSELMAN PUMP & PANTRY INC | PO BOX 4905 | GRAND ISLAND | NE | 68802-4905 | 2 | Currently in Use | 12000 | Steel | Federally Regulated | None | Galvanic/Sacrificial Current Cathodic Protection, Painted(e.g., asphaltic), STIP3 Tank | Regular Unleaded | 1987 |  |  |  | Fiberglass Reinforced Plastic
7568 | PUMP & PANTRY #22 | 517 S 1ST ST | BURWELL | 68823-0487 | GARFIELD | BOSSELMAN PUMP & PANTRY INC | PO BOX 4905 | GRAND ISLAND | NE | 68802-4905 | 3 | Currently in Use | 6000 | Steel | Federally Regulated | None | Galvanic/Sacrificial Current Cathodic Protection, Painted(e.g., asphaltic), STIP3 Tank | #2 Diesel | 1987 |  |  |  | Fiberglass Reinforced Plastic
7568 | PUMP & PANTRY #22 | 517 S 1ST ST | BURWELL | 68823-0487 | GARFIELD | BOSSELMAN PUMP & PANTRY INC | PO BOX 4905 | GRAND ISLAND | NE | 68802-4905 | 4 | Currently in Use | 6000 | Steel | Federally Regulated | None | Galvanic/Sacrificial Current Cathodic Protection, Painted(e.g., asphaltic), STIP3 Tank | #2 Diesel | 1987 |  |  |  | Fiberglass Reinforced Plastic
7568 | PUMP & PANTRY #22 | 517 S 1ST ST | BURWELL | 68823-0487 | GARFIELD | BOSSELMAN PUMP & PANTRY INC | PO BOX 4905 | GRAND ISLAND | NE | 68802-4905 | 5 | Currently in Use | 6000 | Fiberglass Reinforced Plastic | Federally Regulated |  |  | E-98 | 2022 |  |  | Double Walled | Plastic
7568 | PUMP & PANTRY #22 | 517 S 1ST ST | BURWELL | 68823-0487 | GARFIELD | BOSSELMAN PUMP & PANTRY INC | PO BOX 4905 | GRAND ISLAND | NE | 68802-4905 | 6 | Currently in Use | 6000 | Fiberglass Reinforced Plastic | Federally Regulated |  |  | Premium Unleaded | 2022 |  |  | Double Walled | Plastic
6411 | ROWSE HYDRAULIC RAKE CO INC | HWY 11 (22 MI N) | BURWELL | 68823 | GARFIELD | ROWSE HYDRAULIC RAKE CO INC | 84504 STATE HWY 11 | BURWELL | NE | 68823 | 3 | Currently in Use | 8000 | Steel | Federally Regulated | None | Fiberglass Reinforced Plastic Coated | Regular Unleaded | 1998 |  |  |  | Fiberglass Reinforced Plastic
6411 | ROWSE HYDRAULIC RAKE CO INC | HWY 11 (22 MI N) | BURWELL | 68823 | GARFIELD | ROWSE HYDRAULIC RAKE CO INC | 84504 STATE HWY 11 | BURWELL | NE | 68823 | 4 | Currently in Use | 5000 | Steel | Federally Regulated | None | Fiberglass Reinforced Plastic Coated | #2 Diesel | 1998 |  |  |  | Fiberglass Reinforced Plastic
11396 | CLARENCE LAMPHERE | HWY 30 | BUSHNELL | 69128 | KIMBALL | UNKNOWN | UNKNOWN | UNKNOWN | NE | Unknown | 1 | Permanently Out of Use | 99999 | Unknown | Federally Regulated | Unknown | Unknown | Mixed | 1900 | 1/1/1979 |  |  | Unknown
11396 | CLARENCE LAMPHERE | HWY 30 | BUSHNELL | 69128 | KIMBALL | UNKNOWN | UNKNOWN | UNKNOWN | NE | Unknown | 2 | Permanently Out of Use | 99999 | Unknown | Federally Regulated | Unknown | Unknown | Mixed | 1900 | 1/1/1979 |  |  | Unknown
8027 | BOYD COUNTY COURTHOUSE | 417 THAYER | BUTTE | 68722 | BOYD | BOYD COUNTY COURTHOUSE | PO BOX 26 | BUTTE | NE | 68722 | 2 | Currently in Use | 1500 | Jacketed | Federally Regulated | None | Poly Jacket | Heating Oil 2 | 1998 |  |  | Double Walled | Plastic
11550 | BUTTE FARM SUPPLY INC | E HWY 12 | BUTTE | 68722 | BOYD | BUTTE FARM SUPPLY INC | PO BOX 257 | BUTTE | NE | 68722-0257 | 1 | Currently in Use | 6000 | Fiberglass Reinforced Plastic | Federally Regulated | None | None | #2 Diesel | 1996 |  |  |  | Fiberglass Reinforced Plastic
11415 | BUTTE HEALTH CARE CENTER | 210 BROADWAY | BUTTE | 68722 | BOYD | BUTTE HEALTHCARE CTR ATTN: SUE CONNOT | 210 BROADWAY | BUTTE | NE | 68722 | 2 | Currently in Use | 3000 | Steel | Heating Oil | None | Fiberglass Reinforced Plastic Coated | Heating Oil 2 | 1998 |  |  |  | Fiberglass Reinforced Plastic
6418 | QUICK SERVICE | THAYER & BROADWAY | BUTTE | 68722 | BOYD | BERT QUICK | PO BOX 78 | BUTTE | NE | 68722 | 1 | Permanently Out of Use | 1000 | Steel | Federally Regulated | Unknown | Fiberglass Reinforced Plastic Coated | Regular Unleaded | 1983 | 12/1/1992 |  |  | Steel
6418 | QUICK SERVICE | THAYER & BROADWAY | BUTTE | 68722 | BOYD | BERT QUICK | PO BOX 78 | BUTTE | NE | 68722 | 2 | Permanently Out of Use | 1000 | Steel | Federally Regulated | Unknown | Fiberglass Reinforced Plastic Coated | Regular Unleaded | 1976 | 12/1/1992 |  |  | Steel
6418 | QUICK SERVICE | THAYER & BROADWAY | BUTTE | 68722 | BOYD | BERT QUICK | PO BOX 78 | BUTTE | NE | 68722 | 3 | Permanently Out of Use | 1000 | Steel | Federally Regulated | Unknown | Unknown | Regular Unleaded | 1976 | 12/1/1992 |  |  | Steel
1493 | THE SHORT STOP | 211 S WILSON ST | BUTTE | 68722-0013 | BOYD | BUTTE FARM SUPPLY INC | PO BOX 257 | BUTTE | NE | 68722-0257 | 3 | Currently in Use | 3000 | Fiberglass Reinforced Plastic | Federally Regulated | None | None | Regular Unleaded | 1998 |  |  |  | Fiberglass Reinforced Plastic
1493 | THE SHORT STOP | 211 S WILSON ST | BUTTE | 68722-0013 | BOYD | BUTTE FARM SUPPLY INC | PO BOX 257 | BUTTE | NE | 68722-0257 | 4 | Currently in Use | 3000 | Fiberglass Reinforced Plastic | Federally Regulated | None | None | Regular Unleaded | 1998 |  |  |  | Fiberglass Reinforced Plastic
7270 | HAROLD PLEJDRUP | 1/2MI S & 1/2MI W | CAIRO | 68824 | HALL | PLEJDRUP, HAROLD | RR 1 BOX 153 | CAIRO | NE | 68824 | 1 | Permanently Out of Use | 10000 | Steel | Federally Regulated | Unknown | Painted(e.g., asphaltic) | #2 Diesel | 1977 | 1/1/1987 |  |  | Steel
11721 | PUMP & PANTRY #4 | 103 W HWY 2 | CAIRO | 68824 | HALL | BOSSELMAN PUMP & PANTRY INC | PO BOX 4905 | GRAND ISLAND | NE | 68802-4905 | 1 | Currently in Use | 12000 | Fiberglass Reinforced Plastic | Federally Regulated | None | None | E-10 | 1998 |  |  |  | Fiberglass Reinforced Plastic
11721 | PUMP & PANTRY #4 | 103 W HWY 2 | CAIRO | 68824 | HALL | BOSSELMAN PUMP & PANTRY INC | PO BOX 4905 | GRAND ISLAND | NE | 68802-4905 | 2 | Currently in Use | 6000 | Fiberglass Reinforced Plastic | Federally Regulated | None | None | #2 Diesel | 1998 |  |  |  | Fiberglass Reinforced Plastic
11721 | PUMP & PANTRY #4 | 103 W HWY 2 | CAIRO | 68824 | HALL | BOSSELMAN PUMP & PANTRY INC | PO BOX 4905 | GRAND ISLAND | NE | 68802-4905 | 3 | Currently in Use | 6000 | Fiberglass Reinforced Plastic | Federally Regulated | None | None | Regular Unleaded | 1998 |  |  |  | Fiberglass Reinforced Plastic
5178 | THE BEAR PAD | 302 S GRAND PO BOX 126 | CALLAWAY | 68825-0126 | CUSTER | COUNTRY PARTNERS COOPERATIVE | PO BOX 80 | GOTHENBURG | NE | 69138 | 7 | Currently in Use | 10000 | Fiberglass Reinforced Plastic | Federally Regulated | None | None | E-10 | 1997 |  |  |  | Fiberglass Reinforced Plastic
5178 | THE BEAR PAD | 302 S GRAND PO BOX 126 | CALLAWAY | 68825-0126 | CUSTER | COUNTRY PARTNERS COOPERATIVE | PO BOX 80 | GOTHENBURG | NE | 69138 | 8 | Currently in Use | 6000 | Fiberglass Reinforced Plastic | Federally Regulated | None | None | Regular Unleaded | 1997 |  |  |  | Fiberglass Reinforced Plastic
5178 | THE BEAR PAD | 302 S GRAND PO BOX 126 | CALLAWAY | 68825-0126 | CUSTER | COUNTRY PARTNERS COOPERATIVE | PO BOX 80 | GOTHENBURG | NE | 69138 | 9 | Currently in Use | 6000 | Fiberglass Reinforced Plastic | Federally Regulated | None | None | #2 Diesel, Other->DYED | 1997 |  |  |  | Fiberglass Reinforced Plastic
5178 | THE BEAR PAD | 302 S GRAND PO BOX 126 | CALLAWAY | 68825-0126 | CUSTER | COUNTRY PARTNERS COOPERATIVE | PO BOX 80 | GOTHENBURG | NE | 69138 | 10 | Currently in Use | 6000 | Fiberglass Reinforced Plastic | Federally Regulated | None | None | #2 Diesel | 1997 |  |  |  | Fiberglass Reinforced Plastic
12579 | ANEW TRAVEL CENTER | 41501 HARVEST DR | CAMBRIDGE | 69022 | FURNAS | ANEW FUEL SERVICES LLC | 2525 84TH AVE | ZEELAND | MI | 49464 | 1 | Currently in Use | 20000 | Fiberglass Reinforced Plastic | Federally Regulated | Double walled |  | E-10 | 2013 |  |  | Double Walled | Double walled, Plastic
12579 | ANEW TRAVEL CENTER | 41501 HARVEST DR | CAMBRIDGE | 69022 | FURNAS | ANEW FUEL SERVICES LLC | 2525 84TH AVE | ZEELAND | MI | 49464 | 2 | Currently in Use | 20000 | Fiberglass Reinforced Plastic | Federally Regulated | Double walled |  | E-85 | 2013 |  |  | Double Walled | Double walled, Plastic
12579 | ANEW TRAVEL CENTER | 41501 HARVEST DR | CAMBRIDGE | 69022 | FURNAS | ANEW FUEL SERVICES LLC | 2525 84TH AVE | ZEELAND | MI | 49464 | 3 | Currently in Use | 20000 | Fiberglass Reinforced Plastic | Federally Regulated | Double walled |  | #2 Diesel | 2013 |  |  | Double Walled | Double walled, Plastic
12579 | ANEW TRAVEL CENTER | 41501 HARVEST DR | CAMBRIDGE | 69022 | FURNAS | ANEW FUEL SERVICES LLC | 2525 84TH AVE | ZEELAND | MI | 49464 | 4 | Currently in Use | 20000 | Fiberglass Reinforced Plastic | Federally Regulated | Double walled |  | Other->Biodiesel B-35 | 2013 |  |  | Double Walled | Double walled, Plastic
5815 | CAMBRIDGE CARDTROL | 40827 W HWY 6 & 34 | CAMBRIDGE | 69022 | FURNAS | AG VALLEY COOP | PO BOX 68 | EDISON | NE | 68936-0068 | 8 | Currently in Use | 6000 | Fiberglass Reinforced Plastic | Federally Regulated | None | None | Regular Unleaded | 1997 |  |  |  | Fiberglass Reinforced Plastic
5815 | CAMBRIDGE CARDTROL | 40827 W HWY 6 & 34 | CAMBRIDGE | 69022 | FURNAS | AG VALLEY COOP | PO BOX 68 | EDISON | NE | 68936-0068 | 9 | Currently in Use | 6000 | Fiberglass Reinforced Plastic | Federally Regulated | None | None | E-10 | 1997 |  |  |  | Fiberglass Reinforced Plastic
5815 | CAMBRIDGE CARDTROL | 40827 W HWY 6 & 34 | CAMBRIDGE | 69022 | FURNAS | AG VALLEY COOP | PO BOX 68 | EDISON | NE | 68936-0068 | 10 | Currently in Use | 6000 | Fiberglass Reinforced Plastic | Federally Regulated | None | None | #2 Diesel | 1997 |  |  |  | Fiberglass Reinforced Plastic
5815 | CAMBRIDGE CARDTROL | 40827 W HWY 6 & 34 | CAMBRIDGE | 69022 | FURNAS | AG VALLEY COOP | PO BOX 68 | EDISON | NE | 68936-0068 | 11 | Currently in Use | 6000 | Fiberglass Reinforced Plastic | Federally Regulated | None | None | #2 Diesel, Other->Dyed Diesel | 1997 |  |  |  | Fiberglass Reinforced Plastic
5815 | CAMBRIDGE CARDTROL | 40827 W HWY 6 & 34 | CAMBRIDGE | 69022 | FURNAS | AG VALLEY COOP | PO BOX 68 | EDISON | NE | 68936-0068 | 12 | Currently in Use | 6000 | Fiberglass Reinforced Plastic | Federally Regulated | None | None | #2 Diesel, Other->Roadmaster | 1997 |  |  |  | Fiberglass Reinforced Plastic
3240 | CAMBRIDGE MEMORIAL HOSPITAL dba TRI VALLEY HEALTH | 1305 W HWY 6 & 34 | CAMBRIDGE | 69022 | FURNAS | TRI VALLEY HEALTH SYSTEMS | PO BOX 488 | CAMBRIDGE | NE | 69022 | 3 | Currently in Use | 560 | Steel | Federally Regulated | None | Galvanic/Sacrificial Current Cathodic Protection, Painted(e.g., asphaltic), STIP3 Tank | #2 Diesel, Other->DYED DIESEL | 1996 |  |  |  | Copper
7309 | CASEYS GENERAL STORE #2709 | 422 NASBY ST | CAMBRIDGE | 69022 | FURNAS | CASEYS RETAIL CO | PO BOX 3001 | ANKENY | IA | 50021-8045 | 3 | Currently in Use | 20000 | Fiberglass Reinforced Plastic | Federally Regulated |  |  | E-85 | 2015 |  |  | Double Walled | DOUBLE WALLED, Plastic
7309 | CASEYS GENERAL STORE #2709 | 422 NASBY ST | CAMBRIDGE | 69022 | FURNAS | CASEYS RETAIL CO | PO BOX 3001 | ANKENY | IA | 50021-8045 | 4 | Currently in Use | 12000 | Fiberglass Reinforced Plastic | Federally Regulated |  |  | #2 Diesel | 2015 |  |  | Double Walled | DOUBLE WALLED, Plastic
7309 | CASEYS GENERAL STORE #2709 | 422 NASBY ST | CAMBRIDGE | 69022 | FURNAS | CASEYS RETAIL CO | PO BOX 3001 | ANKENY | IA | 50021-8045 | 5 | Currently in Use | 8000 | Fiberglass Reinforced Plastic | Federally Regulated |  |  | Regular Unleaded | 2015 |  |  | Double Walled | DOUBLE WALLED
2384 | DANN & SUE NELMS | 3 MI W ON B-34 HWY | CAMBRIDGE | 69022 | RED WILLOW | NELMS, DANN & SUE | RR 2 BOX 51 | CAMBRIDGE | NE | 69022 | 1 | Permanently Out of Use | 2000 | Steel | Federally Regulated | Unknown | Painted(e.g., asphaltic) | Regular Unleaded | 1937 | 3/1/1990 |  |  | Steel
3241 | HERITAGE PLAZA RETIREMENT VILLAGE | 1205 NELSON | CAMBRIDGE | 69022 | FURNAS | TRI VALLEY HEALTH SYSTEMS | PO BOX 488 | CAMBRIDGE | NE | 69022 | 2 | Currently in Use | 1000 | Steel | Federally Regulated | None | Impressed Current Cathodic Protection, Painted(e.g., asphaltic), STIP3 Tank | #2 Diesel | 1996 |  |  |  | Copper
6686 | KEMPKES SERVICE | BROAD & BAKER | CAMPBELL | 68932 | FRANKLIN | KEMPKES SERVICE | BROAD & BAKER | CAMPBELL | NE | 68932 | 1 | Permanently Out of Use | 1000 | Steel | Federally Regulated | Unknown | Unknown | Regular Unleaded | 1901 | 12/1/1988 |  |  | Unknown
6686 | KEMPKES SERVICE | BROAD & BAKER | CAMPBELL | 68932 | FRANKLIN | KEMPKES SERVICE | BROAD & BAKER | CAMPBELL | NE | 68932 | 2 | Permanently Out of Use | 550 | Steel | Federally Regulated | Unknown | Unknown | Regular Unleaded | 1901 | 12/1/1988 |  |  | Unknown
544 | KXNE TV CHANNEL 19 | 56263 W HIGHWAY 98 | CARROLL | 68723 | WAYNE | NEBRASKA ETV COMMISSION | 1800 N 33RD ST | LINCOLN | NE | 68503 | 1 | Currently in Use | 1000 | Steel | Federally Regulated | None | Galvanic/Sacrificial Current Cathodic Protection, STIP3 Tank | #2 Diesel | 1990 |  |  |  | Fiberglass Reinforced Plastic
2753 | THE STATION | 604 MAIN ST | CARROLL | 68723 | WAYNE | DUNKs PUMPS LLC dba THE STATION | 604 MAIN ST | CARROLL | NE | 68723 | 1 | Currently in Use | 10000 | Steel | Federally Regulated | None | Impressed Current Cathodic Protection | #2 Diesel | 1983 |  |  |  | Fiberglass Reinforced Plastic
2753 | THE STATION | 604 MAIN ST | CARROLL | 68723 | WAYNE | DUNKs PUMPS LLC dba THE STATION | 604 MAIN ST | CARROLL | NE | 68723 | 2 | Currently in Use | 8000 | Steel | Federally Regulated | None | Impressed Current Cathodic Protection | Premium Unleaded | 1983 |  |  |  | Fiberglass Reinforced Plastic
2753 | THE STATION | 604 MAIN ST | CARROLL | 68723 | WAYNE | DUNKs PUMPS LLC dba THE STATION | 604 MAIN ST | CARROLL | NE | 68723 | 3 | Currently in Use | 12000 | Steel | Federally Regulated | None | Impressed Current Cathodic Protection | E-10 | 1983 |  |  |  | Fiberglass Reinforced Plastic
2753 | THE STATION | 604 MAIN ST | CARROLL | 68723 | WAYNE | DUNKs PUMPS LLC dba THE STATION | 604 MAIN ST | CARROLL | NE | 68723 | 5 | Currently in Use | 3000 | Steel | Federally Regulated | None | Impressed Current Cathodic Protection | #1 Diesel | 1992 |  |  |  | Fiberglass Reinforced Plastic
2753 | THE STATION | 604 MAIN ST | CARROLL | 68723 | WAYNE | DUNKs PUMPS LLC dba THE STATION | 604 MAIN ST | CARROLL | NE | 68723 | 6 | Currently in Use | 6000 | Fiberglass Reinforced Plastic | Federally Regulated | None |  | #2 Diesel | 1998 |  |  |  | Fiberglass Reinforced Plastic
2753 | THE STATION | 604 MAIN ST | CARROLL | 68723 | WAYNE | DUNKs PUMPS LLC dba THE STATION | 604 MAIN ST | CARROLL | NE | 68723 | 7 | Currently in Use | 5000 | Fiberglass Reinforced Plastic | Federally Regulated |  |  | #2 Diesel | 1998 |  |  |  | Fiberglass Reinforced Plastic
3141 | JOHNSONS TOUCH N GO | 109 W HIGHWAY 105 | CEDAR BLUFFS | 68015 | SAUNDERS | JOHNSONs TOUCH N GO LLC | PO BOX 187 | CEDAR BLUFFS | NE | 68015 | 2 | Currently in Use | 8200 | Steel | Federally Regulated | None | Galvanic/Sacrificial Current Cathodic Protection, Painted(e.g., asphaltic), STIP3 Tank | Regular Unleaded | 1988 |  |  |  | Steel
3141 | JOHNSONS TOUCH N GO | 109 W HIGHWAY 105 | CEDAR BLUFFS | 68015 | SAUNDERS | JOHNSONs TOUCH N GO LLC | PO BOX 187 | CEDAR BLUFFS | NE | 68015 | 3 | Currently in Use | 8200 | Steel | Federally Regulated | None | Galvanic/Sacrificial Current Cathodic Protection, Painted(e.g., asphaltic), STIP3 Tank | Regular Unleaded | 1988 |  |  |  | Steel
7893 | EARNIES | 110 EAST B ST | CEDAR CREEK | 68016 | CASS | MICHELLE MORAR | PO BOX 49 | CEDAR CREEK | NE | 68016 | 1 | Currently in Use | 8000 | Steel | Federally Regulated | None | Galvanic/Sacrificial Current Cathodic Protection, STIP3 Tank | Regular Unleaded | 1987
7893 | EARNIES | 110 EAST B ST | CEDAR CREEK | 68016 | CASS | MICHELLE MORAR | PO BOX 49 | CEDAR CREEK | NE | 68016 | 2 | Temporarily Out of Use | 8000 | Steel | Federally Regulated | None | Galvanic/Sacrificial Current Cathodic Protection, STIP3 Tank | #1 Diesel | 1987
11409 | CEDARS RAPID STOP | 615 S 2ND | CEDAR RAPIDS | 68627 | BOONE | COUNTRY PARTNERS COOPERATIVE | PO BOX 80 | GOTHENBURG | NE | 69138 | 1 | Currently in Use | 6000 | Steel | Federally Regulated | None | Galvanic/Sacrificial Current Cathodic Protection, Painted(e.g., asphaltic), STIP3 Tank | Regular Unleaded | 1991 |  |  |  | Fiberglass Reinforced Plastic
11409 | CEDARS RAPID STOP | 615 S 2ND | CEDAR RAPIDS | 68627 | BOONE | COUNTRY PARTNERS COOPERATIVE | PO BOX 80 | GOTHENBURG | NE | 69138 | 2 | Currently in Use | 6000 | Steel | Federally Regulated | None | Galvanic/Sacrificial Current Cathodic Protection, Painted(e.g., asphaltic), STIP3 Tank | Regular Unleaded | 1991 |  |  |  | Fiberglass Reinforced Plastic
11409 | CEDARS RAPID STOP | 615 S 2ND | CEDAR RAPIDS | 68627 | BOONE | COUNTRY PARTNERS COOPERATIVE | PO BOX 80 | GOTHENBURG | NE | 69138 | 3 | Currently in Use | 6000 | Steel | Federally Regulated | None | Galvanic/Sacrificial Current Cathodic Protection, Painted(e.g., asphaltic), STIP3 Tank | #2 Diesel | 1991 |  |  |  | Fiberglass Reinforced Plastic
11409 | CEDARS RAPID STOP | 615 S 2ND | CEDAR RAPIDS | 68627 | BOONE | COUNTRY PARTNERS COOPERATIVE | PO BOX 80 | GOTHENBURG | NE | 69138 | 4 | Currently in Use | 10000 | Fiberglass Reinforced Plastic | Federally Regulated |  | Double walled | #2 Diesel | 2014 |  |  | Double Walled | Double walled, Plastic
11153 | CASEYS GENERAL STORE #1804 | 902 G ST | CENTRAL CITY | 68826 | MERRICK | CASEYS RETAIL CO | PO BOX 3001 | ANKENY | IA | 50021-8045 | 1 | Currently in Use | 10000 | Fiberglass Reinforced Plastic | Federally Regulated | None | None | Regular Unleaded | 1995
11153 | CASEYS GENERAL STORE #1804 | 902 G ST | CENTRAL CITY | 68826 | MERRICK | CASEYS RETAIL CO | PO BOX 3001 | ANKENY | IA | 50021-8045 | 2 | Currently in Use | 10000 | Fiberglass Reinforced Plastic | Federally Regulated | None | None | Regular Unleaded | 1995
12166 | CENTRAL CITY BULK PLANT | 1106 G ST | CENTRAL CITY | 68826 | MERRICK | BOSSELMAN ENERGY | PO BOX 1567 | GRAND ISLAND | NE | 68802-1567 | 1 | Currently in Use | 15000 | Fiberglass Reinforced Plastic | Federally Regulated | None | None | #2 Diesel | 2002 |  |  |  | Fiberglass Reinforced Plastic, Fiberglass Reinforced Plastic
12166 | CENTRAL CITY BULK PLANT | 1106 G ST | CENTRAL CITY | 68826 | MERRICK | BOSSELMAN ENERGY | PO BOX 1567 | GRAND ISLAND | NE | 68802-1567 | 2 | Currently in Use | 15000 | Fiberglass Reinforced Plastic | Federally Regulated | None | None | #2 Diesel | 2002 |  |  |  | Fiberglass Reinforced Plastic, Fiberglass Reinforced Plastic
12166 | CENTRAL CITY BULK PLANT | 1106 G ST | CENTRAL CITY | 68826 | MERRICK | BOSSELMAN ENERGY | PO BOX 1567 | GRAND ISLAND | NE | 68802-1567 | 3 | Currently in Use | 15000 | Fiberglass Reinforced Plastic | Federally Regulated | None | None | #1 Diesel | 2002 |  |  |  | Fiberglass Reinforced Plastic, Fiberglass Reinforced Plastic
7249 | JIMs INC | 1414 16TH ST | CENTRAL CITY | 68826 | MERRICK | JIMS INC | PO BOX 296 | CENTRAL CITY | NE | 68826 | 1 | Currently in Use | 8000 | Jacketed | Federally Regulated | None | Fiberglass Reinforced Plastic Coated | Regular Unleaded | 1990 |  |  | Double Walled | Fiberglass Reinforced Plastic
7249 | JIMs INC | 1414 16TH ST | CENTRAL CITY | 68826 | MERRICK | JIMS INC | PO BOX 296 | CENTRAL CITY | NE | 68826 | 2 | Currently in Use | 4000 | Jacketed | Federally Regulated | None | Fiberglass Reinforced Plastic Coated | Regular Unleaded | 1990 |  |  | Double Walled | Fiberglass Reinforced Plastic
8386 | KWIK STOP #9 | 1704 28TH ST | CENTRAL CITY | 68826 | MERRICK | KWIK STOP FOOD STORES INC | PO BOX 1665 | NORTH PLATTE | NE | 69101 | 1 | Currently in Use | 3000 | Steel | Federally Regulated | None | Galvanic/Sacrificial Current Cathodic Protection, STIP3 Tank | Regular Unleaded | 1991 |  |  |  | Fiberglass Reinforced Plastic
8386 | KWIK STOP #9 | 1704 28TH ST | CENTRAL CITY | 68826 | MERRICK | KWIK STOP FOOD STORES INC | PO BOX 1665 | NORTH PLATTE | NE | 69101 | 2 | Currently in Use | 5000 | Steel | Federally Regulated | None | Galvanic/Sacrificial Current Cathodic Protection, STIP3 Tank | Regular Unleaded | 1991 |  |  |  | Fiberglass Reinforced Plastic
8386 | KWIK STOP #9 | 1704 28TH ST | CENTRAL CITY | 68826 | MERRICK | KWIK STOP FOOD STORES INC | PO BOX 1665 | NORTH PLATTE | NE | 69101 | 3 | Currently in Use | 8000 | Steel | Federally Regulated | None | Galvanic/Sacrificial Current Cathodic Protection, STIP3 Tank | Regular Unleaded | 1991 |  |  |  | Fiberglass Reinforced Plastic
4513 | MERRICK COUNTY HWY DEPT | 1357 W HIGHWAY 30 | CENTRAL CITY | 68826 | MERRICK | MERRICK COUNTY HWY DEPT | PO BOX 27 | CENTRAL CITY | NE | 68826 | 1 | Temporarily Out of Use | 4000 | Steel | Federally Regulated | Unknown | Galvanic/Sacrificial Current Cathodic Protection, Painted(e.g., asphaltic) | Regular Unleaded | 1985 | 2/1/2023 |  |  | Steel
5986 | PALSER SERVICE | 1002 G ST | CENTRAL CITY | 68826 | MERRICK | KJE LLC | 1002 G ST | CENTRAL CITY | NE | 68826 | 1 | Currently in Use | 4000 | Steel | Federally Regulated | Internal Lining(e.g., epoxy resins) | Impressed Current Cathodic Protection | E-10 | 1984 |  |  |  | Steel
5986 | PALSER SERVICE | 1002 G ST | CENTRAL CITY | 68826 | MERRICK | KJE LLC | 1002 G ST | CENTRAL CITY | NE | 68826 | 2 | Currently in Use | 4000 | Steel | Federally Regulated | Internal Lining(e.g., epoxy resins) | Impressed Current Cathodic Protection | Regular Unleaded | 1984 |  |  |  | Steel
5986 | PALSER SERVICE | 1002 G ST | CENTRAL CITY | 68826 | MERRICK | KJE LLC | 1002 G ST | CENTRAL CITY | NE | 68826 | 3 | Currently in Use | 4000 | Steel | Federally Regulated | Internal Lining(e.g., epoxy resins) | Impressed Current Cathodic Protection | #2 Diesel | 1984 |  |  |  | Steel
5986 | PALSER SERVICE | 1002 G ST | CENTRAL CITY | 68826 | MERRICK | KJE LLC | 1002 G ST | CENTRAL CITY | NE | 68826 | 4 | Currently in Use | 2000 | Steel | Federally Regulated | None | Galvanic/Sacrificial Current Cathodic Protection, STIP3 Tank | E-10 | 1989 |  |  |  | Fiberglass Reinforced Plastic
5986 | PALSER SERVICE | 1002 G ST | CENTRAL CITY | 68826 | MERRICK | KJE LLC | 1002 G ST | CENTRAL CITY | NE | 68826 | 5 | Currently in Use | 2000 | Steel | Federally Regulated | None | Galvanic/Sacrificial Current Cathodic Protection, STIP3 Tank | #2 Diesel | 1989 |  |  |  | Fiberglass Reinforced Plastic
12701 | PUMP & PANTRY #29 | 1110 G ST | CENTRAL CITY | 68826 | MERRICK | BOSSELMAN PUMP & PANTRY INC | PO BOX 4905 | GRAND ISLAND | NE | 68802-4905 | 1 | Currently in Use | 15000 | Fiberglass Reinforced Plastic | Federally Regulated |  |  | #2 Diesel | 2003 |  |  |  | Fiberglass Reinforced Plastic
12701 | PUMP & PANTRY #29 | 1110 G ST | CENTRAL CITY | 68826 | MERRICK | BOSSELMAN PUMP & PANTRY INC | PO BOX 4905 | GRAND ISLAND | NE | 68802-4905 | 2 | Currently in Use | 15000 | Fiberglass Reinforced Plastic | Federally Regulated |  |  | E-10 | 2003 |  |  |  | Fiberglass Reinforced Plastic
12701 | PUMP & PANTRY #29 | 1110 G ST | CENTRAL CITY | 68826 | MERRICK | BOSSELMAN PUMP & PANTRY INC | PO BOX 4905 | GRAND ISLAND | NE | 68802-4905 | 3 | Currently in Use | 15000 | Fiberglass Reinforced Plastic | Federally Regulated |  |  | , Other->E-100 | 2003 |  |  |  | Fiberglass Reinforced Plastic, FLEX
12701 | PUMP & PANTRY #29 | 1110 G ST | CENTRAL CITY | 68826 | MERRICK | BOSSELMAN PUMP & PANTRY INC | PO BOX 4905 | GRAND ISLAND | NE | 68802-4905 | 4 | Currently in Use | 6000 | Fiberglass Reinforced Plastic | Federally Regulated |  |  | #1 Diesel | 2003 |  |  |  | Fiberglass Reinforced Plastic, FLEX
7940 | CERESCO PUMPS | 321 S 1ST ST | CERESCO | 68017 | SAUNDERS | FRONTIER COOPERATIVE CO | PO BOX 37 | BRAINARD | NE | 68626 | 1 | Currently in Use | 6000 | Steel | Federally Regulated | Unknown | Impressed Current Cathodic Protection, Painted(e.g., asphaltic) | E-10 | 1985
7940 | CERESCO PUMPS | 321 S 1ST ST | CERESCO | 68017 | SAUNDERS | FRONTIER COOPERATIVE CO | PO BOX 37 | BRAINARD | NE | 68626 | 2 | Currently in Use | 6000 | Steel | Federally Regulated | Unknown | Impressed Current Cathodic Protection, Painted(e.g., asphaltic) | Regular Unleaded | 1985
7940 | CERESCO PUMPS | 321 S 1ST ST | CERESCO | 68017 | SAUNDERS | FRONTIER COOPERATIVE CO | PO BOX 37 | BRAINARD | NE | 68626 | 3 | Currently in Use | 6000 | Steel | Federally Regulated | Unknown | Impressed Current Cathodic Protection, Painted(e.g., asphaltic) | #2 Diesel | 1985
12040 | PEARSON PARTS & SERVICE | 104 N HWY 77 | CERESCO | 68017 | SAUNDERS | PEARSON PARTS & SERVICE | 104 N HWY 77 | CERESCO | NE | 68017 | 1 | Permanently Out of Use | 1000 | Steel | Federally Regulated | None | Painted(e.g., asphaltic) | Regular Unleaded | 1955 | 1/1/1985
12040 | PEARSON PARTS & SERVICE | 104 N HWY 77 | CERESCO | 68017 | SAUNDERS | PEARSON PARTS & SERVICE | 104 N HWY 77 | CERESCO | NE | 68017 | 2 | Permanently Out of Use | 500 | Steel | Federally Regulated | None | Painted(e.g., asphaltic) | Regular Unleaded | 1955 | 1/1/1985
11405 | SUPER C #9 | 317 S HWY 77 | CERESCO | 68017 | SAUNDERS | SUPER C/HERGERT OIL | 6221 S 58TH ST STE B | LINCOLN | NE | 68516 | 1 | Currently in Use | 10000 | Fiberglass Reinforced Plastic | Federally Regulated | None | None | Regular Unleaded | 1995 |  |  |  | Fiberglass Reinforced Plastic
11405 | SUPER C #9 | 317 S HWY 77 | CERESCO | 68017 | SAUNDERS | SUPER C/HERGERT OIL | 6221 S 58TH ST STE B | LINCOLN | NE | 68516 | 2 | Currently in Use | 10000 | Fiberglass Reinforced Plastic | Federally Regulated | None | None | E-10 | 1995 |  |  |  | Fiberglass Reinforced Plastic
11405 | SUPER C #9 | 317 S HWY 77 | CERESCO | 68017 | SAUNDERS | SUPER C/HERGERT OIL | 6221 S 58TH ST STE B | LINCOLN | NE | 68516 | 3 | Currently in Use | 6000 | Fiberglass Reinforced Plastic | Federally Regulated | None | None | #2 Diesel | 1995 |  |  |  | Fiberglass Reinforced Plastic
6011 | BOLLN DISTRIBUTING CO | 810 E 2ND ST | CHADRON | 69337 | DAWES | BOLLN DISTRIBUTING CO | 810 E 2ND ST | CHADRON | NE | 69337 | 1 | Permanently Out of Use | 1000 | Steel | Federally Regulated | Unknown | Unknown | Empty | 1971 | 8/1/1975 |  |  | Unknown
6497 | CHAMBERLAIN CHAPEL INC | W HWY 20 | CHADRON | 69337 | DAWES | CHAMBERLAIN CHAPEL INC | PO BOX 970 | CHADRON | NE | 69337 | 1 | Permanently Out of Use | 3000 | Steel | Federally Regulated |  | Painted(e.g., asphaltic) | Empty | 1979 | 1/1/1992 |  |  | Steel
3854 | COMMON CENTS FOOD STORES | 301 MAIN ST | CHADRON | 69337 | DAWES | MOYLE PETROLEUM CO | PO BOX 2860 | RAPID CITY | SD | 57709 | 1 | Currently in Use | 10000 | Fiberglass Reinforced Plastic | Federally Regulated | None | None | Regular Unleaded | 1987 |  |  |  | Steel
3854 | COMMON CENTS FOOD STORES | 301 MAIN ST | CHADRON | 69337 | DAWES | MOYLE PETROLEUM CO | PO BOX 2860 | RAPID CITY | SD | 57709 | 2 | Currently in Use | 10000 | Fiberglass Reinforced Plastic | Federally Regulated | None | None | Regular Unleaded | 1987 |  |  |  | Steel
3854 | COMMON CENTS FOOD STORES | 301 MAIN ST | CHADRON | 69337 | DAWES | MOYLE PETROLEUM CO | PO BOX 2860 | RAPID CITY | SD | 57709 | 3 | Currently in Use | 10000 | Fiberglass Reinforced Plastic | Federally Regulated | None | None | Regular Unleaded | 1987 |  |  |  | Steel
5252 | CONOCO BULK PLANT | W 1ST ST | CHADRON | 69337 | DAWES | DEAVER GRAIN CO INC | PO BOX 764 | ALLIANCE | NE | 69301 | 1 | Permanently Out of Use | 1000 | Steel | Federally Regulated | Unknown | Unknown | Empty | 1901 |  |  |  | Steel
5252 | CONOCO BULK PLANT | W 1ST ST | CHADRON | 69337 | DAWES | DEAVER GRAIN CO INC | PO BOX 764 | ALLIANCE | NE | 69301 | 2 | Permanently Out of Use | 500 | Steel | Federally Regulated | Unknown | Unknown | Empty | 1901 |  |  |  | Steel
4149 | DELUXE CLEANERS | 101 BORDEAUX | CHADRON | 69337 | DAWES | DELUXE CLEANERS | 101 BORDEAUX | CHADRON | NE | 69337 | 1 | Permanently Out of Use | 100 | Steel | Federally Regulated | Unknown | Painted(e.g., asphaltic) | Other->CLEANING SOLV. AMSCO 140 | 1976 |  |  |  | Steel
12623 | MAVERIK #501 | 1211 W HIGHWAY 20 | CHADRON | 69337 | DAWES | MAVERIK INC LICENSING | 185 S STATE ST STE 800 | SALT LAKE CITY | UT | 84111 | 1 | Currently in Use | 12000 | Fiberglass Reinforced Plastic | Federally Regulated |  | Double walled | E-10 | 2014 |  |  | Double Walled | Double walled, Plastic
12623 | MAVERIK #501 | 1211 W HIGHWAY 20 | CHADRON | 69337 | DAWES | MAVERIK INC LICENSING | 185 S STATE ST STE 800 | SALT LAKE CITY | UT | 84111 | 2 | Currently in Use | 12000 | Fiberglass Reinforced Plastic | Federally Regulated |  | Double walled | E-10 | 2014 |  |  | Double Walled | Double walled, Plastic
12623 | MAVERIK #501 | 1211 W HIGHWAY 20 | CHADRON | 69337 | DAWES | MAVERIK INC LICENSING | 185 S STATE ST STE 800 | SALT LAKE CITY | UT | 84111 | 3 | Currently in Use | 12000 | Fiberglass Reinforced Plastic | Federally Regulated |  | Double walled | Regular Unleaded | 2014 |  |  | Double Walled | Double walled, Plastic
12623 | MAVERIK #501 | 1211 W HIGHWAY 20 | CHADRON | 69337 | DAWES | MAVERIK INC LICENSING | 185 S STATE ST STE 800 | SALT LAKE CITY | UT | 84111 | 4 | Currently in Use | 12000 | Fiberglass Reinforced Plastic | Federally Regulated |  | Double walled | #1 Diesel | 2014 |  |  | Double Walled | Double walled, Plastic
12258 | PUMP & PANTRY #12 | 276 MEARS ST | CHADRON | 69337 | DAWES | BOSSELMAN PUMP & PANTRY INC | PO BOX 4905 | GRAND ISLAND | NE | 68802-4905 | 1 | Currently in Use | 12000 | Fiberglass Reinforced Plastic | Federally Regulated | None | None | Regular Unleaded | 2004 |  |  |  | Fiberglass Reinforced Plastic
12258 | PUMP & PANTRY #12 | 276 MEARS ST | CHADRON | 69337 | DAWES | BOSSELMAN PUMP & PANTRY INC | PO BOX 4905 | GRAND ISLAND | NE | 68802-4905 | 2 | Currently in Use | 12000 | Fiberglass Reinforced Plastic | Federally Regulated | None | None | E-10 | 2004 |  |  |  | Fiberglass Reinforced Plastic
12258 | PUMP & PANTRY #12 | 276 MEARS ST | CHADRON | 69337 | DAWES | BOSSELMAN PUMP & PANTRY INC | PO BOX 4905 | GRAND ISLAND | NE | 68802-4905 | 3 | Currently in Use | 6000 | Fiberglass Reinforced Plastic | Federally Regulated | None | None | #2 Diesel | 2004 |  |  |  | Fiberglass Reinforced Plastic
934 | SAMMYs L GAS & LIQUOR | 855 W 3RD ST | CHADRON | 69337 | DAWES | SHARANJIT CHIMA | 855 W 3RD | CHADRON | NE | 68337 | 1 | Currently in Use | 10000 | Steel | Federally Regulated | Internal Lining(e.g., epoxy resins) | None | Premium Unleaded | 1971 |  |  |  | Plastic
934 | SAMMYs L GAS & LIQUOR | 855 W 3RD ST | CHADRON | 69337 | DAWES | SHARANJIT CHIMA | 855 W 3RD | CHADRON | NE | 68337 | 2 | Currently in Use | 10000 | Steel | Federally Regulated | Internal Lining(e.g., epoxy resins) | None | Regular Unleaded | 1971 |  |  |  | Plastic
934 | SAMMYs L GAS & LIQUOR | 855 W 3RD ST | CHADRON | 69337 | DAWES | SHARANJIT CHIMA | 855 W 3RD | CHADRON | NE | 68337 | 3 | Currently in Use | 10000 | Steel | Federally Regulated | Internal Lining(e.g., epoxy resins) | None | #2 Diesel | 1971 |  |  |  | Plastic
934 | SAMMYs L GAS & LIQUOR | 855 W 3RD ST | CHADRON | 69337 | DAWES | SHARANJIT CHIMA | 855 W 3RD | CHADRON | NE | 68337 | 6 | Currently in Use | 10000 | Steel | Federally Regulated | Internal Lining(e.g., epoxy resins) | None | #2 Diesel | 1971 |  |  |  | Plastic
5266 | GREENs SERVICE | 402 E MAIN | CHAMBERS | 68725 | HOLT | GREEN'S SERVICE | PO BOX 126 | CHAMBERS | NE | 68725 | 6 | Currently in Use | 4000 | Composite | Federally Regulated | None | Fiberglass Reinforced Plastic Coated | E-10 | 2003 |  |  |  | Fiberglass Reinforced Plastic
8383 | AURORA COOPERATIVE ELEVATOR CO | PO BOX 6 | CHAPMAN | 68827 | MERRICK | AURORA COOPERATIVE ELEVATOR | PO BOX 209 | AURORA | NE | 68818-0209 | 1 | Currently in Use | 2000 | Steel | Federally Regulated | None | Galvanic/Sacrificial Current Cathodic Protection, STIP3 Tank | Regular Unleaded | 1991 |  |  |  | Fiberglass Reinforced Plastic
409 | PUMP & PANTRY #5 | 116 HWY 30 | CHAPMAN | 68827 | MERRICK | BOSSELMAN PUMP & PANTRY INC | PO BOX 4905 | GRAND ISLAND | NE | 68802-4905 | 1 | Currently in Use | 6000 | Fiberglass Reinforced Plastic | Federally Regulated | None | None | #2 Diesel | 1993 |  |  |  | Fiberglass Reinforced Plastic, Plastic
409 | PUMP & PANTRY #5 | 116 HWY 30 | CHAPMAN | 68827 | MERRICK | BOSSELMAN PUMP & PANTRY INC | PO BOX 4905 | GRAND ISLAND | NE | 68802-4905 | 2 | Currently in Use | 10000 | Fiberglass Reinforced Plastic | Federally Regulated | None | None | E-10 | 1993 |  |  |  | Fiberglass Reinforced Plastic, Plastic
409 | PUMP & PANTRY #5 | 116 HWY 30 | CHAPMAN | 68827 | MERRICK | BOSSELMAN PUMP & PANTRY INC | PO BOX 4905 | GRAND ISLAND | NE | 68802-4905 | 3 | Currently in Use | 10000 | Fiberglass Reinforced Plastic | Federally Regulated | None | None | Regular Unleaded | 1993 |  |  |  | Fiberglass Reinforced Plastic, Plastic
11121 | WRANGLER SALOON | HWY 30 | CHAPMAN | 68827 | MERRICK | JACK BARTON | PRAIRIE ST | CHAPMAN | NE | 68827 | 1 | Permanently Out of Use | 2000 | Steel | Federally Regulated | Unknown | Unknown | Regular Unleaded | 1901 | 1/1/1972 |  |  | Unknown
11121 | WRANGLER SALOON | HWY 30 | CHAPMAN | 68827 | MERRICK | JACK BARTON | PRAIRIE ST | CHAPMAN | NE | 68827 | 2 | Permanently Out of Use | 2000 | Steel | Federally Regulated | Unknown | Unknown | Regular Unleaded | 1901 | 1/1/1972 |  |  | Unknown
3145 | FRENCHMAN VALLEY COOP | 582 2ND ST | CHAPPELL | 69129 | DEUEL | FRENCHMAN VALLEY COOP | PO BOX 578 | IMPERIAL | NE | 69033 | 1 | Currently in Use | 10000 | Steel | Federally Regulated | None | Galvanic/Sacrificial Current Cathodic Protection, STIP3 Tank | Regular Unleaded | 1992 |  |  |  | Fiberglass Reinforced Plastic
3145 | FRENCHMAN VALLEY COOP | 582 2ND ST | CHAPPELL | 69129 | DEUEL | FRENCHMAN VALLEY COOP | PO BOX 578 | IMPERIAL | NE | 69033 | 2 | Currently in Use | 6000 | Steel | Federally Regulated | None | Galvanic/Sacrificial Current Cathodic Protection, STIP3 Tank | Regular Unleaded | 1992 |  |  |  | Fiberglass Reinforced Plastic
3145 | FRENCHMAN VALLEY COOP | 582 2ND ST | CHAPPELL | 69129 | DEUEL | FRENCHMAN VALLEY COOP | PO BOX 578 | IMPERIAL | NE | 69033 | 3 | Currently in Use | 6000 | Steel | Federally Regulated | None | Galvanic/Sacrificial Current Cathodic Protection, STIP3 Tank | Regular Unleaded | 1992 |  |  |  | Fiberglass Reinforced Plastic
3145 | FRENCHMAN VALLEY COOP | 582 2ND ST | CHAPPELL | 69129 | DEUEL | FRENCHMAN VALLEY COOP | PO BOX 578 | IMPERIAL | NE | 69033 | 4 | Currently in Use | 6000 | Steel | Federally Regulated | None | Galvanic/Sacrificial Current Cathodic Protection, STIP3 Tank | #2 Diesel | 1992 |  |  |  | Fiberglass Reinforced Plastic
5340 | GLEN BRUNS & SON INC FARM SITE | 15349 RD 10 (1 MI S 5-1/2 W) PO BOX 708 | CHAPPELL | 69129-0708 | DEUEL | GLEN BRUNS & SON INC | 1066 5TH ST | CHAPPELL | NE | 69129 | 1 | Permanently Out of Use | 6000 | Steel | Federally Regulated | None | None, Painted(e.g., asphaltic), TARRED | #2 Diesel | 1974 |  |  |  | Steel
1222 | HANSEN PETROLEUM | 901 1ST ST | CHAPPELL | 69129 | DEUEL | HANSEN PETROLEUM | PO BOX 644 | CHAPPELL | NE | 69129 | 1 | Permanently Out of Use | 2000 | Steel | Federally Regulated | Unknown | Painted(e.g., asphaltic) | #2 Diesel | 1976 | 12/1/1998 |  |  | Steel
1222 | HANSEN PETROLEUM | 901 1ST ST | CHAPPELL | 69129 | DEUEL | HANSEN PETROLEUM | PO BOX 644 | CHAPPELL | NE | 69129 | 2 | Permanently Out of Use | 1000 | Steel | Federally Regulated | Unknown | Painted(e.g., asphaltic) | Kerosene | 1976 | 12/1/1998 |  |  | Steel
7982 | PUMP & PANTRY #28 | 981 2ND ST | CHAPPELL | 69129 | DEUEL | BOSSELMAN PUMP & PANTRY INC | PO BOX 4905 | GRAND ISLAND | NE | 68802-4905 | 1 | Currently in Use | 12000 | Steel | Federally Regulated | None | Galvanic/Sacrificial Current Cathodic Protection, STIP3 Tank | Regular Unleaded | 1988 |  |  |  | UPP
7982 | PUMP & PANTRY #28 | 981 2ND ST | CHAPPELL | 69129 | DEUEL | BOSSELMAN PUMP & PANTRY INC | PO BOX 4905 | GRAND ISLAND | NE | 68802-4905 | 2 | Currently in Use | 12000 | Steel | Federally Regulated | None | Galvanic/Sacrificial Current Cathodic Protection, STIP3 Tank | E-10 | 1988 |  |  |  | UPP
7982 | PUMP & PANTRY #28 | 981 2ND ST | CHAPPELL | 69129 | DEUEL | BOSSELMAN PUMP & PANTRY INC | PO BOX 4905 | GRAND ISLAND | NE | 68802-4905 | 3 | Currently in Use | 6000 | Steel | Federally Regulated | None | Galvanic/Sacrificial Current Cathodic Protection, STIP3 Tank | E-95 | 1988 |  |  |  | UPP
7982 | PUMP & PANTRY #28 | 981 2ND ST | CHAPPELL | 69129 | DEUEL | BOSSELMAN PUMP & PANTRY INC | PO BOX 4905 | GRAND ISLAND | NE | 68802-4905 | 4 | Currently in Use | 6000 | Steel | Federally Regulated | None | Galvanic/Sacrificial Current Cathodic Protection, STIP3 Tank | #2 Diesel | 1988 |  |  |  | UPP
6344 | UNION PACIFIC RAILROAD | CHAPPELL SECTION NEAR RR TRACKS | CHAPPELL | 69129 | DEUEL | UNION PACIFIC RR | 1416 DODGE ST RM 1000 | OMAHA | NE | 68179 | 1 | Permanently Out of Use | 150 | Unknown | Federally Regulated | Unknown | Unknown | Mixed | 1901 | 4/1/1986 |  |  | Unknown
7998 | KWIK STOP #20 | 106 W HWY 30 | CLARKS | 68628 | MERRICK | KS PLUS INC | PO BOX 1665 | NORTH PLATTE | NE | 69103 | 1 | Currently in Use | 6000 | Steel | Federally Regulated | None | Galvanic/Sacrificial Current Cathodic Protection, STIP3 Tank | Regular Unleaded | 1989 |  |  |  | Fiberglass Reinforced Plastic
7998 | KWIK STOP #20 | 106 W HWY 30 | CLARKS | 68628 | MERRICK | KS PLUS INC | PO BOX 1665 | NORTH PLATTE | NE | 69103 | 2 | Currently in Use | 6000 | Steel | Federally Regulated | None | Galvanic/Sacrificial Current Cathodic Protection, STIP3 Tank | Regular Unleaded | 1989 |  |  |  | Fiberglass Reinforced Plastic
7998 | KWIK STOP #20 | 106 W HWY 30 | CLARKS | 68628 | MERRICK | KS PLUS INC | PO BOX 1665 | NORTH PLATTE | NE | 69103 | 3 | Currently in Use | 6000 | Steel | Federally Regulated | None | Galvanic/Sacrificial Current Cathodic Protection, STIP3 Tank | #2 Diesel | 1989 |  |  |  | Fiberglass Reinforced Plastic
6922 | PERFORMANCE REAL ESTATE LLC | 105 E MILLARD | CLARKS | 68628 | MERRICK | JON OSANTOWSKI | PO BOX 147 | CLARKS | NE | 68628 | 1 | Permanently Out of Use | 2000 | Steel | Federally Regulated | None | Galvanic/Sacrificial Current Cathodic Protection, STIP3 Tank | #2 Diesel | 1983 | 4/1/2021 |  |  | Fiberglass Reinforced Plastic
6922 | PERFORMANCE REAL ESTATE LLC | 105 E MILLARD | CLARKS | 68628 | MERRICK | JON OSANTOWSKI | PO BOX 147 | CLARKS | NE | 68628 | 2 | Permanently Out of Use | 2000 | Steel | Federally Regulated | None | Galvanic/Sacrificial Current Cathodic Protection, STIP3 Tank | E-10 | 1983 | 4/1/2021 |  |  | Fiberglass Reinforced Plastic
6922 | PERFORMANCE REAL ESTATE LLC | 105 E MILLARD | CLARKS | 68628 | MERRICK | JON OSANTOWSKI | PO BOX 147 | CLARKS | NE | 68628 | 3 | Permanently Out of Use | 2000 | Steel | Federally Regulated | None | Galvanic/Sacrificial Current Cathodic Protection, STIP3 Tank | Regular Unleaded | 1983 | 4/1/2021 |  |  | Steel
8840 | CLARKSON GRADE SCHOOL | 4TH & CHERRY | CLARKSON | 68629 | COLFAX | CLARKSON PUBLIC SCHOOL | PO BOX 140 | CLARKSON | NE | 68629 | 1 | Permanently Out of Use | 2000 | Steel | Heating Oil | None | Painted(e.g., asphaltic) | Heating Oil 2 | 1966 | 6/1/1995 |  |  | Steel
12299 | DOERNEMANN CONSTRUCTION | 813 S BRYAN ST | CLARKSON | 68629 | COLFAX | DOERNEMANN CONSTRUCTION | 813 S BRYAN STREET | CLARKSON | NE | 68629 | 1 | Currently in Use | 2000 | Fiberglass Reinforced Plastic | Federally Regulated | None | None | Used Oil | 2005 |  |  |  | Fiberglass Reinforced Plastic
12299 | DOERNEMANN CONSTRUCTION | 813 S BRYAN ST | CLARKSON | 68629 | COLFAX | DOERNEMANN CONSTRUCTION | 813 S BRYAN STREET | CLARKSON | NE | 68629 | 2 | Currently in Use | 10000 | Fiberglass Reinforced Plastic | Federally Regulated | None | None | #2 Diesel | 2005 |  |  |  | Fiberglass Reinforced Plastic
12299 | DOERNEMANN CONSTRUCTION | 813 S BRYAN ST | CLARKSON | 68629 | COLFAX | DOERNEMANN CONSTRUCTION | 813 S BRYAN STREET | CLARKSON | NE | 68629 | 3 | Currently in Use | 10000 | Fiberglass Reinforced Plastic | Federally Regulated | None | None | #2 Diesel | 2005 |  |  |  | Fiberglass Reinforced Plastic
1418 | FARMERS UNION COOP SUPPLY CO | 110 W 2ND ST | CLARKSON | 68629 | COLFAX | FARMERS UNION COOP SUPPLY CO | PO BOX 276 | CLARKSON | NE | 68629-0276 | 1 | Currently in Use | 8000 | Steel | Federally Regulated | None | Impressed Current Cathodic Protection, STIP3 Tank | Regular Unleaded | 1981 |  |  |  | Steel
1418 | FARMERS UNION COOP SUPPLY CO | 110 W 2ND ST | CLARKSON | 68629 | COLFAX | FARMERS UNION COOP SUPPLY CO | PO BOX 276 | CLARKSON | NE | 68629-0276 | 2 | Currently in Use | 4000 | Steel | Federally Regulated | None | Impressed Current Cathodic Protection, STIP3 Tank | Regular Unleaded | 1983 |  |  |  | Steel
1418 | FARMERS UNION COOP SUPPLY CO | 110 W 2ND ST | CLARKSON | 68629 | COLFAX | FARMERS UNION COOP SUPPLY CO | PO BOX 276 | CLARKSON | NE | 68629-0276 | 3 | Currently in Use | 1000 | Steel | Federally Regulated | None | Impressed Current Cathodic Protection, STIP3 Tank | #2 Diesel | 1983 |  |  |  | Steel
1418 | FARMERS UNION COOP SUPPLY CO | 110 W 2ND ST | CLARKSON | 68629 | COLFAX | FARMERS UNION COOP SUPPLY CO | PO BOX 276 | CLARKSON | NE | 68629-0276 | 4 | Currently in Use | 4000 | Steel | Federally Regulated | None | Impressed Current Cathodic Protection, STIP3 Tank | #2 Diesel | 1983 |  |  |  | Steel
3634 | KLUTHE OIL INC | 211 W 1ST ST | CLARKSON | 68629 | COLFAX | KLUTHE OIL INC | PO BOX 106 | CLARKSON | NE | 68629-0106 | 2 | Permanently Out of Use | 4000 | Steel | Federally Regulated | None | Impressed Current Cathodic Protection |  | 1984 | 8/1/2008 |  |  | Steel
3634 | KLUTHE OIL INC | 211 W 1ST ST | CLARKSON | 68629 | COLFAX | KLUTHE OIL INC | PO BOX 106 | CLARKSON | NE | 68629-0106 | 3 | Permanently Out of Use | 4000 | Steel | Federally Regulated | None | Impressed Current Cathodic Protection | #2 Diesel | 1984 | 8/1/2008 |  |  | Steel
3634 | KLUTHE OIL INC | 211 W 1ST ST | CLARKSON | 68629 | COLFAX | KLUTHE OIL INC | PO BOX 106 | CLARKSON | NE | 68629-0106 | 4 | Permanently Out of Use | 2000 | Steel | Federally Regulated | None | Galvanic/Sacrificial Current Cathodic Protection, Impressed Current Cathodic Protection, STIP3 | #2 Diesel | 1998 | 8/1/2008 |  |  | Fiberglass Reinforced Plastic
4889 | MILLER LIVESTOCK INC | RR 1 | CLATONIA | 68328 | GAGE | MILLER LIVESTOCK INC | RR 1 | CLATONIA | NE | 68328 | 1 | Permanently Out of Use | 8000 | Steel | Federally Regulated | Unknown | Unknown | #2 Diesel | 1980 |  |  |  | Unknown
4940 | VETS SERVICE | 250 WASHINGTON | CLATONIA | 68328 | GAGE | MELVIN REHM | 209 WEST 6TH | WILBER | NE | 68465 | 9 | Permanently Out of Use | 500 | Unknown | Federally Regulated | Unknown | Unknown | Empty | 1956 |  |  |  | Unknown
1291 | DAHLSTEN TRUCK LINE INC | 101 W EDGAR ST | CLAY CENTER | 68933 | CLAY | DAHLSTEN TRUCK LINE INC | PO BOX 95 | CLAY CENTER | NE | 68933 | 2 | Permanently Out of Use | 500 | Steel | Federally Regulated | Unknown | Painted(e.g., asphaltic) | Used Oil | 1980 |  |  |  | Fiberglass Reinforced Plastic, Steel
6028 | GREAT PLAINS PETROLEUM INC BULK | E HWY 41 | CLAY CENTER | 68933 | CLAY | GREAT PLAINS PETROLEUM INC | 221 N BROWN | CLAY CENTER | NE | 68901 | 1 | Permanently Out of Use | 10000 | Steel | Federally Regulated | None | Painted(e.g., asphaltic) | Regular Unleaded | 1981 | 9/1/1992
6028 | GREAT PLAINS PETROLEUM INC BULK | E HWY 41 | CLAY CENTER | 68933 | CLAY | GREAT PLAINS PETROLEUM INC | 221 N BROWN | CLAY CENTER | NE | 68901 | 2 | Permanently Out of Use | 10000 | Steel | Federally Regulated | None | Painted(e.g., asphaltic) | Regular Unleaded | 1981 | 9/1/1992
6028 | GREAT PLAINS PETROLEUM INC BULK | E HWY 41 | CLAY CENTER | 68933 | CLAY | GREAT PLAINS PETROLEUM INC | 221 N BROWN | CLAY CENTER | NE | 68901 | 3 | Permanently Out of Use | 10000 | Steel | Federally Regulated | None | Painted(e.g., asphaltic) | Regular Unleaded | 1981 | 9/1/1992
6028 | GREAT PLAINS PETROLEUM INC BULK | E HWY 41 | CLAY CENTER | 68933 | CLAY | GREAT PLAINS PETROLEUM INC | 221 N BROWN | CLAY CENTER | NE | 68901 | 4 | Permanently Out of Use | 10000 | Steel | Federally Regulated | None | Painted(e.g., asphaltic) | Regular Unleaded | 1981 | 9/1/1992
6728 | MARC SECT 25 AUTO SHOP | SEC 5 T6N R7W A | CLAY CENTER | 68933 | CLAY | USDA MEAT ANIMAL RESEARCH CTR | PO BOX 166 | CLAY CENTER | NE | 68933 | 1 | Currently in Use | 10000 | Fiberglass Reinforced Plastic | Federally Regulated | None | None | Regular Unleaded | 1991 |  |  |  | Fiberglass Reinforced Plastic
6728 | MARC SECT 25 AUTO SHOP | SEC 5 T6N R7W A | CLAY CENTER | 68933 | CLAY | USDA MEAT ANIMAL RESEARCH CTR | PO BOX 166 | CLAY CENTER | NE | 68933 | 2 | Currently in Use | 12000 | Fiberglass Reinforced Plastic | Federally Regulated | None | None | #2 Diesel | 1991 |  |  |  | Fiberglass Reinforced Plastic
6728 | MARC SECT 25 AUTO SHOP | SEC 5 T6N R7W A | CLAY CENTER | 68933 | CLAY | USDA MEAT ANIMAL RESEARCH CTR | PO BOX 166 | CLAY CENTER | NE | 68933 | 3 | Currently in Use | 560 | Fiberglass Reinforced Plastic | Federally Regulated | None | None | Used Oil | 1991 |  |  |  | Fiberglass Reinforced Plastic
6727 | MARC SECT 56 FARM SHOP | STATE SPUR 18D | CLAY CENTER | 68933 | CLAY | USDA MEAT ANIMAL RESEARCH CTR | PO BOX 166 | CLAY CENTER | NE | 68933 | 1 | Currently in Use | 12000 | Fiberglass Reinforced Plastic | Federally Regulated | None | None | #2 Diesel | 1991 |  |  |  | Fiberglass Reinforced Plastic
4693 | PREMIER STOP CLAY CENTER | 404 N CENTER | CLAY CENTER | 68933 | CLAY | COOPERATIVE PRODUCERS INC | PO BOX 1008 | HASTINGS | NE | 68902-1008 | 1 | Currently in Use | 10000 | Steel | Federally Regulated | None | Impressed Current Cathodic Protection, STIP3 Tank | Regular Unleaded | 1985 |  |  |  | Steel
4693 | PREMIER STOP CLAY CENTER | 404 N CENTER | CLAY CENTER | 68933 | CLAY | COOPERATIVE PRODUCERS INC | PO BOX 1008 | HASTINGS | NE | 68902-1008 | 2 | Currently in Use | 10000 | Steel | Federally Regulated | None | Impressed Current Cathodic Protection, STIP3 Tank | E-15 | 1985 |  |  |  | Fiberglass Reinforced Plastic
4693 | PREMIER STOP CLAY CENTER | 404 N CENTER | CLAY CENTER | 68933 | CLAY | COOPERATIVE PRODUCERS INC | PO BOX 1008 | HASTINGS | NE | 68902-1008 | 3 | Currently in Use | 10000 | Steel | Federally Regulated | None | Impressed Current Cathodic Protection, STIP3 Tank | Premium Unleaded | 1985 |  |  |  | Fiberglass Reinforced Plastic
7357 | USDA MEAT ANIMAL RESEARCH CTR | STATE SPUR 18D | CLAY CENTER | 68933 | CLAY | USDA MEAT ANIMAL RESEARCH CTR | PO BOX 166 | CLAY CENTER | NE | 68933 | 1 | Currently in Use | 1000 | Fiberglass Reinforced Plastic | Federally Regulated | None | None | #2 Diesel | 1991 |  |  |  | Fiberglass Reinforced Plastic
11752 | SPEEDEE MART #2880 | 303 HIGHWAY 275 | CLEARWATER | 68726 | ANTELOPE | DANCO INC | PO BOX 10 | VALENTINE | NE | 69201 | 1 | Currently in Use | 4000 | Fiberglass Reinforced Plastic | Federally Regulated | None | None | #2 Diesel | 1998 |  |  |  | Plastic
11752 | SPEEDEE MART #2880 | 303 HIGHWAY 275 | CLEARWATER | 68726 | ANTELOPE | DANCO INC | PO BOX 10 | VALENTINE | NE | 69201 | 2 | Currently in Use | 8000 | Fiberglass Reinforced Plastic | Federally Regulated | None | None | #2 Diesel | 1998 |  |  |  | Plastic
11752 | SPEEDEE MART #2880 | 303 HIGHWAY 275 | CLEARWATER | 68726 | ANTELOPE | DANCO INC | PO BOX 10 | VALENTINE | NE | 69201 | 3 | Currently in Use | 8000 | Fiberglass Reinforced Plastic | Federally Regulated | None | None | Regular Unleaded | 1998 |  |  |  | Plastic
11752 | SPEEDEE MART #2880 | 303 HIGHWAY 275 | CLEARWATER | 68726 | ANTELOPE | DANCO INC | PO BOX 10 | VALENTINE | NE | 69201 | 4 | Currently in Use | 8000 | Fiberglass Reinforced Plastic | Federally Regulated | None | None | E-15 | 1998 |  |  |  | Plastic
11378 | CODY OIL COMPANY | W HWY 20 | CODY | 69211 | CHERRY | CODY OIL COMPANY | PO BOX 86 | CODY | NE | 69211 | 1 | Currently in Use | 2000 | Steel | Federally Regulated | None | Galvanic/Sacrificial Current Cathodic Protection, STIP3 Tank | Regular Unleaded | 1995 |  |  |  | Fiberglass Reinforced Plastic
11378 | CODY OIL COMPANY | W HWY 20 | CODY | 69211 | CHERRY | CODY OIL COMPANY | PO BOX 86 | CODY | NE | 69211 | 2 | Currently in Use | 1000 | Steel | Federally Regulated | None | Galvanic/Sacrificial Current Cathodic Protection, STIP3 Tank | Regular Unleaded | 1995 |  |  |  | Fiberglass Reinforced Plastic
11378 | CODY OIL COMPANY | W HWY 20 | CODY | 69211 | CHERRY | CODY OIL COMPANY | PO BOX 86 | CODY | NE | 69211 | 3 | Currently in Use | 1000 | Steel | Federally Regulated | None | Galvanic/Sacrificial Current Cathodic Protection, STIP3 Tank | #2 Diesel | 1995 |  |  |  | Fiberglass Reinforced Plastic
1844 | REX ADAMSON | BROKEN BOX RANCH HC 74 BOX 13 | CODY | 69211 | CHERRY | REX ADAMSON | HC 74 BOX 13 | CODY | NE | 69211 | 1 | Permanently Out of Use | 2000 | Steel | Federally Regulated | None | Painted(e.g., asphaltic) | Regular Unleaded | 1982 | 7/1/1994 |  |  | Steel
6041 | DEANOS MINI MART | 302 W BROADWAY | COLERIDGE | 68727 | CEDAR | DEAN LICH | 521 MUSTANG DR | SAGINAW | TX | 76179 | 2 | Currently in Use | 4000 | Fiberglass Reinforced Plastic | Federally Regulated | None | None | E-98 | 1995 |  |  |  | Plastic
6041 | DEANOS MINI MART | 302 W BROADWAY | COLERIDGE | 68727 | CEDAR | DEAN LICH | 521 MUSTANG DR | SAGINAW | TX | 76179 | 3 | Currently in Use | 4000 | Fiberglass Reinforced Plastic | Federally Regulated | None | None | #2 Diesel, Other->DYED | 1995 |  |  |  | Plastic
6041 | DEANOS MINI MART | 302 W BROADWAY | COLERIDGE | 68727 | CEDAR | DEAN LICH | 521 MUSTANG DR | SAGINAW | TX | 76179 | 4 | Currently in Use | 6000 | Fiberglass Reinforced Plastic | Federally Regulated | None | None | #2 Diesel | 1995 |  |  |  | Plastic
6041 | DEANOS MINI MART | 302 W BROADWAY | COLERIDGE | 68727 | CEDAR | DEAN LICH | 521 MUSTANG DR | SAGINAW | TX | 76179 | 5 | Currently in Use | 6000 | Fiberglass Reinforced Plastic | Federally Regulated | None | None | E-10 | 1995 |  |  |  | Plastic
4105 | HEFNER OIL & FEED CO INC | 202 E BROADWAY ST | COLERIDGE | 68727 | CEDAR | HEFNER OIL & FEED CO INC | PO BOX 36 | COLERIDGE | NE | 68727 | 1 | Currently in Use | 3000 | Steel | Federally Regulated | None | Impressed Current Cathodic Protection | Regular Unleaded | 1980 |  |  |  | Steel
4105 | HEFNER OIL & FEED CO INC | 202 E BROADWAY ST | COLERIDGE | 68727 | CEDAR | HEFNER OIL & FEED CO INC | PO BOX 36 | COLERIDGE | NE | 68727 | 2 | Currently in Use | 3000 | Steel | Federally Regulated | None | Impressed Current Cathodic Protection | Regular Unleaded | 1980 |  |  |  | Steel
4105 | HEFNER OIL & FEED CO INC | 202 E BROADWAY ST | COLERIDGE | 68727 | CEDAR | HEFNER OIL & FEED CO INC | PO BOX 36 | COLERIDGE | NE | 68727 | 3 | Currently in Use | 1000 | Steel | Federally Regulated | None | Impressed Current Cathodic Protection | #2 Diesel | 1980 |  |  |  | Steel
4105 | HEFNER OIL & FEED CO INC | 202 E BROADWAY ST | COLERIDGE | 68727 | CEDAR | HEFNER OIL & FEED CO INC | PO BOX 36 | COLERIDGE | NE | 68727 | 4 | Currently in Use | 1000 | Steel | Federally Regulated | None | Galvanic/Sacrificial Current Cathodic Protection, STIP3 Tank | #1 Diesel | 2002 |  |  |  | Fiberglass Reinforced Plastic
4105 | HEFNER OIL & FEED CO INC | 202 E BROADWAY ST | COLERIDGE | 68727 | CEDAR | HEFNER OIL & FEED CO INC | PO BOX 36 | COLERIDGE | NE | 68727 | 5 | Currently in Use | 2000 | Steel | Federally Regulated | None | Galvanic/Sacrificial Current Cathodic Protection, STIP3 Tank | #2 Diesel | 2005 |  |  |  | Fiberglass Reinforced Plastic
6476 | CASEYS GENERAL STORE #1177 | 3821 HOWARD BLVD | COLUMBUS | 68601 | PLATTE | CASEYS RETAIL CO | PO BOX 3001 | ANKENY | IA | 50021-8045 | 1 | Currently in Use | 10000 | Steel | Federally Regulated | Internal Lining(e.g., epoxy resins) | Impressed Current Cathodic Protection | E-10 | 1979 |  |  |  | Double walled, Plastic
6476 | CASEYS GENERAL STORE #1177 | 3821 HOWARD BLVD | COLUMBUS | 68601 | PLATTE | CASEYS RETAIL CO | PO BOX 3001 | ANKENY | IA | 50021-8045 | 2 | Currently in Use | 6000 | Steel | Federally Regulated | Internal Lining(e.g., epoxy resins) | Impressed Current Cathodic Protection | Regular Unleaded | 1979 |  |  |  | Double walled, Plastic
11517 | CASEYS GENERAL STORE #1965 | 2671 33RD AVE | COLUMBUS | 68601 | PLATTE | CASEYS RETAIL CO | PO BOX 3001 | ANKENY | IA | 50021-8045 | 1 | Currently in Use | 10000 | Fiberglass Reinforced Plastic | Federally Regulated | None | None | Regular Unleaded | 1996 |  |  |  | Fiberglass Reinforced Plastic
11517 | CASEYS GENERAL STORE #1965 | 2671 33RD AVE | COLUMBUS | 68601 | PLATTE | CASEYS RETAIL CO | PO BOX 3001 | ANKENY | IA | 50021-8045 | 2 | Currently in Use | 10000 | Fiberglass Reinforced Plastic | Federally Regulated | None | None | Regular Unleaded | 1996 |  |  |  | Fiberglass Reinforced Plastic
5664 | CASEYS GENERAL STORE #2881 | 2903 23RD ST | COLUMBUS | 68601 | PLATTE | CASEYS RETAIL CO | PO BOX 3001 | ANKENY | IA | 50021-8045 | 1 | Currently in Use | 12000 | Steel | Federally Regulated | None | Impressed Current Cathodic Protection, STIP3 Tank | Regular Unleaded | 1990 |  |  |  | Double walled, Plastic, Fiberglass Reinforced Plastic
5664 | CASEYS GENERAL STORE #2881 | 2903 23RD ST | COLUMBUS | 68601 | PLATTE | CASEYS RETAIL CO | PO BOX 3001 | ANKENY | IA | 50021-8045 | 2 | Currently in Use | 10000 | Steel | Federally Regulated | None | Impressed Current Cathodic Protection, STIP3 Tank | Regular Unleaded | 1990 |  |  |  | Double walled, Plastic, Fiberglass Reinforced Plastic
5664 | CASEYS GENERAL STORE #2881 | 2903 23RD ST | COLUMBUS | 68601 | PLATTE | CASEYS RETAIL CO | PO BOX 3001 | ANKENY | IA | 50021-8045 | 3 | Currently in Use | 6000 | Steel | Federally Regulated | None | Impressed Current Cathodic Protection, STIP3 Tank | E-10 | 1990 |  |  |  | Double walled, Plastic, Fiberglass Reinforced Plastic
7050 | CASEYS GENERAL STORE #3089 | 1118 8TH ST | COLUMBUS | 68601 | PLATTE | CASEYS RETAIL CO | PO BOX 3001 | ANKENY | IA | 50021-8045 | 1 | Currently in Use | 6000 | Steel | Federally Regulated | None | Galvanic/Sacrificial Current Cathodic Protection, STIP3 Tank | Regular Unleaded | 1990 |  |  |  | DOUBLE WALLED, Plastic
7050 | CASEYS GENERAL STORE #3089 | 1118 8TH ST | COLUMBUS | 68601 | PLATTE | CASEYS RETAIL CO | PO BOX 3001 | ANKENY | IA | 50021-8045 | 2 | Currently in Use | 4000 | Steel | Federally Regulated | None | Galvanic/Sacrificial Current Cathodic Protection, STIP3 Tank | Regular Unleaded | 1990 |  |  |  | DOUBLE WALLED, Plastic
7050 | CASEYS GENERAL STORE #3089 | 1118 8TH ST | COLUMBUS | 68601 | PLATTE | CASEYS RETAIL CO | PO BOX 3001 | ANKENY | IA | 50021-8045 | 3 | Currently in Use | 4000 | Steel | Federally Regulated | None | Galvanic/Sacrificial Current Cathodic Protection, STIP3 Tank | E-85 | 1990 |  |  |  | DOUBLE WALLED, Plastic
12159 | CITY OF COLUMBUS/CENTRAL MAIN FACILITY | 4528 19TH ST | COLUMBUS | 68601 | PLATTE | CITY OF COLUMBUS | PO BOX 1677 | COLUMBUS | NE | 68602-1677 | 1 | Currently in Use | 3000 | Fiberglass Reinforced Plastic | Federally Regulated | None | None | #1 Diesel | 2003 |  |  | Double Walled | Plastic
12159 | CITY OF COLUMBUS/CENTRAL MAIN FACILITY | 4528 19TH ST | COLUMBUS | 68601 | PLATTE | CITY OF COLUMBUS | PO BOX 1677 | COLUMBUS | NE | 68602-1677 | 2 | Currently in Use | 2500 | Fiberglass Reinforced Plastic | Federally Regulated | None | None | #1 Diesel | 2003 |  |  | Double Walled | Plastic
12159 | CITY OF COLUMBUS/CENTRAL MAIN FACILITY | 4528 19TH ST | COLUMBUS | 68601 | PLATTE | CITY OF COLUMBUS | PO BOX 1677 | COLUMBUS | NE | 68602-1677 | 3 | Currently in Use | 3000 | Fiberglass Reinforced Plastic | Federally Regulated | None | None | #1 Diesel | 2003 |  |  | Double Walled | Plastic
11136 | CLIFF VIESSMAN INC | 1860 14TH AVE E | COLUMBUS | 68601 | PLATTE | CLIFF VIESSMAN INC | 1860 14TH AVE E | COLUMBUS | NE | 68601 | 1 | Currently in Use | 12000 | Fiberglass Reinforced Plastic | Federally Regulated | None | None | #2 Diesel | 1993 |  |  |  | Fiberglass Reinforced Plastic
11913 | COLUMBUS COMMUNITY HOSPITAL INC | 4600 38TH ST | COLUMBUS | 68601 | PLATTE | COLUMBUS COMMUNITY HOSPITAL INC | 4600 38TH ST | COLUMBUS | NE | 68601 | 1 | Currently in Use | 15000 | Fiberglass Reinforced Plastic | Federally Regulated | None | None | #2 Diesel | 2000 |  |  | Double Walled | Plastic
3205 | COLUMBUS STREET DEPT | 1057 28TH AVE | COLUMBUS | 68601 | PLATTE | CITY OF COLUMBUS | PO BOX 1677 | COLUMBUS | NE | 68602-1677 | 4 | Currently in Use | 2500 | Fiberglass Reinforced Plastic | Federally Regulated | None | None | Regular Unleaded | 1997 |  |  |  | Fiberglass Reinforced Plastic
3205 | COLUMBUS STREET DEPT | 1057 28TH AVE | COLUMBUS | 68601 | PLATTE | CITY OF COLUMBUS | PO BOX 1677 | COLUMBUS | NE | 68602-1677 | 5 | Currently in Use | 3000 | Fiberglass Reinforced Plastic | Federally Regulated | None | None | #2 Diesel | 1997 |  |  |  | Fiberglass Reinforced Plastic
7759 | CORNER STOP INC | 220 E 23RD ST | COLUMBUS | 68601-2770 | PLATTE | JED BRUNKEN | 817 COMANCHE ST | COLUMBUS | NE | 68601-0007 | 1 | Currently in Use | 8000 | Steel | Federally Regulated | None | Galvanic/Sacrificial Current Cathodic Protection, STIP3 Tank | E-10 | 1987 |  |  |  | Steel
7759 | CORNER STOP INC | 220 E 23RD ST | COLUMBUS | 68601-2770 | PLATTE | JED BRUNKEN | 817 COMANCHE ST | COLUMBUS | NE | 68601-0007 | 2 | Currently in Use | 8000 | Steel | Federally Regulated | None | Galvanic/Sacrificial Current Cathodic Protection, STIP3 Tank | Regular Unleaded | 1987 |  |  |  | Steel
7759 | CORNER STOP INC | 220 E 23RD ST | COLUMBUS | 68601-2770 | PLATTE | JED BRUNKEN | 817 COMANCHE ST | COLUMBUS | NE | 68601-0007 | 3 | Currently in Use | 8000 | Steel | Federally Regulated | None | Galvanic/Sacrificial Current Cathodic Protection, STIP3 Tank | Premium Unleaded | 1987 |  |  |  | Steel
11625 | CUBBYS COLUMBUS | 4812 HOWARD BLVD | COLUMBUS | 68601 | PLATTE | CUBBYs INC | 9229 MORMON BRIDGE PLZ STE 6 | OMAHA | NE | 68152-1942 | 1 | Currently in Use | 12000 | Fiberglass Reinforced Plastic | Federally Regulated | None | None | Regular Unleaded | 1997 |  |  |  | Fiberglass Reinforced Plastic
11625 | CUBBYS COLUMBUS | 4812 HOWARD BLVD | COLUMBUS | 68601 | PLATTE | CUBBYs INC | 9229 MORMON BRIDGE PLZ STE 6 | OMAHA | NE | 68152-1942 | 2 | Currently in Use | 12000 | Fiberglass Reinforced Plastic | Federally Regulated | None | None | Regular Unleaded | 1997 |  |  |  | Fiberglass Reinforced Plastic
11625 | CUBBYS COLUMBUS | 4812 HOWARD BLVD | COLUMBUS | 68601 | PLATTE | CUBBYs INC | 9229 MORMON BRIDGE PLZ STE 6 | OMAHA | NE | 68152-1942 | 3 | Currently in Use | 12000 | Fiberglass Reinforced Plastic | Federally Regulated | None | None | Regular Unleaded | 1997 |  |  |  | Fiberglass Reinforced Plastic
11625 | CUBBYS COLUMBUS | 4812 HOWARD BLVD | COLUMBUS | 68601 | PLATTE | CUBBYs INC | 9229 MORMON BRIDGE PLZ STE 6 | OMAHA | NE | 68152-1942 | 4 | Currently in Use | 5000 | Fiberglass Reinforced Plastic | Federally Regulated | None | None | #2 Diesel | 1997 |  |  |  | Fiberglass Reinforced Plastic
11625 | CUBBYS COLUMBUS | 4812 HOWARD BLVD | COLUMBUS | 68601 | PLATTE | CUBBYs INC | 9229 MORMON BRIDGE PLZ STE 6 | OMAHA | NE | 68152-1942 | 5 | Currently in Use | 6000 | Fiberglass Reinforced Plastic | Federally Regulated | None | None | #2 Diesel | 1997 |  |  |  | Fiberglass Reinforced Plastic
6098 | DIAMOND SANITATION | 268 10TH AVE | COLUMBUS | 68601 | PLATTE | DIAMOND SANITATION | PO BOX 329 | COLUMBUS | NE | 68602-0329 | 1 | Permanently Out of Use | 1000 | Steel | Federally Regulated | Unknown | Fiberglass Reinforced Plastic Coated | Regular Unleaded | 1979 | 1/1/2000 |  |  | Fiberglass Reinforced Plastic
7156 | DICKIE DOODLES | 2820 23RD ST E | COLUMBUS | 68601 | PLATTE | CLAM INC | 625 ROAD 2 | COLUMBUS | NE | 68601 | 1 | Currently in Use | 4000 | Steel | Federally Regulated | None | Impressed Current Cathodic Protection, STIP3 Tank | Regular Unleaded | 1987 |  |  |  | Steel
7156 | DICKIE DOODLES | 2820 23RD ST E | COLUMBUS | 68601 | PLATTE | CLAM INC | 625 ROAD 2 | COLUMBUS | NE | 68601 | 2 | Currently in Use | 6000 | Steel | Federally Regulated | None | Impressed Current Cathodic Protection, STIP3 Tank | Regular Unleaded | 1987 |  |  |  | Steel
7156 | DICKIE DOODLES | 2820 23RD ST E | COLUMBUS | 68601 | PLATTE | CLAM INC | 625 ROAD 2 | COLUMBUS | NE | 68601 | 3 | Currently in Use | 5000 | Steel | Federally Regulated | None | Impressed Current Cathodic Protection, STIP3 Tank | #2 Diesel | 1990 |  |  |  | Steel
8497 | FAST MART #4 | 3222 23RD ST | COLUMBUS | 68601 | PLATTE | GOKIE C-STORES INC | 3222 23RD ST | COLUMBUS | NE | 68601 | 1 | Currently in Use | 12000 | Steel | Federally Regulated | None | Galvanic/Sacrificial Current Cathodic Protection, STIP3 Tank | Regular Unleaded | 1992 |  |  |  | Fiberglass Reinforced Plastic
8497 | FAST MART #4 | 3222 23RD ST | COLUMBUS | 68601 | PLATTE | GOKIE C-STORES INC | 3222 23RD ST | COLUMBUS | NE | 68601 | 2 | Currently in Use | 12000 | Steel | Federally Regulated | None | Galvanic/Sacrificial Current Cathodic Protection, STIP3 Tank | Regular Unleaded | 1992 |  |  |  | Fiberglass Reinforced Plastic
8497 | FAST MART #4 | 3222 23RD ST | COLUMBUS | 68601 | PLATTE | GOKIE C-STORES INC | 3222 23RD ST | COLUMBUS | NE | 68601 | 3 | Currently in Use | 6000 | Steel | Federally Regulated | None | Galvanic/Sacrificial Current Cathodic Protection, STIP3 Tank | Regular Unleaded | 1992 |  |  |  | Fiberglass Reinforced Plastic
8497 | FAST MART #4 | 3222 23RD ST | COLUMBUS | 68601 | PLATTE | GOKIE C-STORES INC | 3222 23RD ST | COLUMBUS | NE | 68601 | 4 | Currently in Use | 4000 | Steel | Federally Regulated | None | Galvanic/Sacrificial Current Cathodic Protection, STIP3 Tank | #2 Diesel | 1992 |  |  |  | Fiberglass Reinforced Plastic
2667 | FRONTIER COOP | 1854 14TH AVE | COLUMBUS | 68601 | PLATTE | FRONTIER COOPERATIVE CO | PO BOX 37 | BRAINARD | NE | 68626-0037 | 1 | Currently in Use | 10000 | Steel | Federally Regulated | Internal Lining(e.g., epoxy resins) | Impressed Current Cathodic Protection | E-10 | 1980 |  |  |  | Steel
2667 | FRONTIER COOP | 1854 14TH AVE | COLUMBUS | 68601 | PLATTE | FRONTIER COOPERATIVE CO | PO BOX 37 | BRAINARD | NE | 68626-0037 | 2 | Currently in Use | 10000 | Steel | Federally Regulated | Internal Lining(e.g., epoxy resins) | Impressed Current Cathodic Protection | #2 Diesel | 1980 |  |  |  | Steel
12313 | HY-VEE GAS | 3012 23RD ST | COLUMBUS | 68601 | PLATTE | HY VEE INC | 5820 WESTOWN PKWY | WEST DES MOINES | IA | 50266 | 1 | Currently in Use | 14000 | Fiberglass Reinforced Plastic | Federally Regulated | None | None | Regular Unleaded | 2005 | 1/1/1901 |  | Double Walled | Plastic
12313 | HY-VEE GAS | 3012 23RD ST | COLUMBUS | 68601 | PLATTE | HY VEE INC | 5820 WESTOWN PKWY | WEST DES MOINES | IA | 50266 | 2 | Currently in Use | 20000 | Fiberglass Reinforced Plastic | Federally Regulated | None | None | E-10 | 2005 | 1/1/1901 |  | Double Walled | Plastic
12313 | HY-VEE GAS | 3012 23RD ST | COLUMBUS | 68601 | PLATTE | HY VEE INC | 5820 WESTOWN PKWY | WEST DES MOINES | IA | 50266 | 3 | Currently in Use | 14000 | Fiberglass Reinforced Plastic | Federally Regulated | None | None | E-10 | 2005 |  |  | Double Walled | Plastic
12313 | HY-VEE GAS | 3012 23RD ST | COLUMBUS | 68601 | PLATTE | HY VEE INC | 5820 WESTOWN PKWY | WEST DES MOINES | IA | 50266 | 4 | Currently in Use | 6000 | Fiberglass Reinforced Plastic | Federally Regulated | None | None | Regular Unleaded | 2005 |  |  | Double Walled | Plastic
12313 | HY-VEE GAS | 3012 23RD ST | COLUMBUS | 68601 | PLATTE | HY VEE INC | 5820 WESTOWN PKWY | WEST DES MOINES | IA | 50266 | 5 | Currently in Use | 6000 | Fiberglass Reinforced Plastic | Federally Regulated | None | None | #2 Diesel | 2005 |  |  | Double Walled | Plastic
123 | JAYs BODY SHOP | 3303 13TH ST | COLUMBUS | 68601 | PLATTE | JAYS BODY SHOP | 3303 13TH ST | COLUMBUS | NE | 68601 | 1 | Permanently Out of Use | 99999 | Steel | Federally Regulated | Unknown | Unknown | Mixed | 1900 | 1/1/1901 |  |  | Unknown
11998 | JIREH AUTO REPAIR LLC | 1359 23RD AVE | COLUMBUS | 68601 | PLATTE | JOSUE SAMUEL ARIAS VELASQUEZ | 1359 23RD AVE | COLUMBUS | NE | 68601 | 3 | Currently in Use | 500 | Steel | Federally Regulated | None | Galvanic/Sacrificial Current Cathodic Protection, STIP3 Tank | Used Oil | 1993 |  |  |  | Fiberglass Reinforced Plastic
7556 | KATs CARWASH & GAS | 3309 8TH ST | COLUMBUS | 68601 | PLATTE | JO-ALAN INC | 3309 8TH ST | COLUMBUS | NE | 68601 | 1 | Currently in Use | 4000 | Steel | Federally Regulated | None | Galvanic/Sacrificial Current Cathodic Protection | Regular Unleaded | 1986 |  |  |  | Steel
7556 | KATs CARWASH & GAS | 3309 8TH ST | COLUMBUS | 68601 | PLATTE | JO-ALAN INC | 3309 8TH ST | COLUMBUS | NE | 68601 | 2 | Currently in Use | 4000 | Steel | Federally Regulated | None | Galvanic/Sacrificial Current Cathodic Protection | E-85 | 1991 |  |  |  | Fiberglass Reinforced Plastic
11420 | LAKE STOP | 8229 18TH AVE | COLUMBUS | 68601 | PLATTE | LOSEKE LAKE STOP LLC | 8229 18TH AVE | COLUMBUS | NE | 68601 | 1 | Currently in Use | 6000 | Fiberglass Reinforced Plastic | Federally Regulated | None | None | Regular Unleaded | 1995 |  |  |  | Fiberglass Reinforced Plastic
11420 | LAKE STOP | 8229 18TH AVE | COLUMBUS | 68601 | PLATTE | LOSEKE LAKE STOP LLC | 8229 18TH AVE | COLUMBUS | NE | 68601 | 2 | Currently in Use | 6000 | Fiberglass Reinforced Plastic | Federally Regulated | None | None | E-10 | 1995 |  |  |  | Fiberglass Reinforced Plastic
1410 | LAKEVIEW HIGH SCHOOL | 3744 83RD ST | COLUMBUS | 68601 | PLATTE | LAKEVIEW HIGH SCHOOL | 3744 83RD ST | COLUMBUS | NE | 68601 | 2 | Currently in Use | 1000 | Jacketed | Federally Regulated | None | Plastic Jacket | Regular Unleaded | 1998 |  |  | Double Walled | Fiberglass Reinforced Plastic
1140 | LOUP PPD HOUSE | RR | COLUMBUS | 68601 | PLATTE | LOUP RIVER PPD | 2404 15TH ST | COLUMBUS | NE | 68601 | 1 | Permanently Out of Use | 6000 | Steel | Federally Regulated | Unknown | Unknown | Empty, Other->TRANSFORMER OIL | 1936 |  |  |  | Steel
11355 | MUELLER & SCHOEPF DRYWALL INC | 5320 29TH ST | COLUMBUS | 68601 | PLATTE | MUELLER & SCHOEPF DRYWALL INC | 5320 29TH ST | COLUMBUS | NE | 68601 | 2 | Currently in Use | 6000 | Fiberglass Reinforced Plastic | Federally Regulated | None | None | Regular Unleaded | 1995 |  |  |  | Fiberglass Reinforced Plastic
12662 | MURPHY USA #7485 | 2477 E 6TH AVE | COLUMBUS | 68601 | PLATTE | MURPHY USA | PO BOX 7300 | EL DORADO | AR | 71731-7300 | 1 | Currently in Use | 20000 | Fiberglass Reinforced Plastic | Federally Regulated |  |  | E-10 | 2015 |  |  | Double Walled | DOUBLE WALLED, Fiberglass Reinforced Plastic
12662 | MURPHY USA #7485 | 2477 E 6TH AVE | COLUMBUS | 68601 | PLATTE | MURPHY USA | PO BOX 7300 | EL DORADO | AR | 71731-7300 | 2 | Currently in Use | 12000 | Fiberglass Reinforced Plastic | Federally Regulated |  |  | #2 Diesel | 2015 |  |  | Double Walled | DOUBLE WALLED, Fiberglass Reinforced Plastic
12662 | MURPHY USA #7485 | 2477 E 6TH AVE | COLUMBUS | 68601 | PLATTE | MURPHY USA | PO BOX 7300 | EL DORADO | AR | 71731-7300 | 3 | Currently in Use | 8000 | Fiberglass Reinforced Plastic | Federally Regulated |  |  | E-85 | 2015 |  |  | Double Walled | DOUBLE WALLED, Fiberglass Reinforced Plastic
1991 | PARKVIEW EXPRESS | 771 33RD AVE | COLUMBUS | 68601 | PLATTE | SPSASA LLC | 771 33RD AVE | COLUMBUS | NE | 68601 | 7 | Currently in Use | 10000 | Fiberglass Reinforced Plastic | Federally Regulated | None | None | #1 Diesel | 1996 |  |  |  | Plastic
1991 | PARKVIEW EXPRESS | 771 33RD AVE | COLUMBUS | 68601 | PLATTE | SPSASA LLC | 771 33RD AVE | COLUMBUS | NE | 68601 | 8 | Currently in Use | 10000 | Fiberglass Reinforced Plastic | Federally Regulated | None | None | Premium Unleaded | 1996 |  |  |  | Plastic
1991 | PARKVIEW EXPRESS | 771 33RD AVE | COLUMBUS | 68601 | PLATTE | SPSASA LLC | 771 33RD AVE | COLUMBUS | NE | 68601 | 9 | Temporarily Out of Use | 550 | Jacketed | Federally Regulated | None | Poly Jacket | Used Oil | 1996 | 4/1/2019 |  | Double Walled | Steel
7991 | PLATTE COUNTY COURTHOUSE | 2610 14TH ST | COLUMBUS | 68601 | PLATTE | PLATTE COUNTY COURTHOUSE | 2610 14TH ST | COLUMBUS | NE | 68601 | 2 | Currently in Use | 500 | Fiberglass Reinforced Plastic | Federally Regulated | None | None | #2 Diesel | 1998 |  |  |  | Plastic
12707 | PUMP & PANTRY #57 | 3208 42ND ST | COLUMBUS | 68601 | PLATTE | BOSSELMAN INC | PO BOX 4905 | GRAND ISLAND | NE | 68802-4905 | 1 | Currently in Use | 5000 | Fiberglass Reinforced Plastic | Federally Regulated |  |  | Premium Unleaded | 2016 |  |  | Double Walled | Plastic
12707 | PUMP & PANTRY #57 | 3208 42ND ST | COLUMBUS | 68601 | PLATTE | BOSSELMAN INC | PO BOX 4905 | GRAND ISLAND | NE | 68802-4905 | 2 | Currently in Use | 8000 | Fiberglass Reinforced Plastic | Federally Regulated |  |  | #2 Diesel | 2016 |  |  | Double Walled | Plastic
12707 | PUMP & PANTRY #57 | 3208 42ND ST | COLUMBUS | 68601 | PLATTE | BOSSELMAN INC | PO BOX 4905 | GRAND ISLAND | NE | 68802-4905 | 3 | Currently in Use | 12000 | Fiberglass Reinforced Plastic | Federally Regulated |  |  | E-10 | 2016 |  |  | Double Walled | Plastic
12707 | PUMP & PANTRY #57 | 3208 42ND ST | COLUMBUS | 68601 | PLATTE | BOSSELMAN INC | PO BOX 4905 | GRAND ISLAND | NE | 68802-4905 | 4 | Currently in Use | 8000 | Fiberglass Reinforced Plastic | Federally Regulated |  |  | Regular Unleaded | 2016 |  |  | Double Walled | Plastic
7550 | REGs 7 MILE STEAKHOUSE | 105B 41ST RD | COLUMBUS | 68601 | BUTLER | VALLEY CATERING LLC | 2298 140TH RD | SHELBY | NE | 68662 | 1 | Currently in Use | 8000 | Steel | Federally Regulated | None | Galvanic/Sacrificial Current Cathodic Protection, STIP3 Tank | #2 Diesel | 1992 |  |  |  | Fiberglass Reinforced Plastic
7550 | REGs 7 MILE STEAKHOUSE | 105B 41ST RD | COLUMBUS | 68601 | BUTLER | VALLEY CATERING LLC | 2298 140TH RD | SHELBY | NE | 68662 | 2 | Currently in Use | 8000 | Steel | Federally Regulated | None | Galvanic/Sacrificial Current Cathodic Protection, STIP3 Tank | E-10 | 1992 |  |  |  | Fiberglass Reinforced Plastic
7550 | REGs 7 MILE STEAKHOUSE | 105B 41ST RD | COLUMBUS | 68601 | BUTLER | VALLEY CATERING LLC | 2298 140TH RD | SHELBY | NE | 68662 | 3 | Currently in Use | 4000 | Steel | Federally Regulated | None | Galvanic/Sacrificial Current Cathodic Protection, STIP3 Tank | Regular Unleaded | 1992 |  |  |  | Fiberglass Reinforced Plastic
917 | SAMs GENERAL STORE | 3417 14TH ST | COLUMBUS | 68601 | PLATTE | MQM LLC | 3417 14TH ST | COLUMBUS | NE | 68601 | 1 | Currently in Use | 10000 | Steel | Federally Regulated | Internal Lining(e.g., epoxy resins) | Impressed Current Cathodic Protection | Regular Unleaded | 1982 |  |  |  | Steel
917 | SAMs GENERAL STORE | 3417 14TH ST | COLUMBUS | 68601 | PLATTE | MQM LLC | 3417 14TH ST | COLUMBUS | NE | 68601 | 2 | Currently in Use | 8000 | Steel | Federally Regulated | Internal Lining(e.g., epoxy resins) | Impressed Current Cathodic Protection | Regular Unleaded | 1970 |  |  |  | Steel
917 | SAMs GENERAL STORE | 3417 14TH ST | COLUMBUS | 68601 | PLATTE | MQM LLC | 3417 14TH ST | COLUMBUS | NE | 68601 | 3 | Currently in Use | 6000 | Steel | Federally Regulated | Internal Lining(e.g., epoxy resins) | Impressed Current Cathodic Protection | #2 Diesel | 1970 |  |  |  | Fiberglass Reinforced Plastic
12285 | SAPP BROS COLUMBUS | 517 E 23RD ST | COLUMBUS | 68601 | PLATTE | SAPP BROS TRAVEL CENTERS INC | PO BOX 45766 | OMAHA | NE | 68145 | 1 | Currently in Use | 12000 | Fiberglass Reinforced Plastic | Federally Regulated | None | None | #2 Diesel | 2005 |  |  |  | Fiberglass Reinforced Plastic
12285 | SAPP BROS COLUMBUS | 517 E 23RD ST | COLUMBUS | 68601 | PLATTE | SAPP BROS TRAVEL CENTERS INC | PO BOX 45766 | OMAHA | NE | 68145 | 2 | Currently in Use | 12000 | Fiberglass Reinforced Plastic | Federally Regulated | None | None | #2 Diesel | 2005 |  |  |  | Fiberglass Reinforced Plastic
12285 | SAPP BROS COLUMBUS | 517 E 23RD ST | COLUMBUS | 68601 | PLATTE | SAPP BROS TRAVEL CENTERS INC | PO BOX 45766 | OMAHA | NE | 68145 | 3 | Currently in Use | 4000 | Fiberglass Reinforced Plastic | Federally Regulated | None | None | Other->#2 Dyed Diesel | 2005 |  |  |  | Double walled, Fiberglass Reinforced Plastic
12285 | SAPP BROS COLUMBUS | 517 E 23RD ST | COLUMBUS | 68601 | PLATTE | SAPP BROS TRAVEL CENTERS INC | PO BOX 45766 | OMAHA | NE | 68145 | 4 | Currently in Use | 8000 | Fiberglass Reinforced Plastic | Federally Regulated | None | None | Other->Soy Diesel | 2005 |  |  |  | Fiberglass Reinforced Plastic
12285 | SAPP BROS COLUMBUS | 517 E 23RD ST | COLUMBUS | 68601 | PLATTE | SAPP BROS TRAVEL CENTERS INC | PO BOX 45766 | OMAHA | NE | 68145 | 5 | Currently in Use | 4000 | Fiberglass Reinforced Plastic | Federally Regulated | None | None | Regular Unleaded | 2005 |  |  |  | Fiberglass Reinforced Plastic
12285 | SAPP BROS COLUMBUS | 517 E 23RD ST | COLUMBUS | 68601 | PLATTE | SAPP BROS TRAVEL CENTERS INC | PO BOX 45766 | OMAHA | NE | 68145 | 6 | Currently in Use | 8000 | Fiberglass Reinforced Plastic | Federally Regulated | None | None | Regular Unleaded | 2005 |  |  |  | Fiberglass Reinforced Plastic
12285 | SAPP BROS COLUMBUS | 517 E 23RD ST | COLUMBUS | 68601 | PLATTE | SAPP BROS TRAVEL CENTERS INC | PO BOX 45766 | OMAHA | NE | 68145 | 7 | Currently in Use | 12000 | Fiberglass Reinforced Plastic | Federally Regulated | None | None | E-10 | 2005 |  |  |  | Fiberglass Reinforced Plastic
12285 | SAPP BROS COLUMBUS | 517 E 23RD ST | COLUMBUS | 68601 | PLATTE | SAPP BROS TRAVEL CENTERS INC | PO BOX 45766 | OMAHA | NE | 68145 | 8 | Currently in Use | 12000 | Fiberglass Reinforced Plastic | Federally Regulated | None | None | E-10 | 2005 |  |  |  | Fiberglass Reinforced Plastic
12285 | SAPP BROS COLUMBUS | 517 E 23RD ST | COLUMBUS | 68601 | PLATTE | SAPP BROS TRAVEL CENTERS INC | PO BOX 45766 | OMAHA | NE | 68145 | 9 | Currently in Use | 2000 | Fiberglass Reinforced Plastic | Federally Regulated | None | None | Other->Kerosene | 2005 |  |  |  | Fiberglass Reinforced Plastic
12285 | SAPP BROS COLUMBUS | 517 E 23RD ST | COLUMBUS | 68601 | PLATTE | SAPP BROS TRAVEL CENTERS INC | PO BOX 45766 | OMAHA | NE | 68145 | 10 | Currently in Use | 6000 | Fiberglass Reinforced Plastic | Federally Regulated | None | None | Used Oil | 2005 |  |  |  | Fiberglass Reinforced Plastic
8758 | ST BONAVENTURE ELEMENTARY SCHOOL | 1565 18TH AVE | COLUMBUS | 68601 | PLATTE | ST BONAVENTURE ELEMENTARY SCHOOL | 1565 18TH AVE | COLUMBUS | NE | 68601 | 2 | Permanently Out of Use | 6000 | Unknown | Federally Regulated |  |  |  | 1901
11672 | T BONE TRUCK STOP | 4018 S 9TH ST | COLUMBUS | 68601 | PLATTE | LANCE LEHR | 312 MORTON RD | COLUMBUS | NE | 68601 | 1 | Currently in Use | 12000 | Fiberglass Reinforced Plastic | Federally Regulated | None | None | E-10 | 1998 |  |  |  | Fiberglass Reinforced Plastic
11672 | T BONE TRUCK STOP | 4018 S 9TH ST | COLUMBUS | 68601 | PLATTE | LANCE LEHR | 312 MORTON RD | COLUMBUS | NE | 68601 | 2 | Currently in Use | 12000 | Fiberglass Reinforced Plastic | Federally Regulated | None | None | Regular Unleaded | 1998 |  |  |  | Fiberglass Reinforced Plastic
11672 | T BONE TRUCK STOP | 4018 S 9TH ST | COLUMBUS | 68601 | PLATTE | LANCE LEHR | 312 MORTON RD | COLUMBUS | NE | 68601 | 3 | Currently in Use | 12000 | Fiberglass Reinforced Plastic | Federally Regulated | None | None | #2 Diesel | 1998 |  |  |  | Fiberglass Reinforced Plastic
11672 | T BONE TRUCK STOP | 4018 S 9TH ST | COLUMBUS | 68601 | PLATTE | LANCE LEHR | 312 MORTON RD | COLUMBUS | NE | 68601 | 4 | Currently in Use | 12000 | Fiberglass Reinforced Plastic | Federally Regulated | None | None | #2 Diesel | 1998 |  |  |  | Fiberglass Reinforced Plastic
11672 | T BONE TRUCK STOP | 4018 S 9TH ST | COLUMBUS | 68601 | PLATTE | LANCE LEHR | 312 MORTON RD | COLUMBUS | NE | 68601 | 5 | Currently in Use | 12000 | Fiberglass Reinforced Plastic | Federally Regulated | None | None | #2 Diesel | 1998 |  |  |  | Fiberglass Reinforced Plastic
12169 | T-BONE #3 | 1520 17TH ST | COLUMBUS | 68601 | PLATTE | T-BONE TRUCK STOP INC | 4018 S 9TH ST | COLUMBUS | NE | 68601 | 1 | Currently in Use | 6000 | Fiberglass Reinforced Plastic | Federally Regulated | None | None | Premium Unleaded | 2002 |  |  |  | Fiberglass Reinforced Plastic
12169 | T-BONE #3 | 1520 17TH ST | COLUMBUS | 68601 | PLATTE | T-BONE TRUCK STOP INC | 4018 S 9TH ST | COLUMBUS | NE | 68601 | 2 | Currently in Use | 6000 | Fiberglass Reinforced Plastic | Federally Regulated | None | None | E-10 | 2002
7623 | T-BONE FULL SERVICE | 4300 23RD ST | COLUMBUS | 68601 | PLATTE | T-BONE TRUCK STOP | 4018 S 9TH ST | COLUMBUS | NE | 68601 | 4 | Currently in Use | 12000 | Fiberglass Reinforced Plastic | Federally Regulated | None | None | E-10 | 1998 | 5/1/2018 |  |  | Fiberglass Reinforced Plastic, Fiberglass Reinforced Plastic
7623 | T-BONE FULL SERVICE | 4300 23RD ST | COLUMBUS | 68601 | PLATTE | T-BONE TRUCK STOP | 4018 S 9TH ST | COLUMBUS | NE | 68601 | 5 | Currently in Use | 6000 | Fiberglass Reinforced Plastic | Federally Regulated | None | None | E-15 | 1998 | 5/1/2018 |  |  | Fiberglass Reinforced Plastic, Fiberglass Reinforced Plastic
7623 | T-BONE FULL SERVICE | 4300 23RD ST | COLUMBUS | 68601 | PLATTE | T-BONE TRUCK STOP | 4018 S 9TH ST | COLUMBUS | NE | 68601 | 6 | Currently in Use | 5000 | Fiberglass Reinforced Plastic | Federally Regulated | None | None | #2 Diesel | 1998 | 5/1/2018 |  |  | Fiberglass Reinforced Plastic, Fiberglass Reinforced Plastic
4556 | WALTER KOCH | RR 1 BOX 202 | COLUMBUS | 68601 | PLATTE | KOCH, WALTER | RR 1 BOX 202 | COLUMBUS | NE | 68601 | 1 | Permanently Out of Use | 2000 | Steel | Federally Regulated | Unknown | Painted(e.g., asphaltic) | #2 Diesel | 1981 |  |  |  | Steel
5733 | COMSTOCK OIL | MAIN ST | COMSTOCK | 68828 | CUSTER | MATHEW, PAUL | 800 N 6TH ST | LOUP CITY | NE | 68853 | 1 | Permanently Out of Use | 500 | Steel | Federally Regulated | Unknown | Unknown | Regular Unleaded | 1976 | 4/1/1985 |  |  | Steel
5733 | COMSTOCK OIL | MAIN ST | COMSTOCK | 68828 | CUSTER | MATHEW, PAUL | 800 N 6TH ST | LOUP CITY | NE | 68853 | 2 | Permanently Out of Use | 2000 | Steel | Federally Regulated | Unknown | Unknown | Regular Unleaded | 1976 | 4/1/1985 |  |  | Steel
5733 | COMSTOCK OIL | MAIN ST | COMSTOCK | 68828 | CUSTER | MATHEW, PAUL | 800 N 6TH ST | LOUP CITY | NE | 68853 | 3 | Permanently Out of Use | 4000 | Steel | Federally Regulated | Unknown | Painted(e.g., asphaltic) | Regular Unleaded | 1981 | 4/1/1985 |  |  | Steel
5733 | COMSTOCK OIL | MAIN ST | COMSTOCK | 68828 | CUSTER | MATHEW, PAUL | 800 N 6TH ST | LOUP CITY | NE | 68853 | 4 | Permanently Out of Use | 8000 | Steel | Federally Regulated | Unknown | Painted(e.g., asphaltic) | #2 Diesel | 1981 | 4/1/1985 |  |  | Steel
8148 | FARMERS COOPERATIVE - CORDOVA | 600 HECTOR | CORDOVA | 68330 | SEWARD | FARMERS COOPERATIVE | PO BOX 263 | DORCHESTER | NE | 68343-0263 | 1 | Currently in Use | 6000 | Steel | Federally Regulated | Unknown | Galvanic/Sacrificial Current Cathodic Protection, STIP3 Tank | Regular Unleaded | 1989 |  |  |  | Fiberglass Reinforced Plastic
8148 | FARMERS COOPERATIVE - CORDOVA | 600 HECTOR | CORDOVA | 68330 | SEWARD | FARMERS COOPERATIVE | PO BOX 263 | DORCHESTER | NE | 68343-0263 | 2 | Currently in Use | 6000 | Steel | Federally Regulated | Unknown | Galvanic/Sacrificial Current Cathodic Protection, STIP3 Tank | Regular Unleaded | 1989 |  |  |  | Fiberglass Reinforced Plastic
8148 | FARMERS COOPERATIVE - CORDOVA | 600 HECTOR | CORDOVA | 68330 | SEWARD | FARMERS COOPERATIVE | PO BOX 263 | DORCHESTER | NE | 68343-0263 | 3 | Currently in Use | 6000 | Steel | Federally Regulated | Unknown | Galvanic/Sacrificial Current Cathodic Protection, STIP3 Tank | #2 Diesel | 1989 |  |  |  | Fiberglass Reinforced Plastic
7725 | E-Z STOP | 545 US HWY 77 | CORTLAND | 68331 | GAGE | BLAKE MEINTS | PO BOX 231 | PICKRELL | NE | 68422 | 1 | Currently in Use | 10000 | Steel | Federally Regulated | None | Impressed Current Cathodic Protection, STIP3 Tank | E-10 | 1987 |  |  |  | Plastic
7725 | E-Z STOP | 545 US HWY 77 | CORTLAND | 68331 | GAGE | BLAKE MEINTS | PO BOX 231 | PICKRELL | NE | 68422 | 2 | Currently in Use | 10000 | Steel | Federally Regulated | None | Impressed Current Cathodic Protection, STIP3 Tank | Regular Unleaded | 1987 |  |  |  | Plastic
12832 | HOMESTEAD CONVENIENCE | 215 W 6TH ST | CORTLAND | 68331 | GAGE | DEVIN SCHROEDER | PO BOX 336 | CORTLAND | NE | 68331 | 1 | Currently in Use | 12000 | Jacketed | Federally Regulated |  |  | Regular Unleaded | 2021 |  |  | Double Walled | Plastic
12832 | HOMESTEAD CONVENIENCE | 215 W 6TH ST | CORTLAND | 68331 | GAGE | DEVIN SCHROEDER | PO BOX 336 | CORTLAND | NE | 68331 | 2 | Currently in Use | 8000 | Jacketed | Federally Regulated |  |  | #2 Diesel | 2021 |  |  | Double Walled | Plastic
12832 | HOMESTEAD CONVENIENCE | 215 W 6TH ST | CORTLAND | 68331 | GAGE | DEVIN SCHROEDER | PO BOX 336 | CORTLAND | NE | 68331 | 3 | Currently in Use | 10000 | Jacketed | Federally Regulated |  |  | E-87 | 2021 |  |  | Double Walled | Plastic
12832 | HOMESTEAD CONVENIENCE | 215 W 6TH ST | CORTLAND | 68331 | GAGE | DEVIN SCHROEDER | PO BOX 336 | CORTLAND | NE | 68331 | 4 | Currently in Use | 10000 | Jacketed | Federally Regulated |  |  | Premium Unleaded | 2021 |  |  | Double Walled | Plastic
5134 | CASEYS GENERAL STORE #2734 | 510 S MERIDIAN | COZAD | 69130 | DAWSON | CASEYS RETAIL CO | PO BOX 3001 | ANKENY | IA | 50021-8045 | 9 | Currently in Use | 22000 | Fiberglass Reinforced Plastic | Federally Regulated |  |  | E-10 | 2019 |  |  | Double Walled | Plastic
5134 | CASEYS GENERAL STORE #2734 | 510 S MERIDIAN | COZAD | 69130 | DAWSON | CASEYS RETAIL CO | PO BOX 3001 | ANKENY | IA | 50021-8045 | 10 | Currently in Use | 8000 | Fiberglass Reinforced Plastic | Federally Regulated |  |  | E-85 | 2019 |  |  | Double Walled | Plastic
5134 | CASEYS GENERAL STORE #2734 | 510 S MERIDIAN | COZAD | 69130 | DAWSON | CASEYS RETAIL CO | PO BOX 3001 | ANKENY | IA | 50021-8045 | 11 | Currently in Use | 14000 | Fiberglass Reinforced Plastic | Federally Regulated |  |  | , Other->Clear diesel | 2019 |  |  | Double Walled | Plastic
5134 | CASEYS GENERAL STORE #2734 | 510 S MERIDIAN | COZAD | 69130 | DAWSON | CASEYS RETAIL CO | PO BOX 3001 | ANKENY | IA | 50021-8045 | 12 | Currently in Use | 8000 | Fiberglass Reinforced Plastic | Federally Regulated |  |  | Regular Unleaded | 2019 |  |  | Double Walled | Plastic
5134 | CASEYS GENERAL STORE #2734 | 510 S MERIDIAN | COZAD | 69130 | DAWSON | CASEYS RETAIL CO | PO BOX 3001 | ANKENY | IA | 50021-8045 | 13 | Currently in Use | 8000 | Fiberglass Reinforced Plastic | Federally Regulated |  |  | Premium Unleaded | 2019 |  |  | Double Walled | Plastic
5134 | CASEYS GENERAL STORE #2734 | 510 S MERIDIAN | COZAD | 69130 | DAWSON | CASEYS RETAIL CO | PO BOX 3001 | ANKENY | IA | 50021-8045 | 14 | Currently in Use | 22000 | Fiberglass Reinforced Plastic | Federally Regulated |  |  | , Other->Clear diesel | 2019 |  |  | Double Walled | Plastic
1011 | COZAD CARDTROL | 302 W HWY 30 | COZAD | 69130 | DAWSON | COUNTRY PARTNERS COOPERATIVE | PO BOX 80 | GOTHENBURG | NE | 69138 | 2 | Currently in Use | 4000 | Steel | Federally Regulated | None | Galvanic/Sacrificial Current Cathodic Protection, Painted(e.g., asphaltic), STIP3 Tank | E-10 | 1992 |  |  |  | Fiberglass Reinforced Plastic, Plastic
1011 | COZAD CARDTROL | 302 W HWY 30 | COZAD | 69130 | DAWSON | COUNTRY PARTNERS COOPERATIVE | PO BOX 80 | GOTHENBURG | NE | 69138 | 3 | Currently in Use | 4000 | Steel | Federally Regulated | None | Galvanic/Sacrificial Current Cathodic Protection, STIP3 Tank | Regular Unleaded | 1992 |  |  |  | Fiberglass Reinforced Plastic
1011 | COZAD CARDTROL | 302 W HWY 30 | COZAD | 69130 | DAWSON | COUNTRY PARTNERS COOPERATIVE | PO BOX 80 | GOTHENBURG | NE | 69138 | 4 | Currently in Use | 4000 | Steel | Federally Regulated | None | Galvanic/Sacrificial Current Cathodic Protection, Painted(e.g., asphaltic), STIP3 Tank | #2 Diesel | 1998 |  |  |  | Fiberglass Reinforced Plastic, Plastic
11470 | COZAD CENEX | 801 S MERIDIAN | COZAD | 69130 | DAWSON | MENTZER/JENSEN LLC | 601 E 7TH ST | NORTH PLATTE | NE | 69101-3104 | 1 | Currently in Use | 10000 | Fiberglass Reinforced Plastic | Federally Regulated | None | None | E-87 | 1996 |  |  |  | Fiberglass Reinforced Plastic
11470 | COZAD CENEX | 801 S MERIDIAN | COZAD | 69130 | DAWSON | MENTZER/JENSEN LLC | 601 E 7TH ST | NORTH PLATTE | NE | 69101-3104 | 2 | Currently in Use | 10000 | Fiberglass Reinforced Plastic | Federally Regulated | None | None | E-89 | 1996 |  |  |  | Fiberglass Reinforced Plastic
11470 | COZAD CENEX | 801 S MERIDIAN | COZAD | 69130 | DAWSON | MENTZER/JENSEN LLC | 601 E 7TH ST | NORTH PLATTE | NE | 69101-3104 | 3 | Currently in Use | 5000 | Fiberglass Reinforced Plastic | Federally Regulated | None | None | #2 Diesel | 1996 |  |  |  | Fiberglass Reinforced Plastic
11470 | COZAD CENEX | 801 S MERIDIAN | COZAD | 69130 | DAWSON | MENTZER/JENSEN LLC | 601 E 7TH ST | NORTH PLATTE | NE | 69101-3104 | 4 | Currently in Use | 6000 | Fiberglass Reinforced Plastic | Federally Regulated | None | None | Regular Unleaded | 1996 |  |  |  | Fiberglass Reinforced Plastic
4584 | ED FASSE BLDG & SUPPLY | 42101 ROAD 757 | COZAD | 69130 | DAWSON | ED FASSE BLDG & SUPPLY | 42101 RD 757 | COZAD | NE | 69130 | 1 | Permanently Out of Use | 8000 | Steel | Federally Regulated | Unknown | Unknown | Regular Unleaded | 1972 |  |  |  | Unknown
4584 | ED FASSE BLDG & SUPPLY | 42101 ROAD 757 | COZAD | 69130 | DAWSON | ED FASSE BLDG & SUPPLY | 42101 RD 757 | COZAD | NE | 69130 | 2 | Permanently Out of Use | 8000 | Steel | Federally Regulated | Unknown | Unknown | Regular Unleaded | 1972 |  |  |  | Unknown
4584 | ED FASSE BLDG & SUPPLY | 42101 ROAD 757 | COZAD | 69130 | DAWSON | ED FASSE BLDG & SUPPLY | 42101 RD 757 | COZAD | NE | 69130 | 3 | Permanently Out of Use | 1000 | Steel | Federally Regulated | Unknown | Unknown | #2 Diesel | 1972 |  |  |  | Unknown
4510 | JOANN LOIBL | RR 2 (NE 1/4 SE 1/4 24-10-24) | COZAD | 69130 | DAWSON | JOANN LOIBL | RR 2 BOX 6D | COZAD | NE | 69130 | 1 | Permanently Out of Use | 3000 | Steel | Federally Regulated | None | Painted(e.g., asphaltic) | Regular Unleaded | 1980 |  |  |  | Steel
3630 | KWIK STOP #27 | 102 W 6TH ST | COZAD | 69130 | DAWSON | KS PLUS INC | PO BOX 1665 | NORTH PLATTE | NE | 69103 | 1 | Currently in Use | 8000 | Steel | Federally Regulated | None | Impressed Current Cathodic Protection | E-15 | 1985 |  |  |  | Steel
3630 | KWIK STOP #27 | 102 W 6TH ST | COZAD | 69130 | DAWSON | KS PLUS INC | PO BOX 1665 | NORTH PLATTE | NE | 69103 | 2 | Currently in Use | 10000 | Steel | Federally Regulated | None | Impressed Current Cathodic Protection | E-10 | 1985 |  |  |  | Steel
3630 | KWIK STOP #27 | 102 W 6TH ST | COZAD | 69130 | DAWSON | KS PLUS INC | PO BOX 1665 | NORTH PLATTE | NE | 69103 | 3 | Currently in Use | 10000 | Steel | Federally Regulated | None | Impressed Current Cathodic Protection | Regular Unleaded | 1985 |  |  |  | Steel
7097 | PUMP & PANTRY #32 | 604 E HWY 30 | COZAD | 69130 | DAWSON | BOSSELMAN PUMP & PANTRY INC | PO BOX 4905 | GRAND ISLAND | NE | 68802-4905 | 1 | Currently in Use | 10000 | Fiberglass Reinforced Plastic | Federally Regulated | None | None | E-10 | 1990 |  |  |  | Steel
7097 | PUMP & PANTRY #32 | 604 E HWY 30 | COZAD | 69130 | DAWSON | BOSSELMAN PUMP & PANTRY INC | PO BOX 4905 | GRAND ISLAND | NE | 68802-4905 | 2 | Currently in Use | 10000 | Fiberglass Reinforced Plastic | Federally Regulated | None | None | Regular Unleaded | 1990 |  |  |  | Steel
7097 | PUMP & PANTRY #32 | 604 E HWY 30 | COZAD | 69130 | DAWSON | BOSSELMAN PUMP & PANTRY INC | PO BOX 4905 | GRAND ISLAND | NE | 68802-4905 | 3 | Currently in Use | 6000 | Fiberglass Reinforced Plastic | Federally Regulated | None | None | Regular Unleaded | 1990 |  |  |  | Steel
7097 | PUMP & PANTRY #32 | 604 E HWY 30 | COZAD | 69130 | DAWSON | BOSSELMAN PUMP & PANTRY INC | PO BOX 4905 | GRAND ISLAND | NE | 68802-4905 | 4 | Currently in Use | 6000 | Fiberglass Reinforced Plastic | Federally Regulated | None | None | #2 Diesel | 1990 |  |  |  | Steel
6891 | SABIN TRANSFER | E HWY 30 | COZAD | 69130 | DAWSON | JERRY SAVIN | RR 2 BOX 16 | COZAD | NE | 69130 | 1 | Permanently Out of Use | 99999 | Steel | Federally Regulated | Unknown | Unknown | Empty | 1956 | 6/1/1986 |  |  | Unknown
6891 | SABIN TRANSFER | E HWY 30 | COZAD | 69130 | DAWSON | JERRY SAVIN | RR 2 BOX 16 | COZAD | NE | 69130 | 2 | Permanently Out of Use | 99999 | Steel | Federally Regulated | Unknown | Unknown | Empty | 1956 | 6/1/1986 |  |  | Unknown
6891 | SABIN TRANSFER | E HWY 30 | COZAD | 69130 | DAWSON | JERRY SAVIN | RR 2 BOX 16 | COZAD | NE | 69130 | 3 | Permanently Out of Use | 99999 | Steel | Federally Regulated | Unknown | Unknown | Empty | 1956 | 6/1/1986 |  |  | Unknown
6114 | W BAR FIRE EXTINGUISHERS | 613 S MERIDIAN | COZAD | 69130 | DAWSON | W BAR FIRE EXTINGUISHERS | PO BOX 418 | COZAD | NE | 69130 | 2 | Permanently Out of Use | 8000 | Steel | Federally Regulated | Internal Lining(e.g., epoxy resins) | Impressed Current Cathodic Protection | Regular Unleaded | 1978 | 12/1/2016 |  |  | Steel
6114 | W BAR FIRE EXTINGUISHERS | 613 S MERIDIAN | COZAD | 69130 | DAWSON | W BAR FIRE EXTINGUISHERS | PO BOX 418 | COZAD | NE | 69130 | 3 | Permanently Out of Use | 8000 | Steel | Federally Regulated | Internal Lining(e.g., epoxy resins) | Impressed Current Cathodic Protection | Regular Unleaded | 1978 | 12/1/2016 |  |  | Steel
6114 | W BAR FIRE EXTINGUISHERS | 613 S MERIDIAN | COZAD | 69130 | DAWSON | W BAR FIRE EXTINGUISHERS | PO BOX 418 | COZAD | NE | 69130 | 4 | Permanently Out of Use | 8000 | Steel | Federally Regulated | Internal Lining(e.g., epoxy resins) | Impressed Current Cathodic Protection | Regular Unleaded | 1978 | 12/1/2016 |  |  | Steel
5638 | WAYNE SMITH | RR 1 | COZAD | 69130 | DAWSON | WAYNE SMITH | RR 2 BOX 185C | LEXINGTON | NE | 68850 | 1 | Permanently Out of Use | 1000 | Steel | Federally Regulated |  | Painted(e.g., asphaltic) | Regular Unleaded | 1985 | 11/1/1988
4270 | CRAIG CATTLE LLC | 255 COUNTY ROAD 21 | CRAIG | 68019 | BURT | CRAIG CATTLE LLC | 255 CO RD 21 | CRAIG | NE | 68019 | 2 | Currently in Use | 9000 | Fiberglass Reinforced Plastic | Federally Regulated | None | None | #2 Diesel | 2003 |  |  |  | APT
4270 | CRAIG CATTLE LLC | 255 COUNTY ROAD 21 | CRAIG | 68019 | BURT | CRAIG CATTLE LLC | 255 CO RD 21 | CRAIG | NE | 68019 | 3 | Currently in Use | 3000 | Fiberglass Reinforced Plastic | Federally Regulated | None | None | #2 Diesel | 2003 |  |  |  | APT
5743 | HAUSERs GRAB N GO LLC | 3481 HIGHWAY 20 | CRAWFORD | 69339 | DAWES | JASON HAUSER | 3481 HIGHWAY 20 | CRAWFORD | NE | 69339 | 3 | Currently in Use | 10000 | Steel | Federally Regulated | None | Galvanic/Sacrificial Current Cathodic Protection, Painted(e.g., asphaltic), STIP3 Tank | Regular Unleaded | 1998 |  |  |  | Fiberglass Reinforced Plastic
5743 | HAUSERs GRAB N GO LLC | 3481 HIGHWAY 20 | CRAWFORD | 69339 | DAWES | JASON HAUSER | 3481 HIGHWAY 20 | CRAWFORD | NE | 69339 | 4 | Currently in Use | 6000 | Steel | Federally Regulated | None | Galvanic/Sacrificial Current Cathodic Protection, Painted(e.g., asphaltic), STIP3 Tank | Premium Unleaded | 1998 |  |  |  | Fiberglass Reinforced Plastic
5743 | HAUSERs GRAB N GO LLC | 3481 HIGHWAY 20 | CRAWFORD | 69339 | DAWES | JASON HAUSER | 3481 HIGHWAY 20 | CRAWFORD | NE | 69339 | 5 | Currently in Use | 6000 | Steel | Federally Regulated | None | Galvanic/Sacrificial Current Cathodic Protection, Painted(e.g., asphaltic), STIP3 Tank | #2 Diesel | 1998 |  |  |  | Fiberglass Reinforced Plastic
12022 | PINE RIDGE SERVICE CENTER | 547 2ND ST | CRAWFORD | 69339 | DAWES | RIVER A HOLDINGS LLC | 547 2ND ST | CRAWFORD | NE | 69339 | 1 | Currently in Use | 12000 | Steel | Federally Regulated | None | Galvanic/Sacrificial Current Cathodic Protection, Painted(e.g., asphaltic), STIP3 Tank | #1 Diesel | 1994 |  |  |  | coated, Steel
12022 | PINE RIDGE SERVICE CENTER | 547 2ND ST | CRAWFORD | 69339 | DAWES | RIVER A HOLDINGS LLC | 547 2ND ST | CRAWFORD | NE | 69339 | 2 | Currently in Use | 12000 | Steel | Federally Regulated | None | Galvanic/Sacrificial Current Cathodic Protection, Painted(e.g., asphaltic), STIP3 Tank | Regular Unleaded | 1994 |  |  |  | coated, Steel
12022 | PINE RIDGE SERVICE CENTER | 547 2ND ST | CRAWFORD | 69339 | DAWES | RIVER A HOLDINGS LLC | 547 2ND ST | CRAWFORD | NE | 69339 | 3 | Currently in Use | 6000 | Steel | Federally Regulated | None | Galvanic/Sacrificial Current Cathodic Protection, Painted(e.g., asphaltic), STIP3 Tank | Regular Unleaded | 1994 |  |  |  | coated, Steel
12022 | PINE RIDGE SERVICE CENTER | 547 2ND ST | CRAWFORD | 69339 | DAWES | RIVER A HOLDINGS LLC | 547 2ND ST | CRAWFORD | NE | 69339 | 4 | Currently in Use | 6000 | Steel | Federally Regulated | None | Galvanic/Sacrificial Current Cathodic Protection, Painted(e.g., asphaltic), STIP3 Tank | #1 Diesel | 1994 |  |  |  | coated, Steel
11787 | WESTCO CROSSROADS MINI MART | 1120 7TH ST | CRAWFORD | 69339 | DAWES | WESTERN COOPERATIVE CO | PO BOX H | ALLIANCE | NE | 69301 | 1 | Currently in Use | 12000 | Steel | Federally Regulated | None | Galvanic/Sacrificial Current Cathodic Protection | E-10 | 1999 |  |  |  | Fiberglass Reinforced Plastic
11787 | WESTCO CROSSROADS MINI MART | 1120 7TH ST | CRAWFORD | 69339 | DAWES | WESTERN COOPERATIVE CO | PO BOX H | ALLIANCE | NE | 69301 | 2 | Currently in Use | 6000 | Steel | Federally Regulated | None | Galvanic/Sacrificial Current Cathodic Protection | Regular Unleaded | 1999 |  |  |  | Fiberglass Reinforced Plastic
11787 | WESTCO CROSSROADS MINI MART | 1120 7TH ST | CRAWFORD | 69339 | DAWES | WESTERN COOPERATIVE CO | PO BOX H | ALLIANCE | NE | 69301 | 3 | Currently in Use | 6000 | Steel | Federally Regulated | None | Galvanic/Sacrificial Current Cathodic Protection | #2 Diesel | 1999 |  |  |  | Fiberglass Reinforced Plastic
12014 | 59 EXPRESS | 409 MAIN ST | CREIGHTON | 68729 | KNOX | CREIGHTON 59 LLC | PO BOX 220 | OSMOND | NE | 68765 | 1 | Currently in Use | 8000 | Steel | Federally Regulated | None | Impressed Current Cathodic Protection, Painted(e.g., asphaltic) | Regular Unleaded | 1993 |  |  |  | Fiberglass Reinforced Plastic
12014 | 59 EXPRESS | 409 MAIN ST | CREIGHTON | 68729 | KNOX | CREIGHTON 59 LLC | PO BOX 220 | OSMOND | NE | 68765 | 2 | Currently in Use | 8000 | Steel | Federally Regulated | None | Impressed Current Cathodic Protection, Painted(e.g., asphaltic) | E-10 | 1993 |  |  |  | Fiberglass Reinforced Plastic
12014 | 59 EXPRESS | 409 MAIN ST | CREIGHTON | 68729 | KNOX | CREIGHTON 59 LLC | PO BOX 220 | OSMOND | NE | 68765 | 3 | Currently in Use | 6000 | Fiberglass Reinforced Plastic | Federally Regulated |  |  | Regular Unleaded | 2015 |  |  | Double Walled | double walled, Plastic
12014 | 59 EXPRESS | 409 MAIN ST | CREIGHTON | 68729 | KNOX | CREIGHTON 59 LLC | PO BOX 220 | OSMOND | NE | 68765 | 4 | Currently in Use | 4000 | Fiberglass Reinforced Plastic | Federally Regulated |  |  | E-95 | 2015 |  |  | Double Walled | double walled, Plastic
2379 | C-MART | 910 MAIN ST | CREIGHTON | 68729 | KNOX | CHAD & CHRISTINA HORSTMANN | 1002 CHERRY ST | CREIGHTON | NE | 68729 | 4 | Currently in Use | 8000 | Fiberglass Reinforced Plastic | Federally Regulated | None | None | Regular Unleaded | 1997 |  |  |  | Fiberglass Reinforced Plastic
2379 | C-MART | 910 MAIN ST | CREIGHTON | 68729 | KNOX | CHAD & CHRISTINA HORSTMANN | 1002 CHERRY ST | CREIGHTON | NE | 68729 | 5 | Currently in Use | 4000 | Fiberglass Reinforced Plastic | Federally Regulated | None | None | Regular Unleaded | 1997 |  |  |  | Fiberglass Reinforced Plastic
2379 | C-MART | 910 MAIN ST | CREIGHTON | 68729 | KNOX | CHAD & CHRISTINA HORSTMANN | 1002 CHERRY ST | CREIGHTON | NE | 68729 | 6 | Currently in Use | 4000 | Fiberglass Reinforced Plastic | Federally Regulated | None | None | #2 Diesel | 1997 |  |  |  | Fiberglass Reinforced Plastic
53 | CREIGHTON OIL INC | HWY 13 | CREIGHTON | 68729 | KNOX | CREIGHTON OIL CO | 1505 BRYANT | CREIGHTON | NE | 68729 | 1 | Permanently Out of Use | 2000 | Steel | Federally Regulated | Unknown | Painted(e.g., asphaltic), SEE ABOVE | #2 Diesel | 1983 | 10/1/1990 |  |  | Steel
53 | CREIGHTON OIL INC | HWY 13 | CREIGHTON | 68729 | KNOX | CREIGHTON OIL CO | 1505 BRYANT | CREIGHTON | NE | 68729 | 2 | Permanently Out of Use | 2000 | Steel | Federally Regulated | Unknown | Painted(e.g., asphaltic), SEE ABOVE | Regular Unleaded | 1983 | 10/1/1990 |  |  | Steel
5302 | CENTRAL VALLEY AG COOP | MAIN ST | CRESTON | 68631 | PLATTE | CENTRAL VALLEY AG COOP | PO BOX 429 | YORK | NE | 68467 | 3 | Currently in Use | 4000 | Steel | Federally Regulated | None | Galvanic/Sacrificial Current Cathodic Protection, STIP3 Tank | #2 Diesel | 1988
5302 | CENTRAL VALLEY AG COOP | MAIN ST | CRESTON | 68631 | PLATTE | CENTRAL VALLEY AG COOP | PO BOX 429 | YORK | NE | 68467 | 4 | Currently in Use | 4000 | Steel | Federally Regulated | None | Galvanic/Sacrificial Current Cathodic Protection, STIP3 Tank | Regular Unleaded | 1988
5302 | CENTRAL VALLEY AG COOP | MAIN ST | CRESTON | 68631 | PLATTE | CENTRAL VALLEY AG COOP | PO BOX 429 | YORK | NE | 68467 | 5 | Currently in Use | 4000 | Steel | Federally Regulated | None | Galvanic/Sacrificial Current Cathodic Protection, STIP3 Tank | Regular Unleaded | 1988
1819 | A A LEUPOLD | SW 72ND & ROCA RD | CRETE | 68333 | LANCASTER | LEUPOLD, A A | 1400 CTR PARK RD-BOX 2328 | LINCOLN | NE | 68502 | 1 | Permanently Out of Use | 1000 | Steel | Federally Regulated | Unknown | Painted(e.g., asphaltic) | Empty, Regular Unleaded | 1961 |  |  |  | Steel
1819 | A A LEUPOLD | SW 72ND & ROCA RD | CRETE | 68333 | LANCASTER | LEUPOLD, A A | 1400 CTR PARK RD-BOX 2328 | LINCOLN | NE | 68502 | 2 | Permanently Out of Use | 2000 | Steel | Federally Regulated | Unknown | Painted(e.g., asphaltic) | #2 Diesel, Empty | 1961 |  |  |  | Steel
1819 | A A LEUPOLD | SW 72ND & ROCA RD | CRETE | 68333 | LANCASTER | LEUPOLD, A A | 1400 CTR PARK RD-BOX 2328 | LINCOLN | NE | 68502 | 3 | Permanently Out of Use | 2000 | Steel | Federally Regulated | Unknown | Painted(e.g., asphaltic) | #2 Diesel, Empty | 1961 |  |  |  | Steel
1819 | A A LEUPOLD | SW 72ND & ROCA RD | CRETE | 68333 | LANCASTER | LEUPOLD, A A | 1400 CTR PARK RD-BOX 2328 | LINCOLN | NE | 68502 | 4 | Permanently Out of Use | 2000 | Steel | Federally Regulated | Unknown | Painted(e.g., asphaltic) | #2 Diesel, Empty | 1961 |  |  |  | Steel
1819 | A A LEUPOLD | SW 72ND & ROCA RD | CRETE | 68333 | LANCASTER | LEUPOLD, A A | 1400 CTR PARK RD-BOX 2328 | LINCOLN | NE | 68502 | 5 | Permanently Out of Use | 2000 | Steel | Federally Regulated | Unknown | Painted(e.g., asphaltic) | #2 Diesel, Empty | 1961 |  |  |  | Steel
8267 | CASEYS GENERAL STORE #1575 | 301 W 13TH ST | CRETE | 68333 | SALINE | CASEYS RETAIL CO | PO BOX 3001 | ANKENY | IA | 50021-8045 | 1 | Currently in Use | 6000 | Fiberglass Reinforced Plastic | Federally Regulated | Internal Lining(e.g., epoxy resins) | None | Regular Unleaded | 1989 |  |  |  | DOUBLE WALLED, Plastic
8267 | CASEYS GENERAL STORE #1575 | 301 W 13TH ST | CRETE | 68333 | SALINE | CASEYS RETAIL CO | PO BOX 3001 | ANKENY | IA | 50021-8045 | 2 | Currently in Use | 6000 | Fiberglass Reinforced Plastic | Federally Regulated | Internal Lining(e.g., epoxy resins) | None | #2 Diesel | 1989 |  |  |  | DOUBLE WALLED, Plastic
8267 | CASEYS GENERAL STORE #1575 | 301 W 13TH ST | CRETE | 68333 | SALINE | CASEYS RETAIL CO | PO BOX 3001 | ANKENY | IA | 50021-8045 | 3 | Currently in Use | 12000 | Fiberglass Reinforced Plastic | Federally Regulated | Internal Lining(e.g., epoxy resins) | None | E-10 | 1989 |  |  |  | Plastic
678 | CASEYS GENERAL STORE #2708 | 415 E 13TH ST | CRETE | 68333 | SALINE | CASEYS RETAIL CO | PO BOX 3001 | ANKENY | IA | 50021-8045 | 1 | Currently in Use | 8000 | Steel | Federally Regulated | Internal Lining(e.g., epoxy resins) | Impressed Current Cathodic Protection | Regular Unleaded | 1970 |  |  |  | Fiberglass Reinforced Plastic
678 | CASEYS GENERAL STORE #2708 | 415 E 13TH ST | CRETE | 68333 | SALINE | CASEYS RETAIL CO | PO BOX 3001 | ANKENY | IA | 50021-8045 | 2 | Currently in Use | 8000 | Steel | Federally Regulated | Internal Lining(e.g., epoxy resins) | Impressed Current Cathodic Protection | E-10 | 1970 |  |  |  | Fiberglass Reinforced Plastic, Fiberglass Reinforced Plastic
12882 | CASEYS GENERAL STORE #4304 | 2151 CARDINAL LN | CRETE | 68333 | SALINE | CASEYS RETAIL CO | PO BOX 3001 | ANKENY | IA | 50021-8045 | 1 | Currently in Use | 14000 | Fiberglass Reinforced Plastic | Federally Regulated |  |  | E-87 | 2023 |  |  | Double Walled | Plastic
12882 | CASEYS GENERAL STORE #4304 | 2151 CARDINAL LN | CRETE | 68333 | SALINE | CASEYS RETAIL CO | PO BOX 3001 | ANKENY | IA | 50021-8045 | 2 | Currently in Use | 14000 | Fiberglass Reinforced Plastic | Federally Regulated |  |  | #2 Diesel | 2023 |  |  | Double Walled | Plastic
12882 | CASEYS GENERAL STORE #4304 | 2151 CARDINAL LN | CRETE | 68333 | SALINE | CASEYS RETAIL CO | PO BOX 3001 | ANKENY | IA | 50021-8045 | 3 | Currently in Use | 8000 | Fiberglass Reinforced Plastic | Federally Regulated |  |  | Regular Unleaded | 2023 |  |  | Double Walled | Plastic
12882 | CASEYS GENERAL STORE #4304 | 2151 CARDINAL LN | CRETE | 68333 | SALINE | CASEYS RETAIL CO | PO BOX 3001 | ANKENY | IA | 50021-8045 | 4 | Currently in Use | 8000 | Fiberglass Reinforced Plastic | Federally Regulated |  |  | Premium Unleaded | 2023 |  |  | Double Walled | Plastic
7799 | JAYs OIL & PROPANE | 237 W 13TH ST | CRETE | 68333 | SALINE | JAYS OIL & PROPANE | 237 W 13TH ST | CRETE | NE | 68333 | 7 | Currently in Use | 8000 | Steel | Federally Regulated | None | Galvanic/Sacrificial Current Cathodic Protection, STIP3 Tank | Regular Unleaded | 1998 |  |  |  | Fiberglass Reinforced Plastic
7799 | JAYs OIL & PROPANE | 237 W 13TH ST | CRETE | 68333 | SALINE | JAYS OIL & PROPANE | 237 W 13TH ST | CRETE | NE | 68333 | 8 | Currently in Use | 8000 | Steel | Federally Regulated | None | Galvanic/Sacrificial Current Cathodic Protection, STIP3 Tank | Regular Unleaded | 1998 |  |  |  | Fiberglass Reinforced Plastic
7799 | JAYs OIL & PROPANE | 237 W 13TH ST | CRETE | 68333 | SALINE | JAYS OIL & PROPANE | 237 W 13TH ST | CRETE | NE | 68333 | 9 | Currently in Use | 4000 | Steel | Federally Regulated | None | Galvanic/Sacrificial Current Cathodic Protection, STIP3 Tank | Regular Unleaded | 1998 |  |  |  | Fiberglass Reinforced Plastic
7799 | JAYs OIL & PROPANE | 237 W 13TH ST | CRETE | 68333 | SALINE | JAYS OIL & PROPANE | 237 W 13TH ST | CRETE | NE | 68333 | 10 | Currently in Use | 4000 | Steel | Federally Regulated | None | Galvanic/Sacrificial Current Cathodic Protection, STIP3 Tank | #2 Diesel | 1998 |  |  |  | Fiberglass Reinforced Plastic
1669 | SAPP BROS CRETE | 1305 LINDEN AVE | CRETE | 68333 | SALINE | SAPP BROS PETROLEUM INC | PO BOX 29631 | LINCOLN | NE | 68529 | 6 | Currently in Use | 10000 | Steel | Federally Regulated | None | Galvanic/Sacrificial Current Cathodic Protection, STIP3 Tank | Regular Unleaded | 1998 |  |  |  | Fiberglass Reinforced Plastic
1669 | SAPP BROS CRETE | 1305 LINDEN AVE | CRETE | 68333 | SALINE | SAPP BROS PETROLEUM INC | PO BOX 29631 | LINCOLN | NE | 68529 | 7 | Currently in Use | 3000 | Steel | Federally Regulated | None | Galvanic/Sacrificial Current Cathodic Protection, STIP3 Tank | E-10 | 1998 |  |  |  | Fiberglass Reinforced Plastic
1669 | SAPP BROS CRETE | 1305 LINDEN AVE | CRETE | 68333 | SALINE | SAPP BROS PETROLEUM INC | PO BOX 29631 | LINCOLN | NE | 68529 | 8 | Currently in Use | 3000 | Steel | Federally Regulated | None | Galvanic/Sacrificial Current Cathodic Protection, STIP3 Tank | Regular Unleaded | 1998 |  |  |  | Fiberglass Reinforced Plastic
1669 | SAPP BROS CRETE | 1305 LINDEN AVE | CRETE | 68333 | SALINE | SAPP BROS PETROLEUM INC | PO BOX 29631 | LINCOLN | NE | 68529 | 9 | Currently in Use | 3000 | Steel | Federally Regulated | None | Galvanic/Sacrificial Current Cathodic Protection, STIP3 Tank | #2 Diesel | 1998 |  |  |  | Fiberglass Reinforced Plastic
7099 | STOP N SHOP #2 | 1845 GROVE AVE | CRETE | 68333 | SALINE | STOP N SHOP INC | PO BOX 5546 | LINCOLN | NE | 68505 | 1 | Currently in Use | 10000 | Steel | Federally Regulated | None | Fiberglass Reinforced Plastic Coated | Regular Unleaded | 1989 |  |  |  | Fiberglass Reinforced Plastic
7099 | STOP N SHOP #2 | 1845 GROVE AVE | CRETE | 68333 | SALINE | STOP N SHOP INC | PO BOX 5546 | LINCOLN | NE | 68505 | 2 | Currently in Use | 4000 | Steel | Federally Regulated | None | Fiberglass Reinforced Plastic Coated | Regular Unleaded | 1988
7099 | STOP N SHOP #2 | 1845 GROVE AVE | CRETE | 68333 | SALINE | STOP N SHOP INC | PO BOX 5546 | LINCOLN | NE | 68505 | 3 | Currently in Use | 6000 | Steel | Federally Regulated | None | Fiberglass Reinforced Plastic Coated | Regular Unleaded | 1989 |  |  |  | Fiberglass Reinforced Plastic
5838 | ATENS RESORT | RR 1 | CROFTON | 68730 | CEDAR | ATENS RESORT | RR 1 | CROFTON | NE | 68730 | 1 | Permanently Out of Use | 500 | Unknown | Federally Regulated |  |  | Regular Unleaded | 1900
12138 | CJs AT THE LAKE | 54878 897TH RD | CROFTON | 68730 | KNOX | CAMP MISSOURI LLC | 1 RIDGE RD | CROFTON | NE | 68730 | 1 | Currently in Use | 4000 | Jacketed | Federally Regulated | None | Plastic jacket | Premium Unleaded | 2002 |  |  |  | Fiberglass Reinforced Plastic
1805 | LEWIS & CLARK MINI MART | 89001 HWY 121 | CROFTON | 68730 | KNOX | C MART LLC | PO BOX 220 | OSMOND | NE | 68765 | 3 | Currently in Use | 8000 | Fiberglass Reinforced Plastic | Federally Regulated | None | None | Regular Unleaded | 1998 |  |  |  | Fiberglass Reinforced Plastic
1805 | LEWIS & CLARK MINI MART | 89001 HWY 121 | CROFTON | 68730 | KNOX | C MART LLC | PO BOX 220 | OSMOND | NE | 68765 | 4 | Currently in Use | 6000 | Fiberglass Reinforced Plastic | Federally Regulated | None | None | E-95 | 1998 |  |  |  | Fiberglass Reinforced Plastic
1805 | LEWIS & CLARK MINI MART | 89001 HWY 121 | CROFTON | 68730 | KNOX | C MART LLC | PO BOX 220 | OSMOND | NE | 68765 | 5 | Currently in Use | 2000 | Fiberglass Reinforced Plastic | Federally Regulated | None | None | Regular Unleaded | 1998 |  |  |  | Fiberglass Reinforced Plastic
1805 | LEWIS & CLARK MINI MART | 89001 HWY 121 | CROFTON | 68730 | KNOX | C MART LLC | PO BOX 220 | OSMOND | NE | 68765 | 6 | Currently in Use | 5000 | Fiberglass Reinforced Plastic | Federally Regulated |  |  | #2 Diesel | 2014 |  |  | Double Walled | Plastic
127 | STEFFEN SERVICE STATION | 109 W HAROLD ST PO BOX 62 | CROFTON | 68730 | KNOX | GARY GUENTHER (GGs CONVENIENCE LLC) | 109 W HAROLD ST PO BOX 62 | CROFTON | NE | 68730 | 1 | Currently in Use | 10000 | Steel | Federally Regulated | None | Impressed Current Cathodic Protection | Regular Unleaded | 1980 |  |  |  | Fiberglass Reinforced Plastic
127 | STEFFEN SERVICE STATION | 109 W HAROLD ST PO BOX 62 | CROFTON | 68730 | KNOX | GARY GUENTHER (GGs CONVENIENCE LLC) | 109 W HAROLD ST PO BOX 62 | CROFTON | NE | 68730 | 2 | Currently in Use | 3000 | Steel | Federally Regulated | None | Impressed Current Cathodic Protection | #2 Diesel | 1980 |  |  |  | Fiberglass Reinforced Plastic
127 | STEFFEN SERVICE STATION | 109 W HAROLD ST PO BOX 62 | CROFTON | 68730 | KNOX | GARY GUENTHER (GGs CONVENIENCE LLC) | 109 W HAROLD ST PO BOX 62 | CROFTON | NE | 68730 | 3 | Currently in Use | 10000 | Steel | Federally Regulated | None | Impressed Current Cathodic Protection | E-10 | 1980 |  |  |  | Fiberglass Reinforced Plastic
127 | STEFFEN SERVICE STATION | 109 W HAROLD ST PO BOX 62 | CROFTON | 68730 | KNOX | GARY GUENTHER (GGs CONVENIENCE LLC) | 109 W HAROLD ST PO BOX 62 | CROFTON | NE | 68730 | 4 | Currently in Use | 2000 | Steel | Federally Regulated | None | Impressed Current Cathodic Protection | #1 Diesel | 1980 |  |  |  | Fiberglass Reinforced Plastic
4241 | FARMERS COOP GRAIN & SUPPLY CO | 502 TAYLOR | CULBERTSON | 69024 | HITCHCOCK | FARMERS COOP GRAIN & SUPPLY CO | PO BOX 337 | TRENTON | NE | 69044 | 10 | Currently in Use | 4000 | Steel | Federally Regulated | None | Galvanic/Sacrificial Current Cathodic Protection, Painted(e.g., asphaltic), STIP3 Tank | Regular Unleaded | 1997 |  |  |  | Fiberglass Reinforced Plastic
4241 | FARMERS COOP GRAIN & SUPPLY CO | 502 TAYLOR | CULBERTSON | 69024 | HITCHCOCK | FARMERS COOP GRAIN & SUPPLY CO | PO BOX 337 | TRENTON | NE | 69044 | 11 | Currently in Use | 2000 | Steel | Federally Regulated | None | Galvanic/Sacrificial Current Cathodic Protection, Painted(e.g., asphaltic), STIP3 Tank | #2 Diesel, Other->dyed | 1997 |  |  |  | Fiberglass Reinforced Plastic
12039 | MENTZER OIL #7 | 37394 HWY 34 | CULBERTSON | 69024 | HITCHCOCK | BDCK LLC | 601 E 7TH ST | NORTH PLATTE | NE | 69101 | 1 | Temporarily Out of Use | 10000 | Fiberglass Reinforced Plastic | Federally Regulated | None | None | Regular Unleaded | 1998 |  |  |  | Fiberglass Reinforced Plastic
12039 | MENTZER OIL #7 | 37394 HWY 34 | CULBERTSON | 69024 | HITCHCOCK | BDCK LLC | 601 E 7TH ST | NORTH PLATTE | NE | 69101 | 2 | Temporarily Out of Use | 10000 | Fiberglass Reinforced Plastic | Federally Regulated | None | None | E-10 | 1998 |  |  |  | Fiberglass Reinforced Plastic
12039 | MENTZER OIL #7 | 37394 HWY 34 | CULBERTSON | 69024 | HITCHCOCK | BDCK LLC | 601 E 7TH ST | NORTH PLATTE | NE | 69101 | 3 | Temporarily Out of Use | 10000 | Fiberglass Reinforced Plastic | Federally Regulated | None | None | #2 Diesel | 1998 |  |  |  | Fiberglass Reinforced Plastic
5176 | RICKEL INC | RURAL | CULBERTSON | 69024 | HITCHCOCK | RICKEL INC | RR 3 BOX 29A | CULBERTSON | NE | 69024 | 1 | Permanently Out of Use | 300 | Steel | Federally Regulated | Unknown | UNDER CONCRETE FLOOR | Regular Unleaded | 1966 | 3/1/1989 |  |  | Steel
11987 | RIPPEN OIL LLC | 402 KLEVEN | CULBERTSON | 69024 | HITCHCOCK | TODD RIPPEN | 402 KLEVEN | CULBERTSON | NE | 69024 | 1 | Currently in Use | 2000 | Steel | Federally Regulated | None | Galvanic/Sacrificial Current Cathodic Protection, STIP3 Tank | Regular Unleaded | 1999 |  |  |  | Fiberglass Reinforced Plastic
11987 | RIPPEN OIL LLC | 402 KLEVEN | CULBERTSON | 69024 | HITCHCOCK | TODD RIPPEN | 402 KLEVEN | CULBERTSON | NE | 69024 | 2 | Currently in Use | 2000 | Steel | Federally Regulated | None | Galvanic/Sacrificial Current Cathodic Protection, STIP3 Tank | #2 Diesel | 1999 |  |  |  | Fiberglass Reinforced Plastic
5002 | FRONTIER COUNTY DISTRICT #2 | 104 CUSTER AVE | CURTIS | 69025 | FRONTIER | FRONTIER COUNTY CLERK | PO BOX 40 | STOCKVILLE | NE | 69042 | 1 | Currently in Use | 10000 | Steel | Federally Regulated | Internal Lining(e.g., epoxy resins) | Impressed Current Cathodic Protection | #2 Diesel | 1981 |  |  |  | Steel
971 | GREAT PLAINS TIRE & SERVICE | 202 W 2ND ST | CURTIS | 69025 | FRONTIER | GREAT PLAINS TIRE & SERVICE | PO BOX 47 | MAYWOOD | NE | 69038 | 1 | Currently in Use | 10000 | Steel | Federally Regulated | None | Impressed Current Cathodic Protection | Regular Unleaded | 1981 |  |  |  | double walled, Plastic
971 | GREAT PLAINS TIRE & SERVICE | 202 W 2ND ST | CURTIS | 69025 | FRONTIER | GREAT PLAINS TIRE & SERVICE | PO BOX 47 | MAYWOOD | NE | 69038 | 2 | Currently in Use | 10000 | Steel | Federally Regulated | None | Impressed Current Cathodic Protection | E-10 | 1981 |  |  |  | double walled, Plastic
971 | GREAT PLAINS TIRE & SERVICE | 202 W 2ND ST | CURTIS | 69025 | FRONTIER | GREAT PLAINS TIRE & SERVICE | PO BOX 47 | MAYWOOD | NE | 69038 | 3 | Currently in Use | 10000 | Steel | Federally Regulated | None | Impressed Current Cathodic Protection | #2 Diesel | 1981 |  |  |  | double walled, Plastic
11587 | GREAT PLAINS TIRE & SERVICE | 111 W 2ND ST | CURTIS | 69025 | FRONTIER | GREAT PLAINS TIRE & SERVICE | PO BOX 47 | MAYWOOD | NE | 69038 | 3 | Currently in Use | 4000 | Steel | Heating Oil | Unknown | Galvanic/Sacrificial Current Cathodic Protection, Painted(e.g., asphaltic), STIP3 Tank | Used Oil | 1999 |  |  |  | Plastic
11587 | GREAT PLAINS TIRE & SERVICE | 111 W 2ND ST | CURTIS | 69025 | FRONTIER | GREAT PLAINS TIRE & SERVICE | PO BOX 47 | MAYWOOD | NE | 69038 | 4 | Currently in Use | 4000 | Steel | Federally Regulated | None | Galvanic/Sacrificial Current Cathodic Protection, Painted(e.g., asphaltic), STIP3 Tank | #2 Diesel | 1999 |  |  |  | Fiberglass Reinforced Plastic
971 | GREAT PLAINS TIRE & SERVICE | 202 W 2ND ST | CURTIS | 69025 | FRONTIER | GREAT PLAINS TIRE & SERVICE | PO BOX 47 | MAYWOOD | NE | 69038 | 4 | Currently in Use | 10000 | Steel | Federally Regulated | None | Impressed Current Cathodic Protection | #2 Diesel | 1981 |  |  |  | double walled, Plastic
5910 | WELLS FLYING SERVICES LLC | 39427 HIGHWAY 23 | CURTIS | 69025 | FRONTIER | WELLS FLYING SERVICES LLC | 1425 BREWSTER RD | HOLDREGE | NE | 68949 | 3 | Currently in Use | 12000 | Jacketed | Federally Regulated | None | Vinyl Jacket | , Other->JET A | 1999 |  |  | Double Walled | Fiberglass Reinforced Plastic
3446 | BEERMANN BROS DEHY | 1722 HAMLIN AVE | DAKOTA CITY | 68731 | DAKOTA | AGRI S & D INC | PO BOX 158 | DAKOTA CITY | NE | 68731 | 1 | Permanently Out of Use | 10000 | Steel | Federally Regulated | Unknown | Painted(e.g., asphaltic) | #2 Diesel, Empty | 1980 |  |  |  | Steel
3446 | BEERMANN BROS DEHY | 1722 HAMLIN AVE | DAKOTA CITY | 68731 | DAKOTA | AGRI S & D INC | PO BOX 158 | DAKOTA CITY | NE | 68731 | 2 | Permanently Out of Use | 4000 | Steel | Federally Regulated | Unknown | Painted(e.g., asphaltic) | Empty, Regular Unleaded | 1980 |  |  |  | Steel
3446 | BEERMANN BROS DEHY | 1722 HAMLIN AVE | DAKOTA CITY | 68731 | DAKOTA | AGRI S & D INC | PO BOX 158 | DAKOTA CITY | NE | 68731 | 3 | Permanently Out of Use | 4000 | Steel | Federally Regulated | Unknown | Painted(e.g., asphaltic) | Empty, Regular Unleaded | 1980 |  |  |  | Steel
8308 | DAKOTA FOOD & FUEL | 515 N 14TH ST | DAKOTA CITY | 68731 | DAKOTA | SITWAT KHOKHAR | 302 1ST ST | SERGEANT BLUFF | IA | 51054 | 1 | Currently in Use | 10000 | Steel | Federally Regulated | None | Impressed Current Cathodic Protection | Regular Unleaded | 1982 |  |  |  | Fiberglass Reinforced Plastic
8308 | DAKOTA FOOD & FUEL | 515 N 14TH ST | DAKOTA CITY | 68731 | DAKOTA | SITWAT KHOKHAR | 302 1ST ST | SERGEANT BLUFF | IA | 51054 | 2 | Currently in Use | 6000 | Steel | Federally Regulated | None | Impressed Current Cathodic Protection | Regular Unleaded | 1982 |  |  |  | Fiberglass Reinforced Plastic
6713 | GLOVER PAINTING & DECORATING | MILLIS BEACH RD RR 1 | DAKOTA CITY | 68731 | DAKOTA | GLOVER PAINTING & DECORATING | PO BOX 867 | SOUTH SIOUX CITY | NE | 68776 | 1 | Permanently Out of Use | 500 | Unknown | Federally Regulated | Unknown | Unknown | Regular Unleaded | 1901 | 12/1/1979 |  |  | Unknown
6471 | LEO ORTICILL | 1804 BROADWAY | DAKOTA CITY | 68731 | DAKOTA | LEO TORTICILL | PO BOX 451 | DAKOTA CITY | NE | 68731 | 1 | Permanently Out of Use | 3000 | Steel | Federally Regulated | Unknown | TAR | Other->HALF SAND FILLED 1987, Regular Unleaded | 1969 | 6/1/1986 |  |  | Steel
6471 | LEO ORTICILL | 1804 BROADWAY | DAKOTA CITY | 68731 | DAKOTA | LEO TORTICILL | PO BOX 451 | DAKOTA CITY | NE | 68731 | 2 | Permanently Out of Use | 5000 | Steel | Federally Regulated | Unknown | TAR | Other->HALF SAND FILLED 1987, Regular Unleaded | 1969 | 6/1/1987 |  |  | Steel
6471 | LEO ORTICILL | 1804 BROADWAY | DAKOTA CITY | 68731 | DAKOTA | LEO TORTICILL | PO BOX 451 | DAKOTA CITY | NE | 68731 | 3 | Permanently Out of Use | 5000 | Steel | Federally Regulated | Unknown | TAR | Other->HALF SAND FILLED 1987, Regular Unleaded | 1969 | 6/1/1987 |  |  | Steel
6471 | LEO ORTICILL | 1804 BROADWAY | DAKOTA CITY | 68731 | DAKOTA | LEO TORTICILL | PO BOX 451 | DAKOTA CITY | NE | 68731 | 4 | Permanently Out of Use | 2000 | Steel | Federally Regulated | Unknown | Unknown | #2 Diesel, Other->HALF SAND FILLED 1987 | 1969 | 6/1/1987 |  |  | Unknown
6471 | LEO ORTICILL | 1804 BROADWAY | DAKOTA CITY | 68731 | DAKOTA | LEO TORTICILL | PO BOX 451 | DAKOTA CITY | NE | 68731 | 5 | Permanently Out of Use | 99999 | Unknown | Federally Regulated | Unknown | Unknown | Mixed, Other->HALF SAND FILLED 1987 | 1901 | 6/1/1987 |  |  | Unknown
6471 | LEO ORTICILL | 1804 BROADWAY | DAKOTA CITY | 68731 | DAKOTA | LEO TORTICILL | PO BOX 451 | DAKOTA CITY | NE | 68731 | 6 | Permanently Out of Use | 99999 | Unknown | Federally Regulated | Unknown | Unknown | Mixed, Other->HALF SAND FILLED 1987 | 1901 | 6/1/1987 |  |  | Unknown
1607 | ROBERT POPPEN | HC 77 BOX 41 | DALTON | 69131 | CHEYENNE | ROBERT POPPEN | HC 77 BOX 41 | DALTON | NE | 69131 | 1 | Permanently Out of Use | 2000 | Steel | Federally Regulated | None | Painted(e.g., asphaltic) | #2 Diesel | 1984 |  |  |  | Steel
6593 | DOUG & SON | GRANDVILLE AVE | DANBURY | 69026 | RED WILLOW | DANBURY OIL CO/ALFRED HAAG | GRANDVILLE AVE | DANBURY | NE | 69026 | 1 | Permanently Out of Use | 6000 | Steel | Federally Regulated | Unknown | Painted(e.g., asphaltic) | Regular Unleaded | 1974 | 12/1/1992 |  |  | Steel
6593 | DOUG & SON | GRANDVILLE AVE | DANBURY | 69026 | RED WILLOW | DANBURY OIL CO/ALFRED HAAG | GRANDVILLE AVE | DANBURY | NE | 69026 | 2 | Permanently Out of Use | 8000 | Steel | Federally Regulated | None | Painted(e.g., asphaltic) |  | 1980 | 12/1/1992 |  |  | Fiberglass Reinforced Plastic
3945 | AURORA COOPERATIVE | 223 S MILL ST | DANNEBROG | 68831 | HOWARD | AURORA COOPERATIVE ETHANOL LLC | PO BOX 209 | AURORA | NE | 68818-0209 | 3 | Currently in Use | 2000 | Steel | Federally Regulated | None | Galvanic/Sacrificial Current Cathodic Protection, STIP3 Tank | Regular Unleaded | 1991 |  |  |  | Fiberglass Reinforced Plastic
3945 | AURORA COOPERATIVE | 223 S MILL ST | DANNEBROG | 68831 | HOWARD | AURORA COOPERATIVE ETHANOL LLC | PO BOX 209 | AURORA | NE | 68818-0209 | 4 | Currently in Use | 1000 | Steel | Federally Regulated | None | Galvanic/Sacrificial Current Cathodic Protection, STIP3 Tank | Regular Unleaded | 1991 |  |  |  | Fiberglass Reinforced Plastic
3945 | AURORA COOPERATIVE | 223 S MILL ST | DANNEBROG | 68831 | HOWARD | AURORA COOPERATIVE ETHANOL LLC | PO BOX 209 | AURORA | NE | 68818-0209 | 5 | Currently in Use | 1000 | Steel | Federally Regulated | None | Galvanic/Sacrificial Current Cathodic Protection, STIP3 Tank | #2 Diesel | 1991 |  |  |  | Fiberglass Reinforced Plastic
961 | DANNEBROG COUNTY SHOP | 2 ELM ST | DANNEBROG | 68831 | HOWARD | HOWARD COUNTY ROAD DEPT | 408 ELM ST PO BOX 25 | ST PAUL | NE | 68873 | 1 | Currently in Use | 1000 | Steel | Federally Regulated | None | Galvanic/Sacrificial Current Cathodic Protection, STIP3 Tank | #2 Diesel | 1991 |  |  |  | Fiberglass Reinforced Plastic
3456 | GARY CHRISTENSEN | RR 1 BOX 77 | DANNEBROG | 68831 | HOWARD | GARY CHRISTENSEN | RR 1 BOX 77 | DANNEBROG | NE | 68831 | 1 | Permanently Out of Use | 2000 | Steel | Federally Regulated | None, Unknown | Painted(e.g., asphaltic) | #2 Diesel | 1966 |  |  |  | Steel
6327 | DAVENPORT SERVICE INC | 2ND & B ST | DAVENPORT | 68335 | THAYER | LESTER & NANCY KAENEL | PO BOX 219 | DAVENPORT | NE | 68335 | 1 | Permanently Out of Use | 2500 | Steel | Federally Regulated | None | Painted(e.g., asphaltic), STIP3 Tank | #2 Diesel | 1988 | 8/1/1996 |  |  | Fiberglass Reinforced Plastic
6327 | DAVENPORT SERVICE INC | 2ND & B ST | DAVENPORT | 68335 | THAYER | LESTER & NANCY KAENEL | PO BOX 219 | DAVENPORT | NE | 68335 | 2 | Permanently Out of Use | 2500 | Steel | Federally Regulated | None | Painted(e.g., asphaltic), STIP3 Tank | Regular Unleaded | 1989 | 8/1/1996 |  |  | Fiberglass Reinforced Plastic
6327 | DAVENPORT SERVICE INC | 2ND & B ST | DAVENPORT | 68335 | THAYER | LESTER & NANCY KAENEL | PO BOX 219 | DAVENPORT | NE | 68335 | 3 | Permanently Out of Use | 2500 | Steel | Federally Regulated | None | Painted(e.g., asphaltic), STIP3 Tank | Regular Unleaded | 1989 | 8/1/1996 |  |  | Fiberglass Reinforced Plastic
8887 | BUTLER COUNTY HOSPITAL | 372 S 9TH ST | DAVID CITY | 68632 | BUTLER | BUTLER COUNTY HOSPITAL | 372 S 9TH ST | DAVID CITY | NE | 68632 | 3 | Currently in Use | 4000 | Composite | Heating Oil | None | Fiberglass Reinforced Plastic Coated | #2 Diesel | 1995 |  |  |  | Plastic, STEEL TO GENERATOR
1909 | NORTHSIDE INC | 1652 N 4TH ST | DAVID CITY | 68632 | BUTLER | NORTHSIDE INC | 1652 N 4TH ST | DAVID CITY | NE | 68632 | 1 | Currently in Use | 6000 | Steel | Federally Regulated | Internal Lining(e.g., epoxy resins) | Impressed Current Cathodic Protection | E-10 | 1974 |  |  |  | Fiberglass Reinforced Plastic
1909 | NORTHSIDE INC | 1652 N 4TH ST | DAVID CITY | 68632 | BUTLER | NORTHSIDE INC | 1652 N 4TH ST | DAVID CITY | NE | 68632 | 2 | Currently in Use | 10000 | Steel | Federally Regulated | Internal Lining(e.g., epoxy resins) | Impressed Current Cathodic Protection | Regular Unleaded | 1974 |  |  |  | Fiberglass Reinforced Plastic
1909 | NORTHSIDE INC | 1652 N 4TH ST | DAVID CITY | 68632 | BUTLER | NORTHSIDE INC | 1652 N 4TH ST | DAVID CITY | NE | 68632 | 3 | Currently in Use | 2000 | Steel | Federally Regulated | Internal Lining(e.g., epoxy resins) | Impressed Current Cathodic Protection | #2 Diesel | 1978 |  |  |  | Fiberglass Reinforced Plastic
1909 | NORTHSIDE INC | 1652 N 4TH ST | DAVID CITY | 68632 | BUTLER | NORTHSIDE INC | 1652 N 4TH ST | DAVID CITY | NE | 68632 | 4 | Currently in Use | 10000 | Steel | Federally Regulated | Internal Lining(e.g., epoxy resins) | Impressed Current Cathodic Protection | #2 Diesel | 1978 |  |  |  | Fiberglass Reinforced Plastic
1909 | NORTHSIDE INC | 1652 N 4TH ST | DAVID CITY | 68632 | BUTLER | NORTHSIDE INC | 1652 N 4TH ST | DAVID CITY | NE | 68632 | 5 | Currently in Use | 6000 | Steel | Federally Regulated | Internal Lining(e.g., epoxy resins) | Impressed Current Cathodic Protection | #1 Diesel | 1978 |  |  |  | Fiberglass Reinforced Plastic
6966 | RAY METZNER | IMPLEMENT BLDG S HWY 15 & 92 | DAVID CITY | 68632 | BUTLER | RAY METZNER | S HWY 15 & 92 | DAVID CITY | NE | 68632 | 1 | Permanently Out of Use | 500 | Steel | Federally Regulated | Unknown | Unknown | Empty | 1976 | 6/1/1987 |  |  | Steel
667 | RB CORNER STOP | 405 D ST | DAVID CITY | 68632 | BUTLER | FRONTIER COOPERATIVE CO | PO BOX 37 | BRAINARD | NE | 68626-0037 | 1 | Currently in Use | 6000 | Steel | Federally Regulated | Internal Lining(e.g., epoxy resins) | Impressed Current Cathodic Protection | Regular Unleaded | 1967 |  |  |  | Plastic
667 | RB CORNER STOP | 405 D ST | DAVID CITY | 68632 | BUTLER | FRONTIER COOPERATIVE CO | PO BOX 37 | BRAINARD | NE | 68626-0037 | 2 | Currently in Use | 8000 | Steel | Federally Regulated | None | Impressed Current Cathodic Protection, Painted(e.g., asphaltic), STIP3 Tank | Regular Unleaded | 1985 |  |  |  | Plastic
667 | RB CORNER STOP | 405 D ST | DAVID CITY | 68632 | BUTLER | FRONTIER COOPERATIVE CO | PO BOX 37 | BRAINARD | NE | 68626-0037 | 4 | Currently in Use | 5000 | Composite | Federally Regulated | None | Fiberglass Reinforced Plastic Coated | #2 Diesel, E-85 | 2003 |  |  |  | Fiberglass Reinforced Plastic
4094 | SPEEDEE MART #2723 | 1510 4TH ST | DAVID CITY | 68632 | BUTLER | DANCO II CB LLC | PO BOX 10 | VALENTINE | NE | 69201-0010 | 2 | Currently in Use | 6000 | Steel | Federally Regulated | None | Galvanic/Sacrificial Current Cathodic Protection, STIP3 Tank | Premium Unleaded | 1987 |  |  |  | Plastic
4094 | SPEEDEE MART #2723 | 1510 4TH ST | DAVID CITY | 68632 | BUTLER | DANCO II CB LLC | PO BOX 10 | VALENTINE | NE | 69201-0010 | 3 | Currently in Use | 6000 | Steel | Federally Regulated | None | Galvanic/Sacrificial Current Cathodic Protection, STIP3 Tank | #2 Diesel | 1987 |  |  |  | Plastic
4094 | SPEEDEE MART #2723 | 1510 4TH ST | DAVID CITY | 68632 | BUTLER | DANCO II CB LLC | PO BOX 10 | VALENTINE | NE | 69201-0010 | 4 | Currently in Use | 10000 | Fiberglass Reinforced Plastic | Federally Regulated | None | None | E-10 | 1998 |  |  |  | Plastic
8784 | DAWSON VERDON SCHOOLS (Former) | 511 NEMAHA ST | DAWSON | 68337 | RICHARDSON | DAVE RAMSEY | 511 NEMAHA ST | DAWSON | NE | 68337 | 1 | Permanently Out of Use | 4000 | Steel | Heating Oil | Unknown | Impressed Current Cathodic Protection | Heating Oil 2 | 1900 | 5/1/2011
4911 | FARMERS COOPERATIVE - DAYKIN | 708 FRANCIS | DAYKIN | 68338 | JEFFERSON | FARMERS COOPERATIVE | PO BOX 263 | DORCHESTER | NE | 68343-0263 | 1 | Currently in Use | 6000 | Steel | Federally Regulated | None | Galvanic/Sacrificial Current Cathodic Protection, STIP3 Tank | Regular Unleaded | 1987 |  |  |  | Fiberglass Reinforced Plastic
4911 | FARMERS COOPERATIVE - DAYKIN | 708 FRANCIS | DAYKIN | 68338 | JEFFERSON | FARMERS COOPERATIVE | PO BOX 263 | DORCHESTER | NE | 68343-0263 | 2 | Currently in Use | 6000 | Steel | Federally Regulated | None | Galvanic/Sacrificial Current Cathodic Protection, STIP3 Tank | #2 Diesel | 1987 |  |  |  | Fiberglass Reinforced Plastic
6368 | DECATUR EXPRESS | 702 S BROADWAY | DECATUR | 68020 | BURT | KENEM LLC | PO BOX 128 | DECATUR | NE | 68020 | 4 | Currently in Use | 6000 | Fiberglass Reinforced Plastic | Federally Regulated | None | None | Premium Unleaded | 1998 |  |  |  | Fiberglass Reinforced Plastic
6368 | DECATUR EXPRESS | 702 S BROADWAY | DECATUR | 68020 | BURT | KENEM LLC | PO BOX 128 | DECATUR | NE | 68020 | 5 | Currently in Use | 6000 | Fiberglass Reinforced Plastic | Federally Regulated | None | None | #2 Diesel | 1998 |  |  |  | Fiberglass Reinforced Plastic
6368 | DECATUR EXPRESS | 702 S BROADWAY | DECATUR | 68020 | BURT | KENEM LLC | PO BOX 128 | DECATUR | NE | 68020 | 6 | Currently in Use | 6000 | Fiberglass Reinforced Plastic | Federally Regulated | None | None | Premium Unleaded | 1998 |  |  |  | Fiberglass Reinforced Plastic
6368 | DECATUR EXPRESS | 702 S BROADWAY | DECATUR | 68020 | BURT | KENEM LLC | PO BOX 128 | DECATUR | NE | 68020 | 7 | Currently in Use | 10000 | Fiberglass Reinforced Plastic | Federally Regulated | None | None | E-10 | 1998 |  |  |  | Fiberglass Reinforced Plastic
11397 | SUPER C #10 | 7229 LANCASTER ST | DENTON | 68339 | LANCASTER | SUPER C/HERGERT OIL | 6221 S 58TH ST STE B | LINCOLN | NE | 68516 | 1 | Currently in Use | 8000 | Jacketed | Federally Regulated | None | Fiberglass Reinforced Plastic Coated | E-10 | 1995 |  |  | Double Walled | Double walled, Plastic
11397 | SUPER C #10 | 7229 LANCASTER ST | DENTON | 68339 | LANCASTER | SUPER C/HERGERT OIL | 6221 S 58TH ST STE B | LINCOLN | NE | 68516 | 2 | Currently in Use | 6300 | Jacketed | Federally Regulated | None | Fiberglass Reinforced Plastic Coated | Regular Unleaded | 1995 |  |  | Double Walled | Double walled, Plastic
11397 | SUPER C #10 | 7229 LANCASTER ST | DENTON | 68339 | LANCASTER | SUPER C/HERGERT OIL | 6221 S 58TH ST STE B | LINCOLN | NE | 68516 | 3 | Currently in Use | 3700 | Jacketed | Federally Regulated | None | Fiberglass Reinforced Plastic Coated | #2 Diesel | 1995 |  |  | Double Walled | Double walled, Plastic
11160 | C & M SUPPLY | 101 1ST ST | DESHLER | 68340 | THAYER | C & M SUPPLY INC | PO BOX 8 | RUSKIN | NE | 68974-0008 | 1 | Currently in Use | 10000 | Steel | Federally Regulated | None | Galvanic/Sacrificial Current Cathodic Protection, Painted(e.g., asphaltic), STIP3 Tank | Regular Unleaded | 1993 |  |  |  | Fiberglass Reinforced Plastic
11160 | C & M SUPPLY | 101 1ST ST | DESHLER | 68340 | THAYER | C & M SUPPLY INC | PO BOX 8 | RUSKIN | NE | 68974-0008 | 2 | Currently in Use | 4000 | Steel | Federally Regulated | None | Galvanic/Sacrificial Current Cathodic Protection, Painted(e.g., asphaltic), STIP3 Tank | Regular Unleaded | 1993 |  |  |  | Fiberglass Reinforced Plastic
11160 | C & M SUPPLY | 101 1ST ST | DESHLER | 68340 | THAYER | C & M SUPPLY INC | PO BOX 8 | RUSKIN | NE | 68974-0008 | 3 | Currently in Use | 6000 | Steel | Federally Regulated | None | Galvanic/Sacrificial Current Cathodic Protection, Painted(e.g., asphaltic), STIP3 Tank | #2 Diesel | 1993 |  |  |  | Fiberglass Reinforced Plastic
7006 | NUTRIEN AG SOLUTIONS | 5372 HWY 136 | DESHLER | 68340 | THAYER | NUTRIEN AG SOLUTIONS | 3005 ROCKY MOUNTAIN AVE | LOVELAND | CO | 80538 | 1 | Currently in Use | 2000 | Steel | Federally Regulated | None | Galvanic/Sacrificial Current Cathodic Protection, Painted(e.g., asphaltic), STIP3 Tank | #2 Diesel | 1986 |  |  |  | Plastic
7006 | NUTRIEN AG SOLUTIONS | 5372 HWY 136 | DESHLER | 68340 | THAYER | NUTRIEN AG SOLUTIONS | 3005 ROCKY MOUNTAIN AVE | LOVELAND | CO | 80538 | 2 | Currently in Use | 2000 | Steel | Federally Regulated | None | Galvanic/Sacrificial Current Cathodic Protection, Painted(e.g., asphaltic), STIP3 Tank | Regular Unleaded | 1986 |  |  |  | Plastic
7006 | NUTRIEN AG SOLUTIONS | 5372 HWY 136 | DESHLER | 68340 | THAYER | NUTRIEN AG SOLUTIONS | 3005 ROCKY MOUNTAIN AVE | LOVELAND | CO | 80538 | 3 | Currently in Use | 2000 | Steel | Federally Regulated | None | Galvanic/Sacrificial Current Cathodic Protection, Painted(e.g., asphaltic), STIP3 Tank | E-10 | 1986 |  |  |  | Plastic
11478 | STRUVE ENTERPRISES | 711 4TH ST (IN ALLEY) | DESHLER | 68340 | THAYER | STRUVE ENTERPRISES | 307 ALICE | DESHLER | NE | 68340 | 1 | Permanently Out of Use | 1000 | Unknown | Federally Regulated |  |  |  | 1984 | 10/1/1994
11478 | STRUVE ENTERPRISES | 711 4TH ST (IN ALLEY) | DESHLER | 68340 | THAYER | STRUVE ENTERPRISES | 307 ALICE | DESHLER | NE | 68340 | 2 | Permanently Out of Use | 1000 | Unknown | Federally Regulated |  |  |  | 1984 | 10/1/1994
5807 | ZUCKER INC | 4TH & RAILWAY | DESHLER | 68340 | THAYER | ZUCKER INC | PO BOX 160 | DESHLER | NE | 68340 | 1 | Permanently Out of Use | 1500 | Steel | Federally Regulated | Unknown | Unknown | Other->WATER, Regular Unleaded | 1956 | 12/1/1985 |  |  | Steel
5807 | ZUCKER INC | 4TH & RAILWAY | DESHLER | 68340 | THAYER | ZUCKER INC | PO BOX 160 | DESHLER | NE | 68340 | 2 | Permanently Out of Use | 1500 | Steel | Federally Regulated | Unknown | Unknown | Other->WATER, Regular Unleaded | 1956 | 1/1/1975 |  |  | Steel
5807 | ZUCKER INC | 4TH & RAILWAY | DESHLER | 68340 | THAYER | ZUCKER INC | PO BOX 160 | DESHLER | NE | 68340 | 3 | Permanently Out of Use | 99999 | Steel | Federally Regulated | Unknown | Unknown | Other->WATER, Regular Unleaded | 1956 | 1/1/1975 |  |  | Steel
5807 | ZUCKER INC | 4TH & RAILWAY | DESHLER | 68340 | THAYER | ZUCKER INC | PO BOX 160 | DESHLER | NE | 68340 | 4 | Permanently Out of Use | 99999 | Steel | Federally Regulated | Unknown | Unknown | Kerosene, Other->WATER | 1956 | 1/1/1975 |  |  | Unknown
6834 | JAMES NEJEZCHLEB | RURAL | DEWEESE | 68934 | CLAY | JAMES ZEJEZCHLEB | RURAL | DEWEESE | NE | 68934 | 1 | Permanently Out of Use | 500 | Unknown | Federally Regulated | Unknown | Unknown | Regular Unleaded | 1956 | 1/1/1980 |  |  | Unknown
7527 | AYLWARD FARMS INC | 27312 S HERSHEY DICKENS RD | DICKENS | 69132 | LINCOLN | AYLWARD FARMS INC | 27312 S HERSHEY DICKENS RD | DICKENS | NE | 69132 | 1 | Permanently Out of Use | 2000 | Steel | Federally Regulated | None | Galvanic/Sacrificial Current Cathodic Protection, STIP3 Tank | Regular Unleaded | 1987 | 8/1/2010 |  |  | Steel
6034 | RUPPRECHT FIX N FILL | 305 COMMERCIAL ST | DILLER | 68342 | JEFFERSON | JOHN & PHYLLIS RUPPRECHT | 70215 581ST AVE | DILLER | NE | 68342 | 1 | Currently in Use | 6000 | Steel | Federally Regulated | None | Galvanic/Sacrificial Current Cathodic Protection, STIP3 Tank | Regular Unleaded | 1988
6034 | RUPPRECHT FIX N FILL | 305 COMMERCIAL ST | DILLER | 68342 | JEFFERSON | JOHN & PHYLLIS RUPPRECHT | 70215 581ST AVE | DILLER | NE | 68342 | 2 | Currently in Use | 6000 | Steel | Federally Regulated | None | Galvanic/Sacrificial Current Cathodic Protection, STIP3 Tank | Regular Unleaded | 1988
5349 | DIX TRUCK STOP | I-80 & DIX EXIT | DIX | 69133 | KIMBALL | GAY JOHNSONS INC | PO BOX 1829 | GRAND JUNCTION | CO | 81502 | 1 | Permanently Out of Use | 7000 | Steel | Federally Regulated | Unknown | Painted(e.g., asphaltic) | Regular Unleaded | 1974 |  |  |  | Steel
5349 | DIX TRUCK STOP | I-80 & DIX EXIT | DIX | 69133 | KIMBALL | GAY JOHNSONS INC | PO BOX 1829 | GRAND JUNCTION | CO | 81502 | 2 | Permanently Out of Use | 12000 | Steel | Federally Regulated | Unknown | Painted(e.g., asphaltic) | #2 Diesel | 1974 |  |  |  | Steel
5349 | DIX TRUCK STOP | I-80 & DIX EXIT | DIX | 69133 | KIMBALL | GAY JOHNSONS INC | PO BOX 1829 | GRAND JUNCTION | CO | 81502 | 3 | Permanently Out of Use | 4000 | Steel | Federally Regulated | Unknown | Painted(e.g., asphaltic) | Regular Unleaded | 1974 |  |  |  | Steel
5349 | DIX TRUCK STOP | I-80 & DIX EXIT | DIX | 69133 | KIMBALL | GAY JOHNSONS INC | PO BOX 1829 | GRAND JUNCTION | CO | 81502 | 4 | Permanently Out of Use | 5000 | Steel | Federally Regulated | Unknown | Painted(e.g., asphaltic) | #2 Diesel | 1974 |  |  |  | Steel
5349 | DIX TRUCK STOP | I-80 & DIX EXIT | DIX | 69133 | KIMBALL | GAY JOHNSONS INC | PO BOX 1829 | GRAND JUNCTION | CO | 81502 | 5 | Permanently Out of Use | 3000 | Steel | Federally Regulated | Unknown | Painted(e.g., asphaltic) | Regular Unleaded | 1974 |  |  |  | Steel
5349 | DIX TRUCK STOP | I-80 & DIX EXIT | DIX | 69133 | KIMBALL | GAY JOHNSONS INC | PO BOX 1829 | GRAND JUNCTION | CO | 81502 | 6 | Permanently Out of Use | 4000 | Steel | Federally Regulated | Unknown | Painted(e.g., asphaltic) | Regular Unleaded | 1974 |  |  |  | Steel
5639 | R & R SERVICE | 100 VINE ST | DIX | 69133 | KIMBALL | ROY & RUTH WURDEMAN | PO BOX 86 | DIX | NE | 69133 | 1 | Permanently Out of Use | 1000 | Steel | Federally Regulated | None | None | Empty | 1956 | 10/1/1999 |  |  | Steel
5639 | R & R SERVICE | 100 VINE ST | DIX | 69133 | KIMBALL | ROY & RUTH WURDEMAN | PO BOX 86 | DIX | NE | 69133 | 2 | Currently in Use | 2500 | Steel | Federally Regulated | Internal Lining(e.g., epoxy resins) | None | Regular Unleaded | 1956 |  |  |  | Fiberglass Reinforced Plastic
5639 | R & R SERVICE | 100 VINE ST | DIX | 69133 | KIMBALL | ROY & RUTH WURDEMAN | PO BOX 86 | DIX | NE | 69133 | 3 | Currently in Use | 2500 | Steel | Federally Regulated | Internal Lining(e.g., epoxy resins) | None | #2 Diesel | 1956 |  |  |  | Fiberglass Reinforced Plastic
5639 | R & R SERVICE | 100 VINE ST | DIX | 69133 | KIMBALL | ROY & RUTH WURDEMAN | PO BOX 86 | DIX | NE | 69133 | 4 | Permanently Out of Use | 1000 | Steel | Federally Regulated | None | None | #2 Diesel | 1956 | 8/1/2003 |  |  | Fiberglass Reinforced Plastic
5639 | R & R SERVICE | 100 VINE ST | DIX | 69133 | KIMBALL | ROY & RUTH WURDEMAN | PO BOX 86 | DIX | NE | 69133 | 5 | Currently in Use | 2000 | Steel | Federally Regulated | Internal Lining(e.g., epoxy resins) | None | #2 Diesel | 1956 |  |  |  | Fiberglass Reinforced Plastic
4562 | TEDDY OR DARLENE MCIRVIN | RR 1 BOX 3 | DIX | 69133 | KIMBALL | MCIRVIN, TEDDY/DARLENE | RR 1 BOX 3 | DIX | NE | 69133 | 1 | Permanently Out of Use | 2000 | Steel | Federally Regulated | Unknown | Painted(e.g., asphaltic) | #2 Diesel | 1978 |  |  |  | Steel
4562 | TEDDY OR DARLENE MCIRVIN | RR 1 BOX 3 | DIX | 69133 | KIMBALL | MCIRVIN, TEDDY/DARLENE | RR 1 BOX 3 | DIX | NE | 69133 | 2 | Permanently Out of Use | 2000 | Steel | Federally Regulated | Unknown | Painted(e.g., asphaltic) | Regular Unleaded | 1978 |  |  |  | Steel
5402 | COOPERATIVE SUPPLY INC | 1ST & FRONT ST | DODGE | 68633 | DODGE | COOPERATIVE SUPPLY INC | PO BOX 278 | DODGE | NE | 68633 | 4 | Currently in Use | 8000 | Composite | Federally Regulated | None | Fiberglass Reinforced Plastic Coated | Regular Unleaded | 1998 |  |  |  | Fiberglass Reinforced Plastic
5402 | COOPERATIVE SUPPLY INC | 1ST & FRONT ST | DODGE | 68633 | DODGE | COOPERATIVE SUPPLY INC | PO BOX 278 | DODGE | NE | 68633 | 5 | Currently in Use | 6000 | Composite | Federally Regulated | None | Fiberglass Reinforced Plastic Coated | Regular Unleaded | 1998 |  |  |  | Fiberglass Reinforced Plastic
5402 | COOPERATIVE SUPPLY INC | 1ST & FRONT ST | DODGE | 68633 | DODGE | COOPERATIVE SUPPLY INC | PO BOX 278 | DODGE | NE | 68633 | 6 | Currently in Use | 6000 | Composite | Federally Regulated | None | Fiberglass Reinforced Plastic Coated | #2 Diesel | 1998 |  |  |  | Fiberglass Reinforced Plastic
2287 | DODGE MINI MART | 815 2ND ST | DODGE | 68633 | DODGE | ROSS CAPPELLANO | 131 4TH ST | DODGE | NE | 68633 | 4 | Permanently Out of Use | 1000 | Composite | Federally Regulated | None | Fiberglass Reinforced Plastic Coated | #2 Diesel | 1999 |  |  |  | Fiberglass Reinforced Plastic
2287 | DODGE MINI MART | 815 2ND ST | DODGE | 68633 | DODGE | ROSS CAPPELLANO | 131 4TH ST | DODGE | NE | 68633 | 5 | Permanently Out of Use | 3000 | Composite | Federally Regulated | None | Fiberglass Reinforced Plastic Coated | Regular Unleaded | 1998 |  |  |  | Fiberglass Reinforced Plastic
2287 | DODGE MINI MART | 815 2ND ST | DODGE | 68633 | DODGE | ROSS CAPPELLANO | 131 4TH ST | DODGE | NE | 68633 | 6 | Permanently Out of Use | 3000 | Composite | Federally Regulated | None | Fiberglass Reinforced Plastic Coated | Regular Unleaded | 1998 |  |  |  | Fiberglass Reinforced Plastic
6575 | FORMER DODGE OIL CO | 232 2ND ST | DODGE | 68633 | DODGE | DILLON WAGNER | 252 N CEDAR ST | DODGE | NE | 68633 | 1 | Permanently Out of Use | 8000 | Steel | Federally Regulated | Internal Lining(e.g., epoxy resins) | Impressed Current Cathodic Protection | Regular Unleaded | 1969 | 7/1/2022
6575 | FORMER DODGE OIL CO | 232 2ND ST | DODGE | 68633 | DODGE | DILLON WAGNER | 252 N CEDAR ST | DODGE | NE | 68633 | 2 | Permanently Out of Use | 4000 | Steel | Federally Regulated | Internal Lining(e.g., epoxy resins), UPGRADE 98 | Impressed Current Cathodic Protection | Regular Unleaded | 1969 | 7/1/2022 |  |  | Fiberglass Reinforced Plastic
6575 | FORMER DODGE OIL CO | 232 2ND ST | DODGE | 68633 | DODGE | DILLON WAGNER | 252 N CEDAR ST | DODGE | NE | 68633 | 3 | Permanently Out of Use | 2000 | Steel | Federally Regulated | Internal Lining(e.g., epoxy resins) | Impressed Current Cathodic Protection | #2 Diesel | 1969 | 7/1/2022 |  |  | Fiberglass Reinforced Plastic
6575 | FORMER DODGE OIL CO | 232 2ND ST | DODGE | 68633 | DODGE | DILLON WAGNER | 252 N CEDAR ST | DODGE | NE | 68633 | 5 | Permanently Out of Use | 560 | Steel | Federally Regulated | None | Impressed Current Cathodic Protection, STIP3 Tank | Heating Oil 1 | 1998 | 7/1/2022 |  |  | Fiberglass Reinforced Plastic
2286 | JAMES PRUSS | RR 2 BOX 506 | DODGE | 68633 | CUMING | JAMES PRUSS | RR 2 BOX 506 | DODGE | NE | 68633 | 1 | Permanently Out of Use | 7800 | Steel | Federally Regulated | Unknown | Painted(e.g., asphaltic) | #2 Diesel | 1975 |  |  |  | Steel
5209 | GI FAT DOGS | 7436 S NINE BRIDGE RD | DONIPHAN | 68832 | HALL | WILKINSON DEVELOPMENT INC | PO BOX 768 | NORTH PLATTE | NE | 69103-0768 | 1 | Currently in Use | 6000 | Steel | Federally Regulated | Internal Lining(e.g., epoxy resins) | Impressed Current Cathodic Protection | E-10 | 1966 |  |  |  | Fiberglass Reinforced Plastic
5209 | GI FAT DOGS | 7436 S NINE BRIDGE RD | DONIPHAN | 68832 | HALL | WILKINSON DEVELOPMENT INC | PO BOX 768 | NORTH PLATTE | NE | 69103-0768 | 2 | Currently in Use | 6000 | Steel | Federally Regulated | Internal Lining(e.g., epoxy resins) | Impressed Current Cathodic Protection | E-10 | 1966 |  |  |  | Fiberglass Reinforced Plastic
5209 | GI FAT DOGS | 7436 S NINE BRIDGE RD | DONIPHAN | 68832 | HALL | WILKINSON DEVELOPMENT INC | PO BOX 768 | NORTH PLATTE | NE | 69103-0768 | 3 | Currently in Use | 6000 | Steel | Federally Regulated | Internal Lining(e.g., epoxy resins) | Impressed Current Cathodic Protection | Regular Unleaded | 1966 |  |  |  | Fiberglass Reinforced Plastic
5209 | GI FAT DOGS | 7436 S NINE BRIDGE RD | DONIPHAN | 68832 | HALL | WILKINSON DEVELOPMENT INC | PO BOX 768 | NORTH PLATTE | NE | 69103-0768 | 4 | Currently in Use | 4000 | Steel | Federally Regulated | Internal Lining(e.g., epoxy resins) | Impressed Current Cathodic Protection | Regular Unleaded | 1966 |  |  |  | Fiberglass Reinforced Plastic
8476 | NEBRASKA PUBLIC POWER DISTRICT | 2060 W Platte River Dr | DONIPHAN | 68832-1000 | HALL | NEBRASKA PUBLIC POWER DISTRICT ATTN KEITH KAREL | 1414 15TH ST | COLUMBUS | NE | 68602-0499 | 1 | Currently in Use | 10000 | Fiberglass Reinforced Plastic | Federally Regulated | None | None | #2 Diesel | 1992 |  |  | Double Walled | Fiberglass Reinforced Plastic
421 | PUMP & PANTRY #18 | 604 W 6TH | DONIPHAN | 68832 | HALL | BOSSELMAN PUMP & PANTRY INC | PO BOX 4905 | GRAND ISLAND | NE | 68802-4905 | 5 | Currently in Use | 12000 | Fiberglass Reinforced Plastic | Federally Regulated | None | None | Regular Unleaded | 1998 |  |  |  | Fiberglass Reinforced Plastic
421 | PUMP & PANTRY #18 | 604 W 6TH | DONIPHAN | 68832 | HALL | BOSSELMAN PUMP & PANTRY INC | PO BOX 4905 | GRAND ISLAND | NE | 68802-4905 | 6 | Currently in Use | 6000 | Fiberglass Reinforced Plastic | Federally Regulated | None | None | Regular Unleaded | 1998 |  |  |  | Fiberglass Reinforced Plastic
421 | PUMP & PANTRY #18 | 604 W 6TH | DONIPHAN | 68832 | HALL | BOSSELMAN PUMP & PANTRY INC | PO BOX 4905 | GRAND ISLAND | NE | 68802-4905 | 7 | Currently in Use | 6000 | Fiberglass Reinforced Plastic | Federally Regulated | None | None | #2 Diesel | 1998 |  |  |  | Fiberglass Reinforced Plastic
421 | PUMP & PANTRY #18 | 604 W 6TH | DONIPHAN | 68832 | HALL | BOSSELMAN PUMP & PANTRY INC | PO BOX 4905 | GRAND ISLAND | NE | 68802-4905 | 8 | Currently in Use | 6000 | Fiberglass Reinforced Plastic | Federally Regulated |  |  | Premium Unleaded | 2022 |  |  | Double Walled | Plastic
421 | PUMP & PANTRY #18 | 604 W 6TH | DONIPHAN | 68832 | HALL | BOSSELMAN PUMP & PANTRY INC | PO BOX 4905 | GRAND ISLAND | NE | 68802-4905 | 9 | Currently in Use | 6000 | Fiberglass Reinforced Plastic | Federally Regulated |  |  | E-98 | 2022 |  |  | Double Walled | Plastic
2694 | FARMERS COOPERATIVE - DORCHESTER | 208 W DEPOT | DORCHESTER | 68343 | SALINE | FARMERS COOPERATIVE | PO BOX 263 | DORCHESTER | NE | 68343-0263 | 12 | Currently in Use | 20000 | Jacketed | Federally Regulated | None | Poly Jacket | #2 Diesel | 1998
2694 | FARMERS COOPERATIVE - DORCHESTER | 208 W DEPOT | DORCHESTER | 68343 | SALINE | FARMERS COOPERATIVE | PO BOX 263 | DORCHESTER | NE | 68343-0263 | 13 | Currently in Use | 20000 | Jacketed | Federally Regulated | None | Poly Jacket | #2 Diesel | 1998
2694 | FARMERS COOPERATIVE - DORCHESTER | 208 W DEPOT | DORCHESTER | 68343 | SALINE | FARMERS COOPERATIVE | PO BOX 263 | DORCHESTER | NE | 68343-0263 | 14 | Currently in Use | 10000 | Jacketed | Federally Regulated | None | Poly Jacket | Regular Unleaded | 1998
2694 | FARMERS COOPERATIVE - DORCHESTER | 208 W DEPOT | DORCHESTER | 68343 | SALINE | FARMERS COOPERATIVE | PO BOX 263 | DORCHESTER | NE | 68343-0263 | 15 | Currently in Use | 10000 | Jacketed | Federally Regulated | None | Poly Jacket | Regular Unleaded | 1998
2694 | FARMERS COOPERATIVE - DORCHESTER | 208 W DEPOT | DORCHESTER | 68343 | SALINE | FARMERS COOPERATIVE | PO BOX 263 | DORCHESTER | NE | 68343-0263 | 16 | Currently in Use | 10000 | Jacketed | Federally Regulated | None | Poly Jacket | #2 Diesel | 1998
2694 | FARMERS COOPERATIVE - DORCHESTER | 208 W DEPOT | DORCHESTER | 68343 | SALINE | FARMERS COOPERATIVE | PO BOX 263 | DORCHESTER | NE | 68343-0263 | 17 | Currently in Use | 10000 | Jacketed | Federally Regulated | None | Poly Jacket | #2 Diesel | 1998
6730 | FRIEDLY OIL | 401 MINER ST | DU BOIS | 68345 | PAWNEE | FRIEDLY OIL LLC | 403 MINER ST | DU BOIS | NE | 68345 | 1 | Currently in Use | 2000 | Composite | Federally Regulated | None | Fiberglass Reinforced Plastic Coated | E-10 | 1985 |  |  |  | Fiberglass Reinforced Plastic
6730 | FRIEDLY OIL | 401 MINER ST | DU BOIS | 68345 | PAWNEE | FRIEDLY OIL LLC | 403 MINER ST | DU BOIS | NE | 68345 | 2 | Currently in Use | 2500 | Fiberglass Reinforced Plastic | Federally Regulated | None | None | #2 Diesel | 2010 |  |  | Double Walled | Plastic
6730 | FRIEDLY OIL | 401 MINER ST | DU BOIS | 68345 | PAWNEE | FRIEDLY OIL LLC | 403 MINER ST | DU BOIS | NE | 68345 | 3 | Currently in Use | 2500 | Fiberglass Reinforced Plastic | Federally Regulated | None | None | #2 Diesel, Other->RED | 2010 |  |  | Double Walled | Plastic
6835 | CLYDE DRAEGER | E EDGE OF DUNBAR | DUNBAR | 68346 | OTOE | BADE OIL CO | UNKNOWN | DUNBAR | NE | 68346 | 1 | Permanently Out of Use | 550 | Steel | Federally Regulated | Unknown | Unknown | Empty | 1946 | 6/1/1985 |  |  | Steel
6835 | CLYDE DRAEGER | E EDGE OF DUNBAR | DUNBAR | 68346 | OTOE | BADE OIL CO | UNKNOWN | DUNBAR | NE | 68346 | 2 | Permanently Out of Use | 400 | Steel | Federally Regulated | Unknown | Unknown | Empty | 1946 | 6/1/1985 |  |  | Steel
6835 | CLYDE DRAEGER | E EDGE OF DUNBAR | DUNBAR | 68346 | OTOE | BADE OIL CO | UNKNOWN | DUNBAR | NE | 68346 | 3 | Permanently Out of Use | 260 | Steel | Federally Regulated | Unknown | Unknown | Empty | 1974 | 6/1/1985 |  |  | Steel
5731 | T-BONE #2 | 903 HWY 30 | DUNCAN | 68634 | PLATTE | T-BONE TRUCK STOP INC | 4018 S 9TH ST | COLUMBUS | NE | 68601 | 1 | Currently in Use | 4000 | Steel | Federally Regulated | None | Galvanic/Sacrificial Current Cathodic Protection, STIP3 Tank | E-10 | 1989 |  |  |  | Fiberglass Reinforced Plastic
5731 | T-BONE #2 | 903 HWY 30 | DUNCAN | 68634 | PLATTE | T-BONE TRUCK STOP INC | 4018 S 9TH ST | COLUMBUS | NE | 68601 | 2 | Currently in Use | 4000 | Steel | Federally Regulated | None | Galvanic/Sacrificial Current Cathodic Protection, STIP3 Tank | E-10 | 1989 |  |  |  | Fiberglass Reinforced Plastic
5731 | T-BONE #2 | 903 HWY 30 | DUNCAN | 68634 | PLATTE | T-BONE TRUCK STOP INC | 4018 S 9TH ST | COLUMBUS | NE | 68601 | 3 | Currently in Use | 6000 | Steel | Federally Regulated | None | Galvanic/Sacrificial Current Cathodic Protection, STIP3 Tank | Premium Unleaded | 1989 |  |  |  | Fiberglass Reinforced Plastic
5731 | T-BONE #2 | 903 HWY 30 | DUNCAN | 68634 | PLATTE | T-BONE TRUCK STOP INC | 4018 S 9TH ST | COLUMBUS | NE | 68601 | 4 | Currently in Use | 6000 | Steel | Federally Regulated | None | Galvanic/Sacrificial Current Cathodic Protection, STIP3 Tank | #2 Diesel | 1989 |  |  |  | Fiberglass Reinforced Plastic
4935 | DAN HENRY SERVICES | HWY 2 | DUNNING | 68833 | BLAINE | DAN HENRY SERVICES | PO BOX 461 | DUNNING | NE | 68833 | 1 | Permanently Out of Use | 560 | Steel | Federally Regulated | None | None | #2 Diesel | 1900 |  |  |  | Steel
4935 | DAN HENRY SERVICES | HWY 2 | DUNNING | 68833 | BLAINE | DAN HENRY SERVICES | PO BOX 461 | DUNNING | NE | 68833 | 2 | Permanently Out of Use | 560 | Steel | Federally Regulated | None | None | Regular Unleaded | 1900 |  |  |  | Steel
6395 | THE SPUR | 41615 HIGHWAY 2 | DUNNING | 68833 | BLAINE | JODI L SWISHER | 41747 EVERGREEN LN | DUNNING | NE | 68833 | 1 | Currently in Use | 4000 | Steel | Federally Regulated | None | Galvanic/Sacrificial Current Cathodic Protection, STIP3 Tank | Regular Unleaded | 1988 |  |  |  | Fiberglass Reinforced Plastic
6395 | THE SPUR | 41615 HIGHWAY 2 | DUNNING | 68833 | BLAINE | JODI L SWISHER | 41747 EVERGREEN LN | DUNNING | NE | 68833 | 2 | Currently in Use | 4000 | Steel | Federally Regulated | None | Galvanic/Sacrificial Current Cathodic Protection, STIP3 Tank | E-10 | 1988 |  |  |  | Fiberglass Reinforced Plastic
6395 | THE SPUR | 41615 HIGHWAY 2 | DUNNING | 68833 | BLAINE | JODI L SWISHER | 41747 EVERGREEN LN | DUNNING | NE | 68833 | 3 | Currently in Use | 4000 | Steel | Federally Regulated | None | Galvanic/Sacrificial Current Cathodic Protection, STIP3 Tank | #2 Diesel | 1988 |  |  |  | Fiberglass Reinforced Plastic
6395 | THE SPUR | 41615 HIGHWAY 2 | DUNNING | 68833 | BLAINE | JODI L SWISHER | 41747 EVERGREEN LN | DUNNING | NE | 68833 | 4 | Currently in Use | 1000 | Steel | Federally Regulated | None | Galvanic/Sacrificial Current Cathodic Protection, STIP3 Tank | E-10 | 1988 |  |  |  | Fiberglass Reinforced Plastic
7577 | WILLIAM ZUTAVERN CATTLE CO | DISMAL RIVER RD | DUNNING | 68833 | BLAINE | WILLIAM ZUTAVERN CATTLE CO | PO BOX 158 | DUNNING | NE | 68833 | 1 | Permanently Out of Use | 8000 | Steel | Federally Regulated | None | Galvanic/Sacrificial Current Cathodic Protection, STIP3 Tank | Regular Unleaded | 1988 | 2/1/2013
7577 | WILLIAM ZUTAVERN CATTLE CO | DISMAL RIVER RD | DUNNING | 68833 | BLAINE | WILLIAM ZUTAVERN CATTLE CO | PO BOX 158 | DUNNING | NE | 68833 | 2 | Permanently Out of Use | 4000 | Steel | Federally Regulated | None | Galvanic/Sacrificial Current Cathodic Protection, STIP3 Tank | #2 Diesel | 1988 | 2/1/2013
12117 | ZUTAVERN RANCH CO | 41592 WILD HORSE CREEK RD | DUNNING | 68833 | BLAINE | CONRAD ZUTAVERN | PO BOX 209 | DUNNING | NE | 68833 | 3 | Currently in Use | 6000 | Jacketed | Federally Regulated | None | Poly Jacket | Regular Unleaded | 1999 |  |  | Double Walled | Steel
12117 | ZUTAVERN RANCH CO | 41592 WILD HORSE CREEK RD | DUNNING | 68833 | BLAINE | CONRAD ZUTAVERN | PO BOX 209 | DUNNING | NE | 68833 | 4 | Currently in Use | 6000 | Jacketed | Federally Regulated | None | Poly Jacket | #2 Diesel | 1999 |  |  | Double Walled | Steel
2172 | CHARLES LAVICKY | RR 1 | DWIGHT | 68635 | BUTLER | CHARLES LAVICKY | RR 1 | DWIGHT | NE | 68635 | 1 | Permanently Out of Use | 8000 | Steel | Federally Regulated | Unknown | Painted(e.g., asphaltic) | #2 Diesel | 1981 |  |  |  | Steel
8507 | DWIGHT PUMPS | 141 E MAPLE | DWIGHT | 68635 | BUTLER | FRONTIER COOPERATIVE CO | PO BOX 37 | BRAINARD | NE | 68626 | 1 | Currently in Use | 6000 | Steel | Federally Regulated | None | Galvanic/Sacrificial Current Cathodic Protection, Painted(e.g., asphaltic), STIP3 Tank | #2 Diesel | 1992 |  |  |  | Fiberglass Reinforced Plastic
8507 | DWIGHT PUMPS | 141 E MAPLE | DWIGHT | 68635 | BUTLER | FRONTIER COOPERATIVE CO | PO BOX 37 | BRAINARD | NE | 68626 | 2 | Currently in Use | 6000 | Steel | Federally Regulated | None | Galvanic/Sacrificial Current Cathodic Protection, Painted(e.g., asphaltic), STIP3 Tank | E-10 | 1992 |  |  |  | Fiberglass Reinforced Plastic
8507 | DWIGHT PUMPS | 141 E MAPLE | DWIGHT | 68635 | BUTLER | FRONTIER COOPERATIVE CO | PO BOX 37 | BRAINARD | NE | 68626 | 3 | Currently in Use | 6000 | Steel | Federally Regulated | None | Galvanic/Sacrificial Current Cathodic Protection, Painted(e.g., asphaltic), STIP3 Tank | Regular Unleaded | 1992 |  |  |  | Fiberglass Reinforced Plastic
12370 | BUEL TRUCKING INC | 300 S 214TH ST | EAGLE | 68347 | CASS | BUEL TRUCKING INC. | PO BOX 301 | EAGLE | NE | 68347 | 1 | Currently in Use | 20000 | Fiberglass Reinforced Plastic | Federally Regulated | None | None | #2 Diesel | 2006 |  |  |  | Fiberglass Reinforced Plastic
12370 | BUEL TRUCKING INC | 300 S 214TH ST | EAGLE | 68347 | CASS | BUEL TRUCKING INC. | PO BOX 301 | EAGLE | NE | 68347 | 2 | Currently in Use | 20000 | Fiberglass Reinforced Plastic | Federally Regulated | None | None | Other->#2 Dyed Diesel | 2006 |  |  |  | Fiberglass Reinforced Plastic
12370 | BUEL TRUCKING INC | 300 S 214TH ST | EAGLE | 68347 | CASS | BUEL TRUCKING INC. | PO BOX 301 | EAGLE | NE | 68347 | 3 | Currently in Use | 5000 | Fiberglass Reinforced Plastic | Heating Oil | Unknown | Unknown | Used Oil | 2006 |  |  |  | Fiberglass Reinforced Plastic
115 | CASEYS GENERAL STORE #2968 | 130 HWY 34 | EAGLE | 68347 | CASS | CASEYS RETAIL CO | PO BOX 3001 | ANKENY | IA | 50021-8045 | 6 | Currently in Use | 22000 | Fiberglass Reinforced Plastic | Federally Regulated |  |  | E-87 | 2020 |  |  | Double Walled | Plastic
115 | CASEYS GENERAL STORE #2968 | 130 HWY 34 | EAGLE | 68347 | CASS | CASEYS RETAIL CO | PO BOX 3001 | ANKENY | IA | 50021-8045 | 7 | Currently in Use | 22000 | Fiberglass Reinforced Plastic | Federally Regulated |  |  | #1 Diesel | 2020 |  |  | Double Walled | Plastic
115 | CASEYS GENERAL STORE #2968 | 130 HWY 34 | EAGLE | 68347 | CASS | CASEYS RETAIL CO | PO BOX 3001 | ANKENY | IA | 50021-8045 | 8 | Currently in Use | 10000 | Fiberglass Reinforced Plastic | Federally Regulated |  |  | Regular Unleaded | 2020 |  |  | Double Walled | Plastic
115 | CASEYS GENERAL STORE #2968 | 130 HWY 34 | EAGLE | 68347 | CASS | CASEYS RETAIL CO | PO BOX 3001 | ANKENY | IA | 50021-8045 | 9 | Currently in Use | 8000 | Fiberglass Reinforced Plastic | Federally Regulated |  |  | Premium Unleaded | 2020 |  |  | Double Walled | Plastic
115 | CASEYS GENERAL STORE #2968 | 130 HWY 34 | EAGLE | 68347 | CASS | CASEYS RETAIL CO | PO BOX 3001 | ANKENY | IA | 50021-8045 | 10 | Currently in Use | 8000 | Fiberglass Reinforced Plastic | Federally Regulated |  |  | E-85 | 2020 |  |  | Double Walled | Plastic
7 | EDDYVILLE PIT STOP | 509 CENTRAL AVE | EDDYVILLE | 68834 | DAWSON | CE CE LLC | 509 CENTRAL AVE | EDDYVILLE | NE | 68834 | 4 | Currently in Use | 1000 | Jacketed | Federally Regulated | None | Vinyl Jacket | #2 Diesel | 1998 |  |  | Double Walled | Fiberglass Reinforced Plastic
7 | EDDYVILLE PIT STOP | 509 CENTRAL AVE | EDDYVILLE | 68834 | DAWSON | CE CE LLC | 509 CENTRAL AVE | EDDYVILLE | NE | 68834 | 5 | Currently in Use | 1000 | Jacketed | Federally Regulated | None | Vinyl Jacket | Regular Unleaded | 1998 |  |  | Double Walled | Fiberglass Reinforced Plastic
2238 | WAIN KRANZ | HC 1 BOX 3 | EDDYVILLE | 68834 | DAWSON | WAIN KRANZ | HC 1 BOX 3 | EDDYVILLE | NE | 68834 | 1 | Permanently Out of Use | 1000 | Steel | Federally Regulated | None | Painted(e.g., asphaltic) | Regular Unleaded | 1980 |  |  |  | Steel
2238 | WAIN KRANZ | HC 1 BOX 3 | EDDYVILLE | 68834 | DAWSON | WAIN KRANZ | HC 1 BOX 3 | EDDYVILLE | NE | 68834 | 2 | Permanently Out of Use | 2000 | Steel | Federally Regulated | None | Painted(e.g., asphaltic) | #2 Diesel | 1980 |  |  |  | Steel
1219 | BRIANS REPAIR | 408 4TH ST | EDGAR | 68935 | CLAY | BRIANS REPAIR LLC | PO BOX 248 | EDGAR | NE | 68935 | 1 | Currently in Use | 6000 | Steel | Federally Regulated | Internal Lining(e.g., epoxy resins) | Impressed Current Cathodic Protection | Regular Unleaded | 1957 |  |  |  | Steel
1219 | BRIANS REPAIR | 408 4TH ST | EDGAR | 68935 | CLAY | BRIANS REPAIR LLC | PO BOX 248 | EDGAR | NE | 68935 | 2 | Currently in Use | 4000 | Steel | Federally Regulated | Internal Lining(e.g., epoxy resins) | Impressed Current Cathodic Protection | E-10 | 1957 |  |  |  | Steel
1219 | BRIANS REPAIR | 408 4TH ST | EDGAR | 68935 | CLAY | BRIANS REPAIR LLC | PO BOX 248 | EDGAR | NE | 68935 | 3 | Currently in Use | 4000 | Steel | Federally Regulated | Internal Lining(e.g., epoxy resins) | Impressed Current Cathodic Protection | #2 Diesel | 1957 |  |  |  | Steel
1219 | BRIANS REPAIR | 408 4TH ST | EDGAR | 68935 | CLAY | BRIANS REPAIR LLC | PO BOX 248 | EDGAR | NE | 68935 | 4 | Currently in Use | 4000 | Steel | Federally Regulated | Internal Lining(e.g., epoxy resins) | Impressed Current Cathodic Protection | #1 Diesel, Other->DYED | 1957 |  |  |  | Steel
1219 | BRIANS REPAIR | 408 4TH ST | EDGAR | 68935 | CLAY | BRIANS REPAIR LLC | PO BOX 248 | EDGAR | NE | 68935 | 5 | Currently in Use | 4000 | Steel | Federally Regulated | Internal Lining(e.g., epoxy resins) | Impressed Current Cathodic Protection | #1 Diesel, Other->DYED | 1957 |  |  |  | Steel
12017 | CROP PRODUCTION SERVICES | 30251 RD R | EDGAR | 68935 | CLAY | NUTRIEN AG SOLUTIONS | 3005 ROCKY MOUNTAIN AVE | LOVELAND | CO | 80538 | 1 | Currently in Use | 2000 | Steel | Federally Regulated | None | Impressed Current Cathodic Protection | E-10 | 1987 |  |  |  | scotch kote, Steel
12017 | CROP PRODUCTION SERVICES | 30251 RD R | EDGAR | 68935 | CLAY | NUTRIEN AG SOLUTIONS | 3005 ROCKY MOUNTAIN AVE | LOVELAND | CO | 80538 | 2 | Currently in Use | 2000 | Steel | Federally Regulated | None | Impressed Current Cathodic Protection | Regular Unleaded | 1987 |  |  |  | scotch kote, Steel
12017 | CROP PRODUCTION SERVICES | 30251 RD R | EDGAR | 68935 | CLAY | NUTRIEN AG SOLUTIONS | 3005 ROCKY MOUNTAIN AVE | LOVELAND | CO | 80538 | 3 | Currently in Use | 2000 | Steel | Federally Regulated | None | Impressed Current Cathodic Protection | #2 Diesel | 1987 |  |  |  | scotch kote, Steel
1220 | MIKEs SERVICE STATION INC | 108 N CENTER | EDGAR | 68935 | CLAY | UNKNOWN | UNKNOWN | UNKNOWN | NE | Unknown | 1 | Permanently Out of Use | 15000 | Steel | Federally Regulated | Unknown | Unknown | Empty, Regular Unleaded | 1926 |  |  |  | Unknown
1220 | MIKEs SERVICE STATION INC | 108 N CENTER | EDGAR | 68935 | CLAY | UNKNOWN | UNKNOWN | UNKNOWN | NE | Unknown | 2 | Permanently Out of Use | 15000 | Steel | Federally Regulated | Unknown | Unknown | #2 Diesel, Empty | 1926 |  |  |  | Unknown
1220 | MIKEs SERVICE STATION INC | 108 N CENTER | EDGAR | 68935 | CLAY | UNKNOWN | UNKNOWN | UNKNOWN | NE | Unknown | 3 | Permanently Out of Use | 10000 | Steel | Federally Regulated | Unknown | Unknown | #2 Diesel | 1926 |  |  |  | Unknown
1220 | MIKEs SERVICE STATION INC | 108 N CENTER | EDGAR | 68935 | CLAY | UNKNOWN | UNKNOWN | UNKNOWN | NE | Unknown | 4 | Permanently Out of Use | 10000 | Steel | Federally Regulated | Unknown | Unknown | #2 Diesel | 1926 |  |  |  | Unknown
1220 | MIKEs SERVICE STATION INC | 108 N CENTER | EDGAR | 68935 | CLAY | UNKNOWN | UNKNOWN | UNKNOWN | NE | Unknown | 5 | Permanently Out of Use | 4000 | Steel | Federally Regulated | Unknown | Unknown | Empty, Regular Unleaded | 1926 |  |  |  | Unknown
6209 | VICTOR MEYER | 4-1/2 S 2-1/2 E OF EDGAR | EDGAR | 68935 | NUCKOLLS | VICTOR MEYER | RR 1 BOX 120 | EDGAR | NE | 68935 | 1 | Permanently Out of Use | 6000 | Steel | Federally Regulated | None | TAR COVERING | #2 Diesel | 1980 | 10/1/1997 |  |  | Steel
6209 | VICTOR MEYER | 4-1/2 S 2-1/2 E OF EDGAR | EDGAR | 68935 | NUCKOLLS | VICTOR MEYER | RR 1 BOX 120 | EDGAR | NE | 68935 | 2 | Permanently Out of Use | 4000 | Steel | Federally Regulated | None | TAR COVERING | #2 Diesel | 1980 | 10/1/1997 |  |  | Steel
7942 | EDISON CARDTROL | 72133 N HWY 136 | EDISON | 68936 | FURNAS | AG VALLEY COOP | PO BOX 68 | EDISON | NE | 68936-0068 | 1 | Currently in Use | 10000 | Steel | Federally Regulated | Unknown | Galvanic/Sacrificial Current Cathodic Protection, Painted(e.g., asphaltic), STIP3 Tank | #2 Diesel | 1988 |  |  |  | Fiberglass Reinforced Plastic
7942 | EDISON CARDTROL | 72133 N HWY 136 | EDISON | 68936 | FURNAS | AG VALLEY COOP | PO BOX 68 | EDISON | NE | 68936-0068 | 2 | Currently in Use | 8000 | Steel | Federally Regulated | Unknown | Galvanic/Sacrificial Current Cathodic Protection, Painted(e.g., asphaltic), STIP3 Tank | E-10 | 1988 |  |  |  | Fiberglass Reinforced Plastic
7942 | EDISON CARDTROL | 72133 N HWY 136 | EDISON | 68936 | FURNAS | AG VALLEY COOP | PO BOX 68 | EDISON | NE | 68936-0068 | 3 | Currently in Use | 10000 | Steel | Federally Regulated | Unknown | Galvanic/Sacrificial Current Cathodic Protection, Painted(e.g., asphaltic), STIP3 Tank | E-10 | 1988 |  |  |  | Fiberglass Reinforced Plastic
4175 | CHARLIES STATION OF ELBA LLC | 1734 HWY 11 | ELBA | 68835 | HOWARD | CHARLIES STATION OF ELBA LLC | PO BOX 6 | ELBA | NE | 68835 | 4 | Currently in Use | 3000 | Fiberglass Reinforced Plastic | Federally Regulated | None | None | Regular Unleaded | 1999 |  |  |  | Fiberglass Reinforced Plastic
4175 | CHARLIES STATION OF ELBA LLC | 1734 HWY 11 | ELBA | 68835 | HOWARD | CHARLIES STATION OF ELBA LLC | PO BOX 6 | ELBA | NE | 68835 | 5 | Currently in Use | 3000 | Fiberglass Reinforced Plastic | Federally Regulated | None | None | Regular Unleaded | 1999 |  |  |  | Fiberglass Reinforced Plastic
11135 | ELBA PUBLIC SCHOOL | 711 CAROLINE ST | ELBA | 68835 | HOWARD | ELBA PUBLIC SCHOOLS | PO BOX 100 | ELBA | NE | 68835 | 2 | Currently in Use | 2000 | Fiberglass Reinforced Plastic | Heating Oil | None | None | Heating Oil 2 | 1999
11339 | ELGIN ONE STOP | 501 N 2ND ST | ELGIN | 68636 | ANTELOPE | KNBB ENTERPRISE LLC | PO BOX 246 | ELGIN | NE | 68636 | 1 | Currently in Use | 12000 | Fiberglass Reinforced Plastic | Federally Regulated | None | None | Regular Unleaded | 1995 |  |  |  | Plastic
11339 | ELGIN ONE STOP | 501 N 2ND ST | ELGIN | 68636 | ANTELOPE | KNBB ENTERPRISE LLC | PO BOX 246 | ELGIN | NE | 68636 | 2 | Currently in Use | 12000 | Fiberglass Reinforced Plastic | Federally Regulated | None | None | #2 Diesel | 1995 |  |  |  | Plastic
11339 | ELGIN ONE STOP | 501 N 2ND ST | ELGIN | 68636 | ANTELOPE | KNBB ENTERPRISE LLC | PO BOX 246 | ELGIN | NE | 68636 | 3 | Currently in Use | 4000 | Fiberglass Reinforced Plastic | Federally Regulated | None | None | E-95 | 1995 |  |  |  | Plastic
11339 | ELGIN ONE STOP | 501 N 2ND ST | ELGIN | 68636 | ANTELOPE | KNBB ENTERPRISE LLC | PO BOX 246 | ELGIN | NE | 68636 | 4 | Currently in Use | 8000 | Fiberglass Reinforced Plastic | Federally Regulated | None | None | #2 Diesel | 1995 |  |  |  | Plastic
11339 | ELGIN ONE STOP | 501 N 2ND ST | ELGIN | 68636 | ANTELOPE | KNBB ENTERPRISE LLC | PO BOX 246 | ELGIN | NE | 68636 | 5 | Currently in Use | 4000 | Fiberglass Reinforced Plastic | Federally Regulated |  |  | Premium Unleaded | 2020 |  |  | Double Walled | Plastic
11339 | ELGIN ONE STOP | 501 N 2ND ST | ELGIN | 68636 | ANTELOPE | KNBB ENTERPRISE LLC | PO BOX 246 | ELGIN | NE | 68636 | 6 | Currently in Use | 8000 | Fiberglass Reinforced Plastic | Federally Regulated |  |  | #1 Diesel | 2020 |  |  | Double Walled | Plastic
11290 | HOMETOWN STATION LLC | 210 N 2ND ST | ELGIN | 68636 | ANTELOPE | HOMETOWN STATION LLC | PO BOX 241 | ELGIN | NE | 68636 | 5 | Currently in Use | 4000 | Fiberglass Reinforced Plastic | Federally Regulated | None | None | Regular Unleaded | 1995 |  |  | Double Walled | Fiberglass Reinforced Plastic
11290 | HOMETOWN STATION LLC | 210 N 2ND ST | ELGIN | 68636 | ANTELOPE | HOMETOWN STATION LLC | PO BOX 241 | ELGIN | NE | 68636 | 6 | Currently in Use | 4000 | Fiberglass Reinforced Plastic | Federally Regulated | None | None | Regular Unleaded | 1995 |  |  | Double Walled | Fiberglass Reinforced Plastic
11290 | HOMETOWN STATION LLC | 210 N 2ND ST | ELGIN | 68636 | ANTELOPE | HOMETOWN STATION LLC | PO BOX 241 | ELGIN | NE | 68636 | 7 | Currently in Use | 4000 | Fiberglass Reinforced Plastic | Federally Regulated | None | None | #2 Diesel | 1995 |  |  | Double Walled | Fiberglass Reinforced Plastic
12848 | CASEYS GENERAL STORE #4027 | 3110 S 204TH ST | ELKHORN | 68022 | DOUGLAS | CASEYS RETAIL CO | PO BOX 3001 | ANKENY | IA | 50021-8045 | 1 | Currently in Use | 22000 | Fiberglass Reinforced Plastic | Federally Regulated |  |  | E-10 | 2022 |  |  | Double Walled | Plastic
12848 | CASEYS GENERAL STORE #4027 | 3110 S 204TH ST | ELKHORN | 68022 | DOUGLAS | CASEYS RETAIL CO | PO BOX 3001 | ANKENY | IA | 50021-8045 | 2 | Currently in Use | 14000 | Fiberglass Reinforced Plastic | Federally Regulated |  |  | , Other->B-11 | 2022 |  |  | Double Walled | Plastic
12848 | CASEYS GENERAL STORE #4027 | 3110 S 204TH ST | ELKHORN | 68022 | DOUGLAS | CASEYS RETAIL CO | PO BOX 3001 | ANKENY | IA | 50021-8045 | 3 | Currently in Use | 8000 | Fiberglass Reinforced Plastic | Federally Regulated |  |  | Regular Unleaded | 2022 |  |  | Double Walled | Plastic
12848 | CASEYS GENERAL STORE #4027 | 3110 S 204TH ST | ELKHORN | 68022 | DOUGLAS | CASEYS RETAIL CO | PO BOX 3001 | ANKENY | IA | 50021-8045 | 4 | Currently in Use | 8000 | Fiberglass Reinforced Plastic | Federally Regulated |  |  | Premium Unleaded | 2022 |  |  | Double Walled | Plastic
12848 | CASEYS GENERAL STORE #4027 | 3110 S 204TH ST | ELKHORN | 68022 | DOUGLAS | CASEYS RETAIL CO | PO BOX 3001 | ANKENY | IA | 50021-8045 | 5 | Currently in Use | 8000 | Fiberglass Reinforced Plastic | Federally Regulated |  |  | E-85 | 2022 |  |  | Double Walled | Plastic
11925 | CASEYS GENERAL STORE #6121 | 20402 VETERANS DR | ELKHORN | 68022 | DOUGLAS | CASEYS RETAIL CO | PO BOX 3001 | ANKENY | IA | 50021-8045 | 1 | Currently in Use | 10000 | Composite | Federally Regulated | None | Fiberglass Reinforced Plastic Coated | Regular Unleaded | 2001 |  |  |  | Fiberglass Reinforced Plastic
11925 | CASEYS GENERAL STORE #6121 | 20402 VETERANS DR | ELKHORN | 68022 | DOUGLAS | CASEYS RETAIL CO | PO BOX 3001 | ANKENY | IA | 50021-8045 | 2 | Currently in Use | 12000 | Composite | Federally Regulated | None | Fiberglass Reinforced Plastic Coated | Regular Unleaded | 2001 |  |  |  | Fiberglass Reinforced Plastic
11925 | CASEYS GENERAL STORE #6121 | 20402 VETERANS DR | ELKHORN | 68022 | DOUGLAS | CASEYS RETAIL CO | PO BOX 3001 | ANKENY | IA | 50021-8045 | 3 | Currently in Use | 8000 | Composite | Federally Regulated | None | Fiberglass Reinforced Plastic Coated | #2 Diesel | 2001 |  |  |  | Fiberglass Reinforced Plastic
11925 | CASEYS GENERAL STORE #6121 | 20402 VETERANS DR | ELKHORN | 68022 | DOUGLAS | CASEYS RETAIL CO | PO BOX 3001 | ANKENY | IA | 50021-8045 | 4 | Currently in Use | 4000 | Composite | Federally Regulated | None | Fiberglass Reinforced Plastic Coated | Regular Unleaded | 2001 |  |  |  | Fiberglass Reinforced Plastic
6187 | CIRCLE B BAR INC | 222 FLAVIN ST | ELKHORN | 68022 | DOUGLAS | WILBUR BULL | 222 FLAVIN ST | ELKHORN | NE | 68022 | 1 | Permanently Out of Use | 2000 | Steel | Federally Regulated | Unknown | Unknown | Empty | 1971 | 6/1/1974
6187 | CIRCLE B BAR INC | 222 FLAVIN ST | ELKHORN | 68022 | DOUGLAS | WILBUR BULL | 222 FLAVIN ST | ELKHORN | NE | 68022 | 2 | Permanently Out of Use | 1000 | Steel | Federally Regulated | Unknown | Unknown | Empty | 1971 | 7/1/1974
632 | KWIK SHOP #623 | 3103 N 204TH ST | ELKHORN | 68022 | DOUGLAS | KWIK SHOP INC | 165 FLANDERS RD | WESTBOROUGH | MA | 1581 | 3 | Currently in Use | 12000 | Fiberglass Reinforced Plastic | Federally Regulated | None | None | E-10 | 1999 |  |  |  | Plastic
632 | KWIK SHOP #623 | 3103 N 204TH ST | ELKHORN | 68022 | DOUGLAS | KWIK SHOP INC | 165 FLANDERS RD | WESTBOROUGH | MA | 1581 | 4 | Currently in Use | 12000 | Fiberglass Reinforced Plastic | Federally Regulated | None | None | Premium Unleaded | 1999 |  |  |  | Plastic
8826 | MOUNT MICHAEL BENEDICTINE SCHOOL | 22520 MOUNT MICHAEL RD | ELKHORN | 68022-3401 | DOUGLAS | MOUNT MICHAEL BENEDICTINE SCHOOL | 22520 MOUNT MICHAEL RD | ELKHORN | NE | 68022 | 5 | Currently in Use | 1000 | Composite | Federally Regulated | None | Fiberglass Reinforced Plastic Coated | Regular Unleaded | 1998 |  |  |  | Fiberglass Reinforced Plastic
732 | NEBRASKA DEPT OF TRANS | 2829 N 204TH ST | ELKHORN | 68022 | DOUGLAS | NEB DEPT OF TRANS | 5001 S 14TH ST | LINCOLN | NE | 68512 | 1 | Currently in Use | 4380 | Fiberglass Reinforced Plastic | Federally Regulated | None | Painted(e.g., asphaltic) | #1 Diesel, #2 Diesel | 1985 |  |  |  | Fiberglass Reinforced Plastic
7210 | OPPD ELKHORN SERVICE CTR | 1101 N 180TH ST | ELKHORN | 68022 | DOUGLAS | OMAHA PUBLIC POWER DIST | 444 S 16TH ST MALL | OMAHA | NE | 68102 | 1 | Currently in Use | 10000 | Fiberglass Reinforced Plastic | Federally Regulated | None | None | #2 Diesel | 1987 |  |  |  | Fiberglass Reinforced Plastic
7210 | OPPD ELKHORN SERVICE CTR | 1101 N 180TH ST | ELKHORN | 68022 | DOUGLAS | OMAHA PUBLIC POWER DIST | 444 S 16TH ST MALL | OMAHA | NE | 68102 | 2 | Currently in Use | 10000 | Fiberglass Reinforced Plastic | Federally Regulated | None | None | #2 Diesel | 1987 |  |  |  | Fiberglass Reinforced Plastic
7210 | OPPD ELKHORN SERVICE CTR | 1101 N 180TH ST | ELKHORN | 68022 | DOUGLAS | OMAHA PUBLIC POWER DIST | 444 S 16TH ST MALL | OMAHA | NE | 68102 | 3 | Currently in Use | 10000 | Fiberglass Reinforced Plastic | Federally Regulated | None | None | E-10 | 1987 |  |  |  | Fiberglass Reinforced Plastic
7210 | OPPD ELKHORN SERVICE CTR | 1101 N 180TH ST | ELKHORN | 68022 | DOUGLAS | OMAHA PUBLIC POWER DIST | 444 S 16TH ST MALL | OMAHA | NE | 68102 | 4 | Currently in Use | 550 | Fiberglass Reinforced Plastic | Federally Regulated | None | None | Used Oil | 1987
7210 | OPPD ELKHORN SERVICE CTR | 1101 N 180TH ST | ELKHORN | 68022 | DOUGLAS | OMAHA PUBLIC POWER DIST | 444 S 16TH ST MALL | OMAHA | NE | 68102 | 5 | Currently in Use | 550 | Fiberglass Reinforced Plastic | Federally Regulated | None | None | Used Oil | 1987
1772 | MORGANS COW POKE HAVEN | HWY 27 | ELLSWORTH | 69340 | SHERIDAN | MORGANS COW POKE HAVEN | 1ST & MAIN ST | ELLSWORTH | NE | 69340 | 1 | Permanently Out of Use | 500 | Steel | Federally Regulated | Unknown | Unknown | Regular Unleaded | 1966 |  |  |  | Steel
1772 | MORGANS COW POKE HAVEN | HWY 27 | ELLSWORTH | 69340 | SHERIDAN | MORGANS COW POKE HAVEN | 1ST & MAIN ST | ELLSWORTH | NE | 69340 | 2 | Permanently Out of Use | 500 | Steel | Federally Regulated | Unknown | Unknown | Regular Unleaded | 1966 |  |  |  | Steel
12886 | CASEYS GENERAL STORE #4303 | 5785 BUFFALO CREEK RD | ELM CREEK | 68836 | BUFFALO | CASEYS RETAIL CO | PO BOX 3001 | ANKENY | IA | 50021-8045 | 1 | Currently in Use | 22000 | Fiberglass Reinforced Plastic | Federally Regulated |  |  | E-15 | 2023 |  |  | Double Walled | Plastic
12886 | CASEYS GENERAL STORE #4303 | 5785 BUFFALO CREEK RD | ELM CREEK | 68836 | BUFFALO | CASEYS RETAIL CO | PO BOX 3001 | ANKENY | IA | 50021-8045 | 2 | Currently in Use | 30000 | Fiberglass Reinforced Plastic | Federally Regulated |  |  | B-5 | 2023 |  |  | Double Walled | Plastic
12886 | CASEYS GENERAL STORE #4303 | 5785 BUFFALO CREEK RD | ELM CREEK | 68836 | BUFFALO | CASEYS RETAIL CO | PO BOX 3001 | ANKENY | IA | 50021-8045 | 3 | Currently in Use | 14000 | Fiberglass Reinforced Plastic | Federally Regulated |  |  | Regular Unleaded | 2023 |  |  | Double Walled | Plastic
12886 | CASEYS GENERAL STORE #4303 | 5785 BUFFALO CREEK RD | ELM CREEK | 68836 | BUFFALO | CASEYS RETAIL CO | PO BOX 3001 | ANKENY | IA | 50021-8045 | 4 | Currently in Use | 8000 | Fiberglass Reinforced Plastic | Federally Regulated |  |  | Premium Unleaded | 2023 |  |  | Double Walled | Plastic
11993 | CHS AGRI SERVICE CENTER | 610 W FRONT ST | ELM CREEK | 68836 | BUFFALO | CHS INC | 310 LOGAN | HOLDREGE | NE | 68949 | 1 | Currently in Use | 6000 | Fiberglass Reinforced Plastic | Federally Regulated | None | None | Regular Unleaded | 1975 |  |  |  | Fiberglass Reinforced Plastic
11993 | CHS AGRI SERVICE CENTER | 610 W FRONT ST | ELM CREEK | 68836 | BUFFALO | CHS INC | 310 LOGAN | HOLDREGE | NE | 68949 | 2 | Currently in Use | 6000 | Fiberglass Reinforced Plastic | Federally Regulated | None | None | Other->#2 Dyed diesel | 1975 |  |  |  | Fiberglass Reinforced Plastic
11993 | CHS AGRI SERVICE CENTER | 610 W FRONT ST | ELM CREEK | 68836 | BUFFALO | CHS INC | 310 LOGAN | HOLDREGE | NE | 68949 | 3 | Currently in Use | 6000 | Fiberglass Reinforced Plastic | Federally Regulated | None | None | #2 Diesel | 1992 |  |  |  | Fiberglass Reinforced Plastic
11993 | CHS AGRI SERVICE CENTER | 610 W FRONT ST | ELM CREEK | 68836 | BUFFALO | CHS INC | 310 LOGAN | HOLDREGE | NE | 68949 | 4 | Currently in Use | 6000 | Fiberglass Reinforced Plastic | Federally Regulated | None | None | E-10 | 1992 |  |  |  | Fiberglass Reinforced Plastic
7993 | PUMP & PANTRY #30 | 214 W FRONT ST | ELM CREEK | 68836 | BUFFALO | BOSSELMAN PUMP & PANTRY INC | PO BOX 4905 | GRAND ISLAND | NE | 68802-4905 | 1 | Currently in Use | 12000 | Steel | Federally Regulated | None | Galvanic/Sacrificial Current Cathodic Protection, Painted(e.g., asphaltic), STIP3 Tank | E-10 | 1989 |  |  |  | Fiberglass Reinforced Plastic
7993 | PUMP & PANTRY #30 | 214 W FRONT ST | ELM CREEK | 68836 | BUFFALO | BOSSELMAN PUMP & PANTRY INC | PO BOX 4905 | GRAND ISLAND | NE | 68802-4905 | 2 | Currently in Use | 12000 | Steel | Federally Regulated | None | Galvanic/Sacrificial Current Cathodic Protection, Painted(e.g., asphaltic), STIP3 Tank | Regular Unleaded | 1989 |  |  |  | Fiberglass Reinforced Plastic
7993 | PUMP & PANTRY #30 | 214 W FRONT ST | ELM CREEK | 68836 | BUFFALO | BOSSELMAN PUMP & PANTRY INC | PO BOX 4905 | GRAND ISLAND | NE | 68802-4905 | 3 | Currently in Use | 6000 | Steel | Federally Regulated | None | Galvanic/Sacrificial Current Cathodic Protection, Painted(e.g., asphaltic), STIP3 Tank | E-15 | 1989 |  |  |  | Fiberglass Reinforced Plastic
7993 | PUMP & PANTRY #30 | 214 W FRONT ST | ELM CREEK | 68836 | BUFFALO | BOSSELMAN PUMP & PANTRY INC | PO BOX 4905 | GRAND ISLAND | NE | 68802-4905 | 4 | Currently in Use | 6000 | Steel | Federally Regulated | None | Galvanic/Sacrificial Current Cathodic Protection, Painted(e.g., asphaltic), STIP3 Tank | #2 Diesel | 1989 |  |  |  | Fiberglass Reinforced Plastic
8098 | ELMWOOD CONVENIENCE STORE | 209 S 4TH ST | ELMWOOD | 68349 | CASS | JOHN & DEBRA MCNAUGHT | PO BOX 293 | ELMWOOD | NE | 68349 | 1 | Currently in Use | 6000 | Steel | Federally Regulated | None | Galvanic/Sacrificial Current Cathodic Protection, STIP3 Tank | Regular Unleaded | 1989 |  |  |  | Fiberglass Reinforced Plastic
8098 | ELMWOOD CONVENIENCE STORE | 209 S 4TH ST | ELMWOOD | 68349 | CASS | JOHN & DEBRA MCNAUGHT | PO BOX 293 | ELMWOOD | NE | 68349 | 2 | Currently in Use | 6000 | Steel | Federally Regulated | None | Galvanic/Sacrificial Current Cathodic Protection, STIP3 Tank | #2 Diesel | 1989 |  |  |  | Fiberglass Reinforced Plastic
8098 | ELMWOOD CONVENIENCE STORE | 209 S 4TH ST | ELMWOOD | 68349 | CASS | JOHN & DEBRA MCNAUGHT | PO BOX 293 | ELMWOOD | NE | 68349 | 3 | Currently in Use | 6000 | Steel | Federally Regulated | None | Galvanic/Sacrificial Current Cathodic Protection, STIP3 Tank | E-10 | 1989 |  |  |  | Fiberglass Reinforced Plastic
7497 | BOX L LAND & CATTLE INC | HCR 55 BOX 23 | ELSIE | 69134 | PERKINS | BOX L LAND & CATTLE INC | HCR 55 BOX 23 | ELSIE | NE | 69134 | 1 | Permanently Out of Use | 4000 | Steel | Federally Regulated | None | Painted(e.g., asphaltic) | #2 Diesel | 1985 | 12/1/1998 |  |  | Steel
5895 | CUTLER GRAIN & CHEMICAL INC | 1 PERKINS AVE | ELSIE | 69134 | PERKINS | CUTLER GRAIN & CHEMICAL INC | PO BOX 116 | ELSIE | NE | 69134 | 1 | Permanently Out of Use | 8000 | Steel | Federally Regulated | Unknown | Painted(e.g., asphaltic) | Regular Unleaded | 1900 | 11/1/1998 |  |  | Unknown
5895 | CUTLER GRAIN & CHEMICAL INC | 1 PERKINS AVE | ELSIE | 69134 | PERKINS | CUTLER GRAIN & CHEMICAL INC | PO BOX 116 | ELSIE | NE | 69134 | 2 | Permanently Out of Use | 8000 | Steel | Federally Regulated | Unknown | Painted(e.g., asphaltic) | #2 Diesel | 1900 | 11/1/1998 |  |  | Unknown
3071 | HILINE COOPERATIVE INC | HWY 23 & MAIN ST | ELSIE | 69134 | PERKINS | HI-LINE COOPERATIVE INC | PO BOX 96 | ELSIE | NE | 69134 | 1 | Currently in Use | 3000 | Steel | Federally Regulated | None | Galvanic/Sacrificial Current Cathodic Protection, STIP3 Tank | #2 Diesel | 1986 |  |  |  | Fiberglass Reinforced Plastic
3071 | HILINE COOPERATIVE INC | HWY 23 & MAIN ST | ELSIE | 69134 | PERKINS | HI-LINE COOPERATIVE INC | PO BOX 96 | ELSIE | NE | 69134 | 2 | Currently in Use | 4000 | Steel | Federally Regulated | None | Galvanic/Sacrificial Current Cathodic Protection, STIP3 Tank | Regular Unleaded | 1987 |  |  |  | Fiberglass Reinforced Plastic
3071 | HILINE COOPERATIVE INC | HWY 23 & MAIN ST | ELSIE | 69134 | PERKINS | HI-LINE COOPERATIVE INC | PO BOX 96 | ELSIE | NE | 69134 | 3 | Currently in Use | 4000 | Steel | Federally Regulated | None | Galvanic/Sacrificial Current Cathodic Protection, STIP3 Tank | Regular Unleaded | 1987 |  |  |  | Fiberglass Reinforced Plastic
5372 | ELSMERE CASH STORE | HC 76 BOX 8 | ELSMERE | 69135 | CHERRY | ELSMERE CASH STORE | HC 76 BOX 8 | ELSMERE | NE | 69135 | 1 | Permanently Out of Use | 300 | Steel | Federally Regulated | Unknown | TAR | Regular Unleaded | 1971
3338 | AURORA COOP | 315 RIPLEY ST | ELWOOD | 68937 | GOSPER | AURORA COOPERATIVE ELEVATOR | PO BOX 209 | AURORA | NE | 68818-0209 | 4 | Currently in Use | 2000 | Fiberglass Reinforced Plastic | Federally Regulated | None | None | #2 Diesel | 1999 |  |  |  | Fiberglass Reinforced Plastic
3338 | AURORA COOP | 315 RIPLEY ST | ELWOOD | 68937 | GOSPER | AURORA COOPERATIVE ELEVATOR | PO BOX 209 | AURORA | NE | 68818-0209 | 5 | Currently in Use | 4000 | Fiberglass Reinforced Plastic | Federally Regulated | None | None | E-10 | 1999 |  |  |  | Fiberglass Reinforced Plastic
4337 | MONTER PETROLEUM PRODUCTS | 1ST & RAILROAD | ELWOOD | 68937 | GOSPER | NEAL MONTER | PO BOX 151 | ELWOOD | NE | 68937 | 1 | Permanently Out of Use | 8000 | Steel | Federally Regulated | Unknown | Painted(e.g., asphaltic) | #2 Diesel | 1980 |  |  |  | Steel
4337 | MONTER PETROLEUM PRODUCTS | 1ST & RAILROAD | ELWOOD | 68937 | GOSPER | NEAL MONTER | PO BOX 151 | ELWOOD | NE | 68937 | 2 | Permanently Out of Use | 2000 | Steel | Federally Regulated | Unknown | Painted(e.g., asphaltic) | #2 Diesel | 1976 |  |  |  | Steel
4337 | MONTER PETROLEUM PRODUCTS | 1ST & RAILROAD | ELWOOD | 68937 | GOSPER | NEAL MONTER | PO BOX 151 | ELWOOD | NE | 68937 | 3 | Permanently Out of Use | 2000 | Steel | Federally Regulated | Unknown | Painted(e.g., asphaltic) | #2 Diesel | 1976 |  |  |  | Steel
4337 | MONTER PETROLEUM PRODUCTS | 1ST & RAILROAD | ELWOOD | 68937 | GOSPER | NEAL MONTER | PO BOX 151 | ELWOOD | NE | 68937 | 4 | Permanently Out of Use | 1000 | Steel | Federally Regulated | Unknown | Painted(e.g., asphaltic) | #2 Diesel | 1974 |  |  |  | Steel
4337 | MONTER PETROLEUM PRODUCTS | 1ST & RAILROAD | ELWOOD | 68937 | GOSPER | NEAL MONTER | PO BOX 151 | ELWOOD | NE | 68937 | 5 | Permanently Out of Use | 4000 | Steel | Federally Regulated | Unknown | Painted(e.g., asphaltic) | Regular Unleaded | 1976 |  |  |  | Steel
4337 | MONTER PETROLEUM PRODUCTS | 1ST & RAILROAD | ELWOOD | 68937 | GOSPER | NEAL MONTER | PO BOX 151 | ELWOOD | NE | 68937 | 6 | Permanently Out of Use | 4000 | Steel | Federally Regulated | Unknown | Painted(e.g., asphaltic) | Regular Unleaded | 1976 |  |  |  | Steel
1401 | THE RED BARN | 107 N SMITH | ELWOOD | 68937 | GOSPER | BLUE SKY ASSETS LLC | 107 N SMITH AVE | ELWOOD | NE | 68937 | 1 | Currently in Use | 10000 | Steel | Federally Regulated | Internal Lining(e.g., epoxy resins) | Impressed Current Cathodic Protection | E-10 | 1983 |  |  |  | Fiberglass Reinforced Plastic
1401 | THE RED BARN | 107 N SMITH | ELWOOD | 68937 | GOSPER | BLUE SKY ASSETS LLC | 107 N SMITH AVE | ELWOOD | NE | 68937 | 2 | Currently in Use | 10000 | Steel | Federally Regulated | Internal Lining(e.g., epoxy resins) | Impressed Current Cathodic Protection | Regular Unleaded | 1983 |  |  |  | Fiberglass Reinforced Plastic
4908 | ROMAN LECH | PO BOX 93 | ELYRIA | 68837 | VALLEY | LECH, ROMAN | PO BOX 93 | ELYRIA | NE | 68837 | 1 | Permanently Out of Use | 2000 | Steel | Federally Regulated | None | Painted(e.g., asphaltic) | #2 Diesel | 1979 |  |  |  | Steel
5659 | EMERALD MINI MART | 8401 W O ST | EMERALD | 68528-9139 | LANCASTER | 5BC LLC | 8401 W O ST | LINCOLN | NE | 68528 | 4 | Currently in Use | 10000 | Fiberglass Reinforced Plastic | Federally Regulated | None | None | Regular Unleaded | 1995 |  |  |  | Fiberglass Reinforced Plastic
5659 | EMERALD MINI MART | 8401 W O ST | EMERALD | 68528-9139 | LANCASTER | 5BC LLC | 8401 W O ST | LINCOLN | NE | 68528 | 5 | Currently in Use | 10000 | Fiberglass Reinforced Plastic | Federally Regulated | None | None | Premium Unleaded | 1995 |  |  |  | Fiberglass Reinforced Plastic
2790 | HERITAGE EXPRESS | 1013 S MAIN | EMERSON | 68733 | THURSTON | HCI HERITAGE EXPRESS | PO BOX 390 | WINNEBAGO | NE | 68071 | 1 | Currently in Use | 8000 | Steel | Federally Regulated | None | Galvanic/Sacrificial Current Cathodic Protection, STIP3 Tank | Regular Unleaded | 1988 |  |  |  | Steel
2790 | HERITAGE EXPRESS | 1013 S MAIN | EMERSON | 68733 | THURSTON | HCI HERITAGE EXPRESS | PO BOX 390 | WINNEBAGO | NE | 68071 | 2 | Currently in Use | 4000 | Steel | Federally Regulated | None | Galvanic/Sacrificial Current Cathodic Protection, STIP3 Tank | Regular Unleaded | 1988 |  |  |  | Steel
2790 | HERITAGE EXPRESS | 1013 S MAIN | EMERSON | 68733 | THURSTON | HCI HERITAGE EXPRESS | PO BOX 390 | WINNEBAGO | NE | 68071 | 3 | Currently in Use | 4000 | Steel | Federally Regulated | None | Galvanic/Sacrificial Current Cathodic Protection, STIP3 Tank | #2 Diesel | 1988 |  |  |  | Steel
2790 | HERITAGE EXPRESS | 1013 S MAIN | EMERSON | 68733 | THURSTON | HCI HERITAGE EXPRESS | PO BOX 390 | WINNEBAGO | NE | 68071 | 4 | Currently in Use | 1000 | Steel | Federally Regulated | None | Galvanic/Sacrificial Current Cathodic Protection, STIP3 Tank | Kerosene | 1988 |  |  |  | Steel
6211 | JIMs SERVICE | 201 N MAIN | EMERSON | 68733 | DAKOTA | SHERLOCK, JAMES | 409 W 1ST | EMERSON | NE | 68733 | 2 | Permanently Out of Use | 99999 | Steel | Federally Regulated | Unknown | Unknown | Empty | 1901 | 1/1/1980 |  |  | Unknown
6211 | JIMs SERVICE | 201 N MAIN | EMERSON | 68733 | DAKOTA | SHERLOCK, JAMES | 409 W 1ST | EMERSON | NE | 68733 | 3 | Permanently Out of Use | 99999 | Steel | Federally Regulated | Unknown | Unknown | Empty | 1901 | 1/1/1980 |  |  | Unknown
11490 | M & M C STORE | HWY 91 | ERICSON | 68637 | WHEELER | B & D KASSELDER INC | 39387 ERICSON LAKE RD | ERICSON | NE | 68637 | 1 | Currently in Use | 6000 | Fiberglass Reinforced Plastic | Federally Regulated | None | None | Regular Unleaded | 1996 |  |  |  | Fiberglass Reinforced Plastic
11490 | M & M C STORE | HWY 91 | ERICSON | 68637 | WHEELER | B & D KASSELDER INC | 39387 ERICSON LAKE RD | ERICSON | NE | 68637 | 2 | Currently in Use | 5000 | Fiberglass Reinforced Plastic | Federally Regulated | None | None | Regular Unleaded | 1996 |  |  |  | Fiberglass Reinforced Plastic
11490 | M & M C STORE | HWY 91 | ERICSON | 68637 | WHEELER | B & D KASSELDER INC | 39387 ERICSON LAKE RD | ERICSON | NE | 68637 | 3 | Currently in Use | 8000 | Fiberglass Reinforced Plastic | Federally Regulated | None | None | #2 Diesel | 1996 |  |  |  | Fiberglass Reinforced Plastic
11490 | M & M C STORE | HWY 91 | ERICSON | 68637 | WHEELER | B & D KASSELDER INC | 39387 ERICSON LAKE RD | ERICSON | NE | 68637 | 4 | Currently in Use | 3000 | Fiberglass Reinforced Plastic | Federally Regulated | None | None | #1 Diesel | 1996 |  |  |  | Fiberglass Reinforced Plastic
11751 | EUSTIS 66 BULK PLANT | 101 W CHANDLER | EUSTIS | 69063 | FRONTIER | EUSTIS 66 SERVICE INC | PO BOX 7 | EUSTIS | NE | 69028-0007 | 1 | Currently in Use | 4000 | Steel | Federally Regulated | None | Galvanic/Sacrificial Current Cathodic Protection, STIP3 Tank | #1 Diesel | 1998 |  |  |  | Fiberglass Reinforced Plastic
11751 | EUSTIS 66 BULK PLANT | 101 W CHANDLER | EUSTIS | 69063 | FRONTIER | EUSTIS 66 SERVICE INC | PO BOX 7 | EUSTIS | NE | 69028-0007 | 2 | Currently in Use | 4000 | Steel | Federally Regulated | None | Galvanic/Sacrificial Current Cathodic Protection, STIP3 Tank | E-10 | 1998 |  |  |  | Fiberglass Reinforced Plastic
11751 | EUSTIS 66 BULK PLANT | 101 W CHANDLER | EUSTIS | 69063 | FRONTIER | EUSTIS 66 SERVICE INC | PO BOX 7 | EUSTIS | NE | 69028-0007 | 3 | Currently in Use | 10000 | Steel | Federally Regulated | None | Galvanic/Sacrificial Current Cathodic Protection, STIP3 Tank | Regular Unleaded | 1998 |  |  |  | Fiberglass Reinforced Plastic
11751 | EUSTIS 66 BULK PLANT | 101 W CHANDLER | EUSTIS | 69063 | FRONTIER | EUSTIS 66 SERVICE INC | PO BOX 7 | EUSTIS | NE | 69028-0007 | 4 | Currently in Use | 10000 | Steel | Federally Regulated | None | Galvanic/Sacrificial Current Cathodic Protection, STIP3 Tank | #2 Diesel, Other->dyed | 1998 |  |  |  | Fiberglass Reinforced Plastic
11751 | EUSTIS 66 BULK PLANT | 101 W CHANDLER | EUSTIS | 69063 | FRONTIER | EUSTIS 66 SERVICE INC | PO BOX 7 | EUSTIS | NE | 69028-0007 | 5 | Currently in Use | 10000 | Steel | Federally Regulated | None | Galvanic/Sacrificial Current Cathodic Protection, STIP3 Tank | #2 Diesel, Other->dyed | 1998 |  |  |  | Fiberglass Reinforced Plastic
11751 | EUSTIS 66 BULK PLANT | 101 W CHANDLER | EUSTIS | 69063 | FRONTIER | EUSTIS 66 SERVICE INC | PO BOX 7 | EUSTIS | NE | 69028-0007 | 6 | Currently in Use | 6000 | Steel | Federally Regulated | None | Galvanic/Sacrificial Current Cathodic Protection, STIP3 Tank | #2 Diesel | 1998 |  |  |  | Fiberglass Reinforced Plastic
3134 | EUSTIS 66 SERVICE | 100 W CHANDLER | EUSTIS | 69028 | FRONTIER | EUSTIS 66 SERVICE INC | PO BOX 7 | EUSTIS | NE | 69028-0007 | 13 | Currently in Use | 4000 | Steel | Federally Regulated | None | Galvanic/Sacrificial Current Cathodic Protection, STIP3 Tank | Regular Unleaded | 1998 |  |  |  | Fiberglass Reinforced Plastic
3134 | EUSTIS 66 SERVICE | 100 W CHANDLER | EUSTIS | 69028 | FRONTIER | EUSTIS 66 SERVICE INC | PO BOX 7 | EUSTIS | NE | 69028-0007 | 14 | Currently in Use | 4000 | Steel | Federally Regulated | None | Galvanic/Sacrificial Current Cathodic Protection, STIP3 Tank | E-10 | 1998 |  |  |  | Fiberglass Reinforced Plastic
3134 | EUSTIS 66 SERVICE | 100 W CHANDLER | EUSTIS | 69028 | FRONTIER | EUSTIS 66 SERVICE INC | PO BOX 7 | EUSTIS | NE | 69028-0007 | 15 | Currently in Use | 2000 | Steel | Federally Regulated | None | Galvanic/Sacrificial Current Cathodic Protection, STIP3 Tank | #2 Diesel, Other->Dyed diesel | 1998 |  |  |  | Fiberglass Reinforced Plastic
1012 | EUSTIS CARDTROL | 100 N WINDOM | EUSTIS | 69028 | FRONTIER | COUNTRY PARTNERS COOPERATIVE | PO BOX 80 | GOTHENBURG | NE | 69138 | 1 | Currently in Use | 4000 | Steel | Federally Regulated | Unknown | Galvanic/Sacrificial Current Cathodic Protection, STIP3 Tank | #2 Diesel | 1990 |  |  |  | Fiberglass Reinforced Plastic, Plastic
1012 | EUSTIS CARDTROL | 100 N WINDOM | EUSTIS | 69028 | FRONTIER | COUNTRY PARTNERS COOPERATIVE | PO BOX 80 | GOTHENBURG | NE | 69138 | 2 | Currently in Use | 6000 | Steel | Federally Regulated | Unknown | Galvanic/Sacrificial Current Cathodic Protection, STIP3 Tank | E-10 | 1990 |  |  |  | APT, Fiberglass Reinforced Plastic
1012 | EUSTIS CARDTROL | 100 N WINDOM | EUSTIS | 69028 | FRONTIER | COUNTRY PARTNERS COOPERATIVE | PO BOX 80 | GOTHENBURG | NE | 69138 | 3 | Currently in Use | 1000 | Steel | Federally Regulated | Unknown | Galvanic/Sacrificial Current Cathodic Protection, STIP3 Tank | Regular Unleaded | 1990 |  |  |  | APT, Fiberglass Reinforced Plastic, Plastic
1012 | EUSTIS CARDTROL | 100 N WINDOM | EUSTIS | 69028 | FRONTIER | COUNTRY PARTNERS COOPERATIVE | PO BOX 80 | GOTHENBURG | NE | 69138 | 4 | Currently in Use | 3000 | Steel | Federally Regulated | Unknown | Galvanic/Sacrificial Current Cathodic Protection, STIP3 Tank | Other->#2 Dyed Diesel | 1990 |  |  |  | Fiberglass Reinforced Plastic
11185 | GENGENBACH FARMS INC | 75081 RD 422 | EUSTIS | 69028 | DAWSON | GENGENBACH FARMS INC | PO BOX 340 | LEXINGTON | NE | 68850 | 1 | Permanently Out of Use | 5000 | Steel | Federally Regulated | Unknown | Unknown | Regular Unleaded | 1972 | 4/1/1999 |  |  | Unknown
11185 | GENGENBACH FARMS INC | 75081 RD 422 | EUSTIS | 69028 | DAWSON | GENGENBACH FARMS INC | PO BOX 340 | LEXINGTON | NE | 68850 | 2 | Permanently Out of Use | 99999 | Steel | Federally Regulated | Unknown | Unknown | Regular Unleaded | 1972 | 10/1/1984 |  |  | Unknown
11661 | AG AGRONOMY CENTER LLC | 84785 508TH AVE | EWING | 68735 | HOLT | AG AGRONOMY CENTER LLC | 84785 508TH AVE | EWING | NE | 68735 | 1 | Currently in Use | 6000 | Composite | Federally Regulated | None | Fiberglass Reinforced Plastic Coated | Regular Unleaded | 1997 |  |  | Double Walled
11661 | AG AGRONOMY CENTER LLC | 84785 508TH AVE | EWING | 68735 | HOLT | AG AGRONOMY CENTER LLC | 84785 508TH AVE | EWING | NE | 68735 | 2 | Currently in Use | 3000 | Composite | Federally Regulated | None | Fiberglass Reinforced Plastic Coated | #2 Diesel | 1997 |  |  | Double Walled
11661 | AG AGRONOMY CENTER LLC | 84785 508TH AVE | EWING | 68735 | HOLT | AG AGRONOMY CENTER LLC | 84785 508TH AVE | EWING | NE | 68735 | 3 | Currently in Use | 3000 | Composite | Federally Regulated | None | Fiberglass Reinforced Plastic Coated | #2 Diesel | 1997 |  |  | Double Walled
7988 | ROTHERHAM SERVICE | NEBRASKA & CEDAR ST | EWING | 68735 | HOLT | EDWARD ROTHERHAM | PO BOX 327 | EWING | NE | 68735 | 1 | Permanently Out of Use | 5000 | Steel | Federally Regulated | None | Impressed Current Cathodic Protection |  | 1984 | 9/1/2011
7988 | ROTHERHAM SERVICE | NEBRASKA & CEDAR ST | EWING | 68735 | HOLT | EDWARD ROTHERHAM | PO BOX 327 | EWING | NE | 68735 | 2 | Permanently Out of Use | 5000 | Steel | Federally Regulated | None | Impressed Current Cathodic Protection |  | 1984 | 9/1/2011
8491 | WHITE STAR | 250 W HWY 275 | EWING | 68735-0207 | HOLT | WHITE STAR OIL CO LLC | 305 N 6TH ST | ALBION | NE | 68620 | 1 | Currently in Use | 8000 | Steel | Federally Regulated | None | Galvanic/Sacrificial Current Cathodic Protection, STIP3 Tank | #2 Diesel | 1992 |  |  |  | Fiberglass Reinforced Plastic
8491 | WHITE STAR | 250 W HWY 275 | EWING | 68735-0207 | HOLT | WHITE STAR OIL CO LLC | 305 N 6TH ST | ALBION | NE | 68620 | 2 | Currently in Use | 8000 | Steel | Federally Regulated | None | Galvanic/Sacrificial Current Cathodic Protection, STIP3 Tank | E-10 | 1992 |  |  |  | Fiberglass Reinforced Plastic
8491 | WHITE STAR | 250 W HWY 275 | EWING | 68735-0207 | HOLT | WHITE STAR OIL CO LLC | 305 N 6TH ST | ALBION | NE | 68620 | 3 | Currently in Use | 6000 | Steel | Federally Regulated | None | Galvanic/Sacrificial Current Cathodic Protection, STIP3 Tank | Regular Unleaded | 1992 |  |  |  | Fiberglass Reinforced Plastic
7078 | CASEYS GENERAL STORE #1603 | 518 EXETER ST | EXETER | 68351 | FILLMORE | CASEYS RETAIL CO | PO BOX 3001 | ANKENY | IA | 50021-8045 | 1 | Currently in Use | 10000 | Fiberglass Reinforced Plastic | Federally Regulated | None | None | Regular Unleaded | 1990 |  |  |  | Double walled, Fiberglass Reinforced Plastic
7078 | CASEYS GENERAL STORE #1603 | 518 EXETER ST | EXETER | 68351 | FILLMORE | CASEYS RETAIL CO | PO BOX 3001 | ANKENY | IA | 50021-8045 | 2 | Currently in Use | 10000 | Fiberglass Reinforced Plastic | Federally Regulated | None | None | Regular Unleaded | 1990 |  |  |  | Double walled, Fiberglass Reinforced Plastic
7078 | CASEYS GENERAL STORE #1603 | 518 EXETER ST | EXETER | 68351 | FILLMORE | CASEYS RETAIL CO | PO BOX 3001 | ANKENY | IA | 50021-8045 | 3 | Currently in Use | 10000 | Fiberglass Reinforced Plastic | Federally Regulated | None | None | #2 Diesel | 1990 |  |  |  | Double walled, Fiberglass Reinforced Plastic
7168 | FARMERS COOPERATIVE - EXETER | 134 S BURLINGTON AVE | EXETER | 68351 | FILLMORE | FARMERS COOPERATIVE | PO BOX 263 | DORCHESTER | NE | 68343-0263 | 1 | Currently in Use | 6000 | Steel | Federally Regulated | None | Galvanic/Sacrificial Current Cathodic Protection, STIP3 Tank | Regular Unleaded | 1990 |  |  |  | Fiberglass Reinforced Plastic
7168 | FARMERS COOPERATIVE - EXETER | 134 S BURLINGTON AVE | EXETER | 68351 | FILLMORE | FARMERS COOPERATIVE | PO BOX 263 | DORCHESTER | NE | 68343-0263 | 2 | Currently in Use | 6000 | Steel | Federally Regulated | None | Galvanic/Sacrificial Current Cathodic Protection, STIP3 Tank | Regular Unleaded | 1990 |  |  |  | Fiberglass Reinforced Plastic
7168 | FARMERS COOPERATIVE - EXETER | 134 S BURLINGTON AVE | EXETER | 68351 | FILLMORE | FARMERS COOPERATIVE | PO BOX 263 | DORCHESTER | NE | 68343-0263 | 3 | Currently in Use | 6000 | Steel | Federally Regulated | None | Galvanic/Sacrificial Current Cathodic Protection, STIP3 Tank | #2 Diesel | 1990 |  |  |  | Fiberglass Reinforced Plastic
6479 | CASEYS GENERAL STORE #1193 | 622 E ST | FAIRBURY | 68352 | JEFFERSON | CASEYS RETAIL CO | PO BOX 3001 | ANKENY | IA | 50021-8045 | 1 | Currently in Use | 10000 | Steel | Federally Regulated | Internal Lining(e.g., epoxy resins) | Impressed Current Cathodic Protection | Regular Unleaded | 1982 |  |  |  | Fiberglass Reinforced Plastic
6479 | CASEYS GENERAL STORE #1193 | 622 E ST | FAIRBURY | 68352 | JEFFERSON | CASEYS RETAIL CO | PO BOX 3001 | ANKENY | IA | 50021-8045 | 2 | Currently in Use | 6000 | Steel | Federally Regulated | Internal Lining(e.g., epoxy resins) | Impressed Current Cathodic Protection | Regular Unleaded | 1982 |  |  |  | Fiberglass Reinforced Plastic
7443 | DOUBLE G WELDING & REPAIR | 303 SOUTH I ST | FAIRBURY | 68352 | JEFFERSON | DOUBLE G WELDING & REPAIR | 303 S 'I' ST | FAIRBURY | NE | 68352 | 1 | Permanently Out of Use | 1000 | Steel | Federally Regulated | Unknown | Unknown | Empty | 1979 | 4/1/1988 |  |  | Steel
7443 | DOUBLE G WELDING & REPAIR | 303 SOUTH I ST | FAIRBURY | 68352 | JEFFERSON | DOUBLE G WELDING & REPAIR | 303 S 'I' ST | FAIRBURY | NE | 68352 | 2 | Permanently Out of Use | 1000 | Steel | Federally Regulated | Unknown | Unknown | Empty | 1979 | 1/1/1975 |  |  | Steel
5705 | FAIRBURY MUNICIPAL AIRPORT | 56869 714TH RD | FAIRBURY | 68352 | JEFFERSON | CITY OF FAIRBURY AIRPORT AUTHORITY | 56869 714TH RD | FAIRBURY | NE | 68352 | 2 | Currently in Use | 10000 | Steel | Federally Regulated | None | Galvanic/Sacrificial Current Cathodic Protection, STIP3 Tank | Other->Aviation Fuel | 1990 |  |  |  | Fiberglass Reinforced Plastic
7409 | KEN CHAPPELL | SHARON CHAPPELL RR 3 BOX 13 | FAIRBURY | 68352 | JEFFERSON | KEN CHAPPELL | SHARON CHAPPELL RR 3 BOX 13 | FAIRBURY | NE | 68352 | 1 | Permanently Out of Use | 5000 | Steel | Federally Regulated | Unknown | Painted(e.g., asphaltic), TARRED | Regular Unleaded | 1974 | 2/1/1994 |  |  | Steel
12018 | MAATSCH FOOD SHOP | 1515 K ST | FAIRBURY | 68352 | JEFFERSON | MAATSCH OIL CO INC | 1515 K ST | FAIRBURY | NE | 68352 | 1 | Currently in Use | 10000 | Steel | Federally Regulated | None | Impressed Current Cathodic Protection | #1 Diesel | 1986 |  |  |  | galvanized, Steel
12018 | MAATSCH FOOD SHOP | 1515 K ST | FAIRBURY | 68352 | JEFFERSON | MAATSCH OIL CO INC | 1515 K ST | FAIRBURY | NE | 68352 | 2 | Currently in Use | 10000 | Steel | Federally Regulated | None | Impressed Current Cathodic Protection | Regular Unleaded | 1986 |  |  |  | galvanized, Steel
12018 | MAATSCH FOOD SHOP | 1515 K ST | FAIRBURY | 68352 | JEFFERSON | MAATSCH OIL CO INC | 1515 K ST | FAIRBURY | NE | 68352 | 3 | Currently in Use | 10000 | Steel | Federally Regulated | None | Impressed Current Cathodic Protection | Regular Unleaded | 1986 |  |  |  | galvanized, Steel
12018 | MAATSCH FOOD SHOP | 1515 K ST | FAIRBURY | 68352 | JEFFERSON | MAATSCH OIL CO INC | 1515 K ST | FAIRBURY | NE | 68352 | 4 | Currently in Use | 10000 | Steel | Federally Regulated | None | Impressed Current Cathodic Protection | Regular Unleaded | 1986 |  |  |  | galvanized, Steel
1019 | MAATSCHS AMOCO EXPRESS | 303 14TH ST | FAIRBURY | 68352 | JEFFERSON | MAATSCH OIL CO INC | 1515 K ST | FAIRBURY | NE | 68352 | 4 | Currently in Use | 10000 | Composite | Federally Regulated | None | Fiberglass Reinforced Plastic Coated | Regular Unleaded | 2000 |  |  | Double Walled | Plastic
1019 | MAATSCHS AMOCO EXPRESS | 303 14TH ST | FAIRBURY | 68352 | JEFFERSON | MAATSCH OIL CO INC | 1515 K ST | FAIRBURY | NE | 68352 | 5 | Currently in Use | 10000 | Composite | Federally Regulated | None | Fiberglass Reinforced Plastic Coated | Regular Unleaded | 2000 |  |  | Double Walled | Plastic
1019 | MAATSCHS AMOCO EXPRESS | 303 14TH ST | FAIRBURY | 68352 | JEFFERSON | MAATSCH OIL CO INC | 1515 K ST | FAIRBURY | NE | 68352 | 6 | Currently in Use | 6000 | Composite | Federally Regulated | None | Fiberglass Reinforced Plastic Coated | Regular Unleaded | 2000 |  |  | Double Walled | Plastic
7796 | PRESTON OIL INC | 6TH & E ST | FAIRBURY | 68352 | JEFFERSON | PRESTON OIL INC | RFD 1 BOX 25 | DAYKIN | NE | 68338 | 1 | Permanently Out of Use | 1000 | Steel | Federally Regulated | Unknown | Unknown | Other->CLOSED, Regular Unleaded | 1973 | 1/1/1991 |  |  | Steel
7796 | PRESTON OIL INC | 6TH & E ST | FAIRBURY | 68352 | JEFFERSON | PRESTON OIL INC | RFD 1 BOX 25 | DAYKIN | NE | 68338 | 2 | Permanently Out of Use | 1000 | Steel | Federally Regulated | Unknown | Unknown | Other->CLOSED, Regular Unleaded | 1973 | 1/1/1991 |  |  | Steel
5291 | KEN & ALs SERVICE | 308 NORTH D ST | FAIRFIELD | 68938 | CLAY | KEN & ALs INC | PO BOX 31 | FAIRFIELD | NE | 68938 | 1 | Currently in Use | 10000 | Steel | Federally Regulated | Unknown | Impressed Current Cathodic Protection | E-10 | 1983 |  |  |  | Steel
5291 | KEN & ALs SERVICE | 308 NORTH D ST | FAIRFIELD | 68938 | CLAY | KEN & ALs INC | PO BOX 31 | FAIRFIELD | NE | 68938 | 2 | Currently in Use | 10000 | Steel | Federally Regulated | Unknown | Impressed Current Cathodic Protection | Regular Unleaded | 1983 |  |  |  | Steel
5291 | KEN & ALs SERVICE | 308 NORTH D ST | FAIRFIELD | 68938 | CLAY | KEN & ALs INC | PO BOX 31 | FAIRFIELD | NE | 68938 | 3 | Currently in Use | 5000 | Steel | Federally Regulated | Unknown | Impressed Current Cathodic Protection | #1 Diesel, #2 Diesel | 1983
5291 | KEN & ALs SERVICE | 308 NORTH D ST | FAIRFIELD | 68938 | CLAY | KEN & ALs INC | PO BOX 31 | FAIRFIELD | NE | 68938 | 4 | Currently in Use | 3000 | Steel | Federally Regulated | Unknown | Impressed Current Cathodic Protection | #1 Diesel, #2 Diesel | 1983 |  |  |  | Steel
13 | B & B AG | 325 I ST | FAIRMONT | 68354 | FILLMORE | B & B AG | 325 I ST | FAIRMONT | NE | 68354 | 1 | Currently in Use | 10000 | Steel | Federally Regulated | None | Impressed Current Cathodic Protection | #1 Diesel | 1979 |  |  |  | Steel
13 | B & B AG | 325 I ST | FAIRMONT | 68354 | FILLMORE | B & B AG | 325 I ST | FAIRMONT | NE | 68354 | 2 | Currently in Use | 4000 | Steel | Federally Regulated | None | Impressed Current Cathodic Protection | Regular Unleaded | 1979 |  |  |  | Steel
12042 | CASEYS GENERAL STORE #2969 | 1302 RD F | FAIRMONT | 68354 | FILLMORE | CASEYS RETAIL CO | PO BOX 3001 | ANKENY | IA | 50021-8045 | 1 | Currently in Use | 8000 | Composite | Federally Regulated | None | Fiberglass Reinforced Plastic Coated | #2 Diesel | 2000 |  |  |  | Fiberglass Reinforced Plastic
12042 | CASEYS GENERAL STORE #2969 | 1302 RD F | FAIRMONT | 68354 | FILLMORE | CASEYS RETAIL CO | PO BOX 3001 | ANKENY | IA | 50021-8045 | 2 | Currently in Use | 4000 | Composite | Federally Regulated | None | Fiberglass Reinforced Plastic Coated | E-85 | 2000 |  |  |  | Fiberglass Reinforced Plastic
12042 | CASEYS GENERAL STORE #2969 | 1302 RD F | FAIRMONT | 68354 | FILLMORE | CASEYS RETAIL CO | PO BOX 3001 | ANKENY | IA | 50021-8045 | 3 | Currently in Use | 8000 | Composite | Federally Regulated | None | Fiberglass Reinforced Plastic Coated | Regular Unleaded | 2000 |  |  |  | Fiberglass Reinforced Plastic
12042 | CASEYS GENERAL STORE #2969 | 1302 RD F | FAIRMONT | 68354 | FILLMORE | CASEYS RETAIL CO | PO BOX 3001 | ANKENY | IA | 50021-8045 | 4 | Currently in Use | 4000 | Composite | Federally Regulated | None | Fiberglass Reinforced Plastic Coated | E-10 | 2000 |  |  |  | Fiberglass Reinforced Plastic
11131 | CASUAL KIDS DAYCARE | WYOMING & RAILWAY PO BOX 576 | FAIRMONT | 68354-0576 | FILLMORE | UNKNOWN | UNKNOWN | UNKNOWN | NE | Unknown | 1 | Permanently Out of Use | 3000 | Steel | Federally Regulated | Unknown | Unknown | Mixed | 1901 | 1/1/1983 |  |  | Unknown
11131 | CASUAL KIDS DAYCARE | WYOMING & RAILWAY PO BOX 576 | FAIRMONT | 68354-0576 | FILLMORE | UNKNOWN | UNKNOWN | UNKNOWN | NE | Unknown | 2 | Permanently Out of Use | 3000 | Steel | Federally Regulated | Unknown | Unknown | Mixed | 1901 | 1/1/1983 |  |  | Unknown
11131 | CASUAL KIDS DAYCARE | WYOMING & RAILWAY PO BOX 576 | FAIRMONT | 68354-0576 | FILLMORE | UNKNOWN | UNKNOWN | UNKNOWN | NE | Unknown | 3 | Permanently Out of Use | 2000 | Steel | Federally Regulated | Unknown | Unknown | Mixed | 1901 | 1/1/1983 |  |  | Unknown
2083 | FAIRMONT CARDTROL | 650 D ST | FAIRMONT | 68354 | FILLMORE | FARMERS COOPERATIVE | PO BOX 263 | DORCHESTER | NE | 68343-0263 | 7 | Currently in Use | 6000 | Jacketed | Federally Regulated | None | Fiberglass Reinforced Plastic Coated | E-10 | 1999 |  |  |  | Fiberglass Reinforced Plastic
2083 | FAIRMONT CARDTROL | 650 D ST | FAIRMONT | 68354 | FILLMORE | FARMERS COOPERATIVE | PO BOX 263 | DORCHESTER | NE | 68343-0263 | 8 | Currently in Use | 6000 | Jacketed | Federally Regulated | None | Fiberglass Reinforced Plastic Coated | E-10 | 1999 |  |  |  | Fiberglass Reinforced Plastic
2083 | FAIRMONT CARDTROL | 650 D ST | FAIRMONT | 68354 | FILLMORE | FARMERS COOPERATIVE | PO BOX 263 | DORCHESTER | NE | 68343-0263 | 9 | Currently in Use | 6000 | Jacketed | Federally Regulated | None | Fiberglass Reinforced Plastic Coated | #2 Diesel | 1999 |  |  |  | Fiberglass Reinforced Plastic
2304 | WYNNE TRANSPORT SERVICE | 1214 RD I | FAIRMONT | 68361 | FILLMORE | WYNNE REAL ESTATE LLC | 2222 N 11TH ST | OMAHA | NE | 68110 | 1 | Currently in Use | 10000 | Steel | Federally Regulated | Internal Lining(e.g., epoxy resins) | Impressed Current Cathodic Protection | #2 Diesel | 1980 |  |  |  | Steel
11134 | CASEYS GENERAL STORE #1790 | 1221 HARLAN ST | FALLS CITY | 68355 | RICHARDSON | CASEYS RETAIL CO | PO BOX 3001 | ANKENY | IA | 50021-8045 | 1 | Currently in Use | 10000 | Fiberglass Reinforced Plastic | Federally Regulated | None | None | Regular Unleaded | 1994 |  |  |  | Fiberglass Reinforced Plastic
11134 | CASEYS GENERAL STORE #1790 | 1221 HARLAN ST | FALLS CITY | 68355 | RICHARDSON | CASEYS RETAIL CO | PO BOX 3001 | ANKENY | IA | 50021-8045 | 2 | Currently in Use | 10000 | Fiberglass Reinforced Plastic | Federally Regulated | None | None | E-10 | 1994 |  |  |  | Fiberglass Reinforced Plastic
12004 | FALLS CITY BUS BARN | 1122 E 14TH ST | FALLS CITY | 68355 | RICHARDSON | FALLS CITY PUBLIC SCHOOLS | PO BOX 129 | FALLS CITY | NE | 68355 | 1 | Currently in Use | 6000 | Composite | Federally Regulated | None | Fiberglass Reinforced Plastic Coated | #1 Diesel | 1997 |  |  |  | Fiberglass Reinforced Plastic
12004 | FALLS CITY BUS BARN | 1122 E 14TH ST | FALLS CITY | 68355 | RICHARDSON | FALLS CITY PUBLIC SCHOOLS | PO BOX 129 | FALLS CITY | NE | 68355 | 2 | Currently in Use | 4000 | Composite | Federally Regulated | None | Fiberglass Reinforced Plastic Coated | Regular Unleaded | 1997 |  |  |  | Fiberglass Reinforced Plastic
652 | KWIK SHOP #648 | 1403 HARLAN ST | FALLS CITY | 68355-0075 | RICHARDSON | KWIK SHOP INC | 165 FLANDERS RD | WESTBOROUGH | MA | 1581 | 1 | Currently in Use | 10000 | Fiberglass Reinforced Plastic | Federally Regulated | None | None | Premium Unleaded | 1984 |  |  |  | Plastic
652 | KWIK SHOP #648 | 1403 HARLAN ST | FALLS CITY | 68355-0075 | RICHARDSON | KWIK SHOP INC | 165 FLANDERS RD | WESTBOROUGH | MA | 1581 | 2 | Currently in Use | 10000 | Fiberglass Reinforced Plastic | Federally Regulated | None | None | E-10 | 1984 |  |  |  | Plastic
652 | KWIK SHOP #648 | 1403 HARLAN ST | FALLS CITY | 68355-0075 | RICHARDSON | KWIK SHOP INC | 165 FLANDERS RD | WESTBOROUGH | MA | 1581 | 3 | Currently in Use | 10000 | Fiberglass Reinforced Plastic | Federally Regulated | None | None | #2 Diesel | 1984 |  |  |  | Plastic
3936 | PUMP & PANTRY #55 | 1521 HARLAN ST | FALLS CITY | 68355 | RICHARDSON | BOSSELMAN INC | PO BOX 4905 | GRAND ISLAND | NE | 68802-4905 | 1 | Currently in Use | 10000 | Steel | Federally Regulated | None | Galvanic/Sacrificial Current Cathodic Protection | Regular Unleaded | 1987 |  |  |  | Fiberglass Reinforced Plastic
3936 | PUMP & PANTRY #55 | 1521 HARLAN ST | FALLS CITY | 68355 | RICHARDSON | BOSSELMAN INC | PO BOX 4905 | GRAND ISLAND | NE | 68802-4905 | 2 | Currently in Use | 10000 | Steel | Federally Regulated | None | Galvanic/Sacrificial Current Cathodic Protection | E-10 | 1986 |  |  |  | Fiberglass Reinforced Plastic
3936 | PUMP & PANTRY #55 | 1521 HARLAN ST | FALLS CITY | 68355 | RICHARDSON | BOSSELMAN INC | PO BOX 4905 | GRAND ISLAND | NE | 68802-4905 | 3 | Currently in Use | 4000 | Steel | Federally Regulated | None | Galvanic/Sacrificial Current Cathodic Protection | Premium Unleaded | 1987 |  |  |  | Fiberglass Reinforced Plastic
3936 | PUMP & PANTRY #55 | 1521 HARLAN ST | FALLS CITY | 68355 | RICHARDSON | BOSSELMAN INC | PO BOX 4905 | GRAND ISLAND | NE | 68802-4905 | 8 | Currently in Use | 6000 | Fiberglass Reinforced Plastic | Federally Regulated |  |  | #2 Diesel | 2019 |  |  | Double Walled | Fiberglass Reinforced Plastic
3936 | PUMP & PANTRY #55 | 1521 HARLAN ST | FALLS CITY | 68355 | RICHARDSON | BOSSELMAN INC | PO BOX 4905 | GRAND ISLAND | NE | 68802-4905 | 9 | Currently in Use | 6000 | Fiberglass Reinforced Plastic | Federally Regulated |  |  | #2 Diesel | 2019 |  |  | Double Walled | Fiberglass Reinforced Plastic
7149 | RICHARDSON COUNTY DEPT OF ROADS | 65087 706 TRAIL | FALLS CITY | 68355 | RICHARDSON | RICHARDSON COUNTY DEPT OF RDS | 65087 706 TRAIL | FALLS CITY | NE | 68355 | 1 | Currently in Use | 12000 | Steel | Federally Regulated | None | Galvanic/Sacrificial Current Cathodic Protection, STIP3 Tank | #2 Diesel | 1991 |  |  |  | Fiberglass Reinforced Plastic
7149 | RICHARDSON COUNTY DEPT OF ROADS | 65087 706 TRAIL | FALLS CITY | 68355 | RICHARDSON | RICHARDSON COUNTY DEPT OF RDS | 65087 706 TRAIL | FALLS CITY | NE | 68355 | 2 | Currently in Use | 10000 | Steel | Federally Regulated | None | Galvanic/Sacrificial Current Cathodic Protection, STIP3 Tank | Regular Unleaded | 1991 |  |  |  | Fiberglass Reinforced Plastic
1013 | GREAT PLAINS TIRE & SERVICE | 304 MAIN ST | FARNAM | 69029 | DAWSON | GREAT PLAINS TIRE & SERVICE | PO BOX 47 | MAYWOOD | NE | 69038 | 2 | Currently in Use | 4000 | Steel | Federally Regulated | None | Galvanic/Sacrificial Current Cathodic Protection, STIP3 Tank | #2 Diesel, Other->DYED DIESEL | 1984 |  |  |  | Fiberglass Reinforced Plastic
1013 | GREAT PLAINS TIRE & SERVICE | 304 MAIN ST | FARNAM | 69029 | DAWSON | GREAT PLAINS TIRE & SERVICE | PO BOX 47 | MAYWOOD | NE | 69038 | 3 | Currently in Use | 4000 | Steel | Federally Regulated | None | Galvanic/Sacrificial Current Cathodic Protection, STIP3 Tank | E-10 | 1984 |  |  |  | Fiberglass Reinforced Plastic
1013 | GREAT PLAINS TIRE & SERVICE | 304 MAIN ST | FARNAM | 69029 | DAWSON | GREAT PLAINS TIRE & SERVICE | PO BOX 47 | MAYWOOD | NE | 69038 | 4 | Currently in Use | 2000 | Steel | Federally Regulated | None | Galvanic/Sacrificial Current Cathodic Protection, STIP3 Tank | #2 Diesel | 1998 |  |  |  | Fiberglass Reinforced Plastic
1149 | FARMERS COOPERATIVE - FILLEY | 103 LIVINGSTON | FILLEY | 68357 | GAGE | FARMERS COOPERATIVE | PO BOX 263 | DORCHESTER | NE | 68343 | 1 | Currently in Use | 4000 | Steel | Federally Regulated | None | Galvanic/Sacrificial Current Cathodic Protection, STIP3 Tank | E-10 | 1990 |  |  |  | Fiberglass Reinforced Plastic
1149 | FARMERS COOPERATIVE - FILLEY | 103 LIVINGSTON | FILLEY | 68357 | GAGE | FARMERS COOPERATIVE | PO BOX 263 | DORCHESTER | NE | 68343 | 2 | Currently in Use | 4000 | Steel | Federally Regulated | None | Galvanic/Sacrificial Current Cathodic Protection, STIP3 Tank | #2 Diesel | 1990 |  |  |  | Fiberglass Reinforced Plastic
2389 | FARMERS COOPERATIVE - FIRTH | 208 W 3RD ST | FIRTH | 68358 | LANCASTER | FARMERS COOPERATIVE | PO BOX 263 | DORCHESTER | NE | 68343-0263 | 1 | Currently in Use | 3000 | Steel | Federally Regulated | None | Galvanic/Sacrificial Current Cathodic Protection, Painted(e.g., asphaltic), STIP3 Tank | Regular Unleaded | 1988 |  |  |  | Fiberglass Reinforced Plastic
2389 | FARMERS COOPERATIVE - FIRTH | 208 W 3RD ST | FIRTH | 68358 | LANCASTER | FARMERS COOPERATIVE | PO BOX 263 | DORCHESTER | NE | 68343-0263 | 2 | Currently in Use | 3000 | Steel | Federally Regulated | None | Galvanic/Sacrificial Current Cathodic Protection, Painted(e.g., asphaltic), STIP3 Tank | E-10 | 1988 |  |  |  | Fiberglass Reinforced Plastic
2389 | FARMERS COOPERATIVE - FIRTH | 208 W 3RD ST | FIRTH | 68358 | LANCASTER | FARMERS COOPERATIVE | PO BOX 263 | DORCHESTER | NE | 68343-0263 | 3 | Currently in Use | 3000 | Steel | Federally Regulated | None | Galvanic/Sacrificial Current Cathodic Protection, Painted(e.g., asphaltic), STIP3 Tank | E-10 | 1988 |  |  |  | Fiberglass Reinforced Plastic
2389 | FARMERS COOPERATIVE - FIRTH | 208 W 3RD ST | FIRTH | 68358 | LANCASTER | FARMERS COOPERATIVE | PO BOX 263 | DORCHESTER | NE | 68343-0263 | 4 | Currently in Use | 3000 | Steel | Federally Regulated | None | Galvanic/Sacrificial Current Cathodic Protection, Painted(e.g., asphaltic), STIP3 Tank | #2 Diesel | 1988 |  |  |  | Fiberglass Reinforced Plastic
5283 | WIEBELHAUS SERVICE | 55806 888TH RD | FORDYCE | 68736 | CEDAR | FARMERS UNION dba WIEBELHAUS SERVICE | 208 N SUMMIT | HARTINGTON | NE | 68739 | 4 | Currently in Use | 6000 | Fiberglass Reinforced Plastic | Federally Regulated | None | None | #2 Diesel | 1998 |  |  |  | Fiberglass Reinforced Plastic
5283 | WIEBELHAUS SERVICE | 55806 888TH RD | FORDYCE | 68736 | CEDAR | FARMERS UNION dba WIEBELHAUS SERVICE | 208 N SUMMIT | HARTINGTON | NE | 68739 | 5 | Currently in Use | 12000 | Fiberglass Reinforced Plastic | Federally Regulated | None | None | Regular Unleaded | 1998 |  |  |  | Fiberglass Reinforced Plastic
5283 | WIEBELHAUS SERVICE | 55806 888TH RD | FORDYCE | 68736 | CEDAR | FARMERS UNION dba WIEBELHAUS SERVICE | 208 N SUMMIT | HARTINGTON | NE | 68739 | 6 | Currently in Use | 4000 | Fiberglass Reinforced Plastic | Federally Regulated | None | None | #1 Diesel | 1998 |  |  |  | Fiberglass Reinforced Plastic
5283 | WIEBELHAUS SERVICE | 55806 888TH RD | FORDYCE | 68736 | CEDAR | FARMERS UNION dba WIEBELHAUS SERVICE | 208 N SUMMIT | HARTINGTON | NE | 68739 | 7 | Currently in Use | 4000 | Fiberglass Reinforced Plastic | Federally Regulated | None | None | #1 Diesel | 1998 |  |  |  | Fiberglass Reinforced Plastic
5283 | WIEBELHAUS SERVICE | 55806 888TH RD | FORDYCE | 68736 | CEDAR | FARMERS UNION dba WIEBELHAUS SERVICE | 208 N SUMMIT | HARTINGTON | NE | 68739 | 8 | Currently in Use | 10000 | Fiberglass Reinforced Plastic | Federally Regulated | None | None | #2 Diesel | 1998 |  |  |  | Fiberglass Reinforced Plastic
1311 | CALHOUN OIL COMPANY | 113 S 14TH ST | FORT CALHOUN | 68023 | WASHINGTON | CALHOUN OIL CO | 113 S 14TH ST | FORT CALHOUN | NE | 68023 | 6 | Currently in Use | 8000 | Steel | Federally Regulated | None | Galvanic/Sacrificial Current Cathodic Protection, STIP3 Tank | #2 Diesel | 1999 |  |  |  | Fiberglass Reinforced Plastic
1311 | CALHOUN OIL COMPANY | 113 S 14TH ST | FORT CALHOUN | 68023 | WASHINGTON | CALHOUN OIL CO | 113 S 14TH ST | FORT CALHOUN | NE | 68023 | 7 | Currently in Use | 4000 | Steel | Federally Regulated | None | Galvanic/Sacrificial Current Cathodic Protection, STIP3 Tank | #2 Diesel | 1999 |  |  |  | Fiberglass Reinforced Plastic
1311 | CALHOUN OIL COMPANY | 113 S 14TH ST | FORT CALHOUN | 68023 | WASHINGTON | CALHOUN OIL CO | 113 S 14TH ST | FORT CALHOUN | NE | 68023 | 8 | Currently in Use | 3000 | Steel | Federally Regulated | None | Galvanic/Sacrificial Current Cathodic Protection, STIP3 Tank | Regular Unleaded | 2002 |  |  |  | Fiberglass Reinforced Plastic
1311 | CALHOUN OIL COMPANY | 113 S 14TH ST | FORT CALHOUN | 68023 | WASHINGTON | CALHOUN OIL CO | 113 S 14TH ST | FORT CALHOUN | NE | 68023 | 9 | Currently in Use | 6000 | Steel | Federally Regulated | None | Galvanic/Sacrificial Current Cathodic Protection, STIP3 Tank | Regular Unleaded | 2002 |  |  |  | Fiberglass Reinforced Plastic
1311 | CALHOUN OIL COMPANY | 113 S 14TH ST | FORT CALHOUN | 68023 | WASHINGTON | CALHOUN OIL CO | 113 S 14TH ST | FORT CALHOUN | NE | 68023 | 10 | Currently in Use | 6000 | Steel | Federally Regulated | None | Galvanic/Sacrificial Current Cathodic Protection, STIP3 Tank | Regular Unleaded | 2002 |  |  |  | Fiberglass Reinforced Plastic
7467 | TAYLOR QUIK PIK | 201 N 14TH ST | FORT CALHOUN | 68023 | WASHINGTON | TAYLOR OIL CO INC | PO BOX 548 | BLAIR | NE | 68008 | 1 | Currently in Use | 8000 | Steel | Federally Regulated | None | Galvanic/Sacrificial Current Cathodic Protection, STIP3 Tank | Regular Unleaded | 1987 |  |  |  | Fiberglass Reinforced Plastic
7467 | TAYLOR QUIK PIK | 201 N 14TH ST | FORT CALHOUN | 68023 | WASHINGTON | TAYLOR OIL CO INC | PO BOX 548 | BLAIR | NE | 68008 | 2 | Currently in Use | 8000 | Steel | Federally Regulated | None | Galvanic/Sacrificial Current Cathodic Protection, STIP3 Tank | Regular Unleaded | 1987 |  |  |  | Fiberglass Reinforced Plastic
8421 | CASEYS GENERAL STORE #1595 | 618 16TH AVE | FRANKLIN | 68939 | FRANKLIN | CASEYS RETAIL CO | PO BOX 3001 | ANKENY | IA | 50021-8045 | 1 | Currently in Use | 10000 | Fiberglass Reinforced Plastic | Federally Regulated | None | None | #2 Diesel | 1990 |  |  |  | Fiberglass Reinforced Plastic
8421 | CASEYS GENERAL STORE #1595 | 618 16TH AVE | FRANKLIN | 68939 | FRANKLIN | CASEYS RETAIL CO | PO BOX 3001 | ANKENY | IA | 50021-8045 | 2 | Currently in Use | 10000 | Fiberglass Reinforced Plastic | Federally Regulated | None | None | E-10 | 1990 |  |  |  | Fiberglass Reinforced Plastic
8421 | CASEYS GENERAL STORE #1595 | 618 16TH AVE | FRANKLIN | 68939 | FRANKLIN | CASEYS RETAIL CO | PO BOX 3001 | ANKENY | IA | 50021-8045 | 3 | Currently in Use | 10000 | Fiberglass Reinforced Plastic | Federally Regulated | None | None | Regular Unleaded | 1990 |  |  |  | Fiberglass Reinforced Plastic
1769 | PITSTOP & SHOP INC | 102 16TH AVE | FRANKLIN | 68939 | FRANKLIN | PITSTOP & SHOP INC | PO BOX 162 | FRANKLIN | NE | 68939 | 4 | Currently in Use | 10000 | Fiberglass Reinforced Plastic | Federally Regulated | None | None | E-10 | 1997 |  |  |  | Fiberglass Reinforced Plastic
1769 | PITSTOP & SHOP INC | 102 16TH AVE | FRANKLIN | 68939 | FRANKLIN | PITSTOP & SHOP INC | PO BOX 162 | FRANKLIN | NE | 68939 | 5 | Currently in Use | 10000 | Fiberglass Reinforced Plastic | Federally Regulated | None | None | Regular Unleaded | 1997 |  |  |  | Fiberglass Reinforced Plastic
1769 | PITSTOP & SHOP INC | 102 16TH AVE | FRANKLIN | 68939 | FRANKLIN | PITSTOP & SHOP INC | PO BOX 162 | FRANKLIN | NE | 68939 | 6 | Currently in Use | 6000 | Fiberglass Reinforced Plastic | Federally Regulated | None | None | #2 Diesel | 1997 |  |  |  | Fiberglass Reinforced Plastic
125 | PREMIER STOP FRANKLIN | 1601 M ST | FRANKLIN | 68939 | FRANKLIN | COOPERATIVE PRODUCERS INC | PO BOX 1008 | HASTINGS | NE | 68902-1008 | 1 | Currently in Use | 10000 | Steel | Federally Regulated | None | Galvanic/Sacrificial Current Cathodic Protection, Painted(e.g., asphaltic), STIP3 Tank | E-10 | 1990 |  |  | 360 Excavation Liner | Fiberglass Reinforced Plastic, Plastic
125 | PREMIER STOP FRANKLIN | 1601 M ST | FRANKLIN | 68939 | FRANKLIN | COOPERATIVE PRODUCERS INC | PO BOX 1008 | HASTINGS | NE | 68902-1008 | 2 | Currently in Use | 10000 | Steel | Federally Regulated | None | Galvanic/Sacrificial Current Cathodic Protection, Painted(e.g., asphaltic), STIP3 Tank | #2 Diesel | 1990 |  |  | 360 Excavation Liner | Fiberglass Reinforced Plastic, Plastic
125 | PREMIER STOP FRANKLIN | 1601 M ST | FRANKLIN | 68939 | FRANKLIN | COOPERATIVE PRODUCERS INC | PO BOX 1008 | HASTINGS | NE | 68902-1008 | 3 | Currently in Use | 4000 | Steel | Federally Regulated | None | Galvanic/Sacrificial Current Cathodic Protection, Painted(e.g., asphaltic), STIP3 Tank | Regular Unleaded | 1990 |  |  | 360 Excavation Liner | Fiberglass Reinforced Plastic, Plastic
1427 | 23RD ST PETROLEUM | 1156 W 23RD ST | FREMONT | 68025 | DODGE | 23RD ST PETROLEUM LLC | 3024 AMES AVE | OMAHA | NE | 68111 | 1 | Currently in Use | 10000 | Steel | Federally Regulated | None | Impressed Current Cathodic Protection | Regular Unleaded | 1984 |  |  |  | Steel
1427 | 23RD ST PETROLEUM | 1156 W 23RD ST | FREMONT | 68025 | DODGE | 23RD ST PETROLEUM LLC | 3024 AMES AVE | OMAHA | NE | 68111 | 2 | Currently in Use | 10000 | Steel | Federally Regulated | None | Impressed Current Cathodic Protection | Premium Unleaded | 1984 |  |  |  | Steel
1427 | 23RD ST PETROLEUM | 1156 W 23RD ST | FREMONT | 68025 | DODGE | 23RD ST PETROLEUM LLC | 3024 AMES AVE | OMAHA | NE | 68111 | 3 | Currently in Use | 6000 | Steel | Federally Regulated | None | Impressed Current Cathodic Protection | #1 Diesel | 1984 |  |  |  | Steel
1109 | ARLINGTON PETROLEUM LLC | 2010 N BELL ST | FREMONT | 68002 | DODGE | BELL ST PETROLEUM LLC | 2010 N BELL ST | FREMONT | NE | 68111 | 1 | Currently in Use | 8000 | Fiberglass Reinforced Plastic | Federally Regulated | None | None | #2 Diesel | 1982 |  |  |  | Fiberglass Reinforced Plastic
1109 | ARLINGTON PETROLEUM LLC | 2010 N BELL ST | FREMONT | 68002 | DODGE | BELL ST PETROLEUM LLC | 2010 N BELL ST | FREMONT | NE | 68111 | 2 | Currently in Use | 8000 | Fiberglass Reinforced Plastic | Federally Regulated | None | None | Regular Unleaded | 1990 |  |  |  | Fiberglass Reinforced Plastic
1109 | ARLINGTON PETROLEUM LLC | 2010 N BELL ST | FREMONT | 68002 | DODGE | BELL ST PETROLEUM LLC | 2010 N BELL ST | FREMONT | NE | 68111 | 3 | Currently in Use | 8000 | Fiberglass Reinforced Plastic | Federally Regulated | None | None | Regular Unleaded | 1990 |  |  |  | Fiberglass Reinforced Plastic
1109 | ARLINGTON PETROLEUM LLC | 2010 N BELL ST | FREMONT | 68002 | DODGE | BELL ST PETROLEUM LLC | 2010 N BELL ST | FREMONT | NE | 68111 | 4 | Currently in Use | 8000 | Fiberglass Reinforced Plastic | Federally Regulated | None | None | Regular Unleaded | 1990 |  |  |  | Fiberglass Reinforced Plastic
658 | BAKERs #323 FUEL CENTER | 1615 N BELL ST | FREMONT | 68025 | DODGE | DILLON COMPANIES INC | PO BOX 305103 | NASHVILLE | TN | 37230 | 1 | Currently in Use | 10000 | Fiberglass Reinforced Plastic | Federally Regulated | None | None | Regular Unleaded | 1985 |  |  |  | Fiberglass Reinforced Plastic
658 | BAKERs #323 FUEL CENTER | 1615 N BELL ST | FREMONT | 68025 | DODGE | DILLON COMPANIES INC | PO BOX 305103 | NASHVILLE | TN | 37230 | 2 | Currently in Use | 10000 | Fiberglass Reinforced Plastic | Federally Regulated | None | None | Regular Unleaded | 1985 |  |  |  | Fiberglass Reinforced Plastic
658 | BAKERs #323 FUEL CENTER | 1615 N BELL ST | FREMONT | 68025 | DODGE | DILLON COMPANIES INC | PO BOX 305103 | NASHVILLE | TN | 37230 | 3 | Currently in Use | 10000 | Fiberglass Reinforced Plastic | Federally Regulated | None | None | Regular Unleaded | 1985 |  |  |  | Fiberglass Reinforced Plastic
11162 | CASEYS GENERAL STORE #1737 | 401 W 23RD ST | FREMONT | 68025 | DODGE | CASEYS RETAIL CO | PO BOX 3001 | ANKENY | IA | 50021-8045 | 1 | Currently in Use | 10000 | Fiberglass Reinforced Plastic | Federally Regulated | None | None | Regular Unleaded | 1993 |  |  |  | Fiberglass Reinforced Plastic
11162 | CASEYS GENERAL STORE #1737 | 401 W 23RD ST | FREMONT | 68025 | DODGE | CASEYS RETAIL CO | PO BOX 3001 | ANKENY | IA | 50021-8045 | 2 | Currently in Use | 10000 | Fiberglass Reinforced Plastic | Federally Regulated | None | None | Regular Unleaded | 1993 |  |  |  | Fiberglass Reinforced Plastic
11680 | CASEYS GENERAL STORE #2090 | 821 S BROAD | FREMONT | 68025 | DODGE | CASEYS RETAIL CO | PO BOX 3001 | ANKENY | IA | 50021-8045 | 1 | Currently in Use | 10000 | Fiberglass Reinforced Plastic | Federally Regulated | None | None | Regular Unleaded | 1998 |  |  |  | Fiberglass Reinforced Plastic
11680 | CASEYS GENERAL STORE #2090 | 821 S BROAD | FREMONT | 68025 | DODGE | CASEYS RETAIL CO | PO BOX 3001 | ANKENY | IA | 50021-8045 | 2 | Currently in Use | 10000 | Fiberglass Reinforced Plastic | Federally Regulated | None | None | Regular Unleaded | 1998 |  |  |  | Fiberglass Reinforced Plastic
2267 | CUBBYs FREMONT 2108 | 405 S BROAD ST | FREMONT | 68025 | DODGE | CUBBYS II INC | 9229 MORMON BRIDGE PLZ STE 6 | OMAHA | NE | 68152 | 1 | Currently in Use | 4000 | Steel | Federally Regulated | None | Galvanic/Sacrificial Current Cathodic Protection, STIP3 Tank | #2 Diesel | 1990 |  |  |  | Fiberglass Reinforced Plastic
2267 | CUBBYs FREMONT 2108 | 405 S BROAD ST | FREMONT | 68025 | DODGE | CUBBYS II INC | 9229 MORMON BRIDGE PLZ STE 6 | OMAHA | NE | 68152 | 2 | Currently in Use | 6000 | Steel | Federally Regulated | None | Galvanic/Sacrificial Current Cathodic Protection, STIP3 Tank | Regular Unleaded | 1990 |  |  |  | Fiberglass Reinforced Plastic
2267 | CUBBYs FREMONT 2108 | 405 S BROAD ST | FREMONT | 68025 | DODGE | CUBBYS II INC | 9229 MORMON BRIDGE PLZ STE 6 | OMAHA | NE | 68152 | 3 | Currently in Use | 8000 | Steel | Federally Regulated | None | Galvanic/Sacrificial Current Cathodic Protection, STIP3 Tank | E-10 | 1990 |  |  |  | Fiberglass Reinforced Plastic
11960 | CUBBYS FREMONT NORTH #15 | 209 W 23RD ST | FREMONT | 68025 | DODGE | CUBBYs INC | 9229 MORMON BRIDGE PLZ STE 6 | OMAHA | NE | 68152-1942 | 1 | Currently in Use | 15000 | Jacketed | Federally Regulated |  | Poly Jacket | Regular Unleaded | 2001 |  |  | Double Walled | Plastic
11960 | CUBBYS FREMONT NORTH #15 | 209 W 23RD ST | FREMONT | 68025 | DODGE | CUBBYs INC | 9229 MORMON BRIDGE PLZ STE 6 | OMAHA | NE | 68152-1942 | 2 | Currently in Use | 15000 | Jacketed | Federally Regulated |  | Poly Jacket | E-10 | 2001 |  |  | Double Walled | Plastic
11960 | CUBBYS FREMONT NORTH #15 | 209 W 23RD ST | FREMONT | 68025 | DODGE | CUBBYs INC | 9229 MORMON BRIDGE PLZ STE 6 | OMAHA | NE | 68152-1942 | 8 | Currently in Use | 5000 | Composite | Federally Regulated |  |  | #2 Diesel | 2023 |  |  | Double Walled | Plastic
11960 | CUBBYS FREMONT NORTH #15 | 209 W 23RD ST | FREMONT | 68025 | DODGE | CUBBYs INC | 9229 MORMON BRIDGE PLZ STE 6 | OMAHA | NE | 68152-1942 | 9 | Currently in Use | 5000 | Composite | Federally Regulated |  |  | Premium Unleaded | 2023 |  |  | Double Walled | Plastic
2269 | E NE CHAPTER NRHS | 1835 N SOMERS | FREMONT | 68025 | DODGE | E NE CHAPTER NRHS | 1835 N SOMERS | FREMONT | NE | 68025 | 1 | Permanently Out of Use | 1000 | Steel | Federally Regulated | None | Painted(e.g., asphaltic) | Regular Unleaded | 1966 | 4/1/1987 |  |  | Steel
2269 | E NE CHAPTER NRHS | 1835 N SOMERS | FREMONT | 68025 | DODGE | E NE CHAPTER NRHS | 1835 N SOMERS | FREMONT | NE | 68025 | 2 | Permanently Out of Use | 1000 | Steel | Federally Regulated | None | Painted(e.g., asphaltic) | Regular Unleaded | 1966 | 4/1/1987 |  |  | Steel
30 | EXPRESSWAY #1 | 1800 E MILITARY | FREMONT | 68025 | DODGE | SUNRISE HOLDINGS LLC | 15418 WEIR ST #130 | OMAHA | NE | 68137 | 1 | Currently in Use | 4000 | Steel | Federally Regulated | None | Galvanic/Sacrificial Current Cathodic Protection, STIP3 Tank | E-87 | 1988 |  |  |  | Fiberglass Reinforced Plastic
30 | EXPRESSWAY #1 | 1800 E MILITARY | FREMONT | 68025 | DODGE | SUNRISE HOLDINGS LLC | 15418 WEIR ST #130 | OMAHA | NE | 68137 | 2 | Currently in Use | 4000 | Steel | Federally Regulated | None | Galvanic/Sacrificial Current Cathodic Protection, STIP3 Tank | E-87 | 1988 |  |  |  | Fiberglass Reinforced Plastic
30 | EXPRESSWAY #1 | 1800 E MILITARY | FREMONT | 68025 | DODGE | SUNRISE HOLDINGS LLC | 15418 WEIR ST #130 | OMAHA | NE | 68137 | 3 | Currently in Use | 4000 | Steel | Federally Regulated | None | Galvanic/Sacrificial Current Cathodic Protection, STIP3 Tank | Premium Unleaded | 1988 |  |  |  | Fiberglass Reinforced Plastic
30 | EXPRESSWAY #1 | 1800 E MILITARY | FREMONT | 68025 | DODGE | SUNRISE HOLDINGS LLC | 15418 WEIR ST #130 | OMAHA | NE | 68137 | 4 | Currently in Use | 4000 | Steel | Federally Regulated | None | Galvanic/Sacrificial Current Cathodic Protection, STIP3 Tank | Premium Unleaded | 1988 |  |  |  | Fiberglass Reinforced Plastic
6617 | EXPRESSWAY #2 | 209 S BELL ST | FREMONT | 68025 | DODGE | SUNRISE HOLDINGS LLC | 15418 WEIR ST #130 | OMAHA | NE | 68137 | 1 | Currently in Use | 6000 | Steel | Federally Regulated | None | Galvanic/Sacrificial Current Cathodic Protection, STIP3 Tank | E-87 | 1988 |  |  |  | Fiberglass Reinforced Plastic
6617 | EXPRESSWAY #2 | 209 S BELL ST | FREMONT | 68025 | DODGE | SUNRISE HOLDINGS LLC | 15418 WEIR ST #130 | OMAHA | NE | 68137 | 2 | Currently in Use | 8000 | Steel | Federally Regulated | None | Galvanic/Sacrificial Current Cathodic Protection, STIP3 Tank | Regular Unleaded | 1988 |  |  |  | Fiberglass Reinforced Plastic
6617 | EXPRESSWAY #2 | 209 S BELL ST | FREMONT | 68025 | DODGE | SUNRISE HOLDINGS LLC | 15418 WEIR ST #130 | OMAHA | NE | 68137 | 3 | Currently in Use | 6000 | Steel | Federally Regulated | None | Galvanic/Sacrificial Current Cathodic Protection, STIP3 Tank | #2 Diesel | 1988 |  |  |  | Fiberglass Reinforced Plastic
2772 | FREMONT CONTRACT CARRIERS | 1520 RAILROAD PO BOX 489 | FREMONT | 68025-0489 | DODGE | WENDELL BRUNER | PO BOX 1222 | FREMONT | NE | 68025 | 1 | Permanently Out of Use | 12000 | Steel | Federally Regulated | None | Fiberglass Reinforced Plastic Coated |  | 1992 |  |  |  | Fiberglass Reinforced Plastic
12309 | FREMONT CONTRACT CARRIERS INC | 865 S BUD BLVD | FREMONT | 68026 | DODGE | FREMONT CONTRACT CARRIERS INC | 865 S BUD BLVD | FREMONT | NE | 68026 | 1 | Currently in Use | 15000 | Fiberglass Reinforced Plastic | Federally Regulated | None | None | #2 Diesel | 2005 |  |  | Double Walled | Plastic
12309 | FREMONT CONTRACT CARRIERS INC | 865 S BUD BLVD | FREMONT | 68026 | DODGE | FREMONT CONTRACT CARRIERS INC | 865 S BUD BLVD | FREMONT | NE | 68026 | 2 | Currently in Use | 15000 | Fiberglass Reinforced Plastic | Federally Regulated | None | None | #2 Diesel | 2005 |  |  | Double Walled | Plastic
5756 | FREMONT GAS & MARKET | 740 DAVENPORT AVE | FREMONT | 68025 | DODGE | OAS LLC | 740 N DAVENPORT AVE | FREMONT | NE | 68025 | 1 | Temporarily Out of Use | 10000 | Steel | Federally Regulated | Internal Lining(e.g., epoxy resins) | Impressed Current Cathodic Protection | Regular Unleaded | 1977 | 6/1/2014 |  |  | Double walled, Plastic, Steel
5756 | FREMONT GAS & MARKET | 740 DAVENPORT AVE | FREMONT | 68025 | DODGE | OAS LLC | 740 N DAVENPORT AVE | FREMONT | NE | 68025 | 2 | Temporarily Out of Use | 10000 | Steel | Federally Regulated | Internal Lining(e.g., epoxy resins) | Impressed Current Cathodic Protection | E-10 | 1977 | 6/1/2014 |  |  | Double walled, Plastic, Steel
5009 | FREMONT PUBLIC SCHOOL/MAINTENANCE SHOP | 957 N PIERCE ST | FREMONT | 68025-3949 | DODGE | FREMONT PUBLIC SCHOOLS | 957 N PIERCE ST | FREMONT | NE | 68025-3949 | 1 | Currently in Use | 2000 | Jacketed | Federally Regulated | None | Fiberglass Reinforced Plastic Coated | #2 Diesel | 1990
5009 | FREMONT PUBLIC SCHOOL/MAINTENANCE SHOP | 957 N PIERCE ST | FREMONT | 68025-3949 | DODGE | FREMONT PUBLIC SCHOOLS | 957 N PIERCE ST | FREMONT | NE | 68025-3949 | 2 | Currently in Use | 2000 | Jacketed | Federally Regulated | None | Fiberglass Reinforced Plastic Coated | Regular Unleaded | 1990
8900 | FREMONT PUBLIC SCHOOLS | 10TH & PARK | FREMONT | 68025 | DODGE | FREMONT PUBLIC SCHOOLS | 957 N PIERCE ST | FREMONT | NE | 68025 | 1 | Currently in Use | 10000 | Steel | Heating Oil | None | Galvanic/Sacrificial Current Cathodic Protection, Painted(e.g., asphaltic), STIP3 Tank | Heating Oil 2 | 1992 |  |  |  | Fiberglass Reinforced Plastic
8664 | FREMONT SR HIGH SCHOOL | 1750 N LINCOLN | FREMONT | 68025 | DODGE | FREMONT PUBLIC SCHOOLS | 957 N PIERCE ST | FREMONT | NE | 68025 | 1 | Currently in Use | 10000 | Steel | Heating Oil | None | Galvanic/Sacrificial Current Cathodic Protection | Heating Oil 2 | 1990 |  |  |  | Steel
1865 | FREY 66 | 1550 N BELL ST | FREMONT | 68025 | DODGE | CAROL L FREY | 1550 N BELL ST | FREMONT | NE | 68025 | 1 | Permanently Out of Use | 6000 | Steel | Federally Regulated | None | Galvanic/Sacrificial Current Cathodic Protection, STIP3 Tank | Regular Unleaded | 1988 | 4/1/2003
1865 | FREY 66 | 1550 N BELL ST | FREMONT | 68025 | DODGE | CAROL L FREY | 1550 N BELL ST | FREMONT | NE | 68025 | 2 | Permanently Out of Use | 4000 | Steel | Federally Regulated | None | Galvanic/Sacrificial Current Cathodic Protection, STIP3 Tank | Regular Unleaded | 1988 | 4/1/2003
1865 | FREY 66 | 1550 N BELL ST | FREMONT | 68025 | DODGE | CAROL L FREY | 1550 N BELL ST | FREMONT | NE | 68025 | 3 | Permanently Out of Use | 6000 | Fiberglass Reinforced Plastic | Federally Regulated | None | Galvanic/Sacrificial Current Cathodic Protection, STIP3 Tank | Regular Unleaded | 1974 | 4/1/2003
11119 | FUEL EXPRESS | 1305 MORNINGSIDE RD | FREMONT | 68025 | DODGE | FUEL EXPRESS | 1305 MORNINGSIDE RD | FREMONT | NE | 68025 | 1 | Currently in Use | 10000 | Steel | Federally Regulated | None | Galvanic/Sacrificial Current Cathodic Protection, Painted(e.g., asphaltic), STIP3 Tank | #2 Diesel | 1993 |  |  |  | Fiberglass Reinforced Plastic
11119 | FUEL EXPRESS | 1305 MORNINGSIDE RD | FREMONT | 68025 | DODGE | FUEL EXPRESS | 1305 MORNINGSIDE RD | FREMONT | NE | 68025 | 2 | Currently in Use | 6000 | Steel | Federally Regulated | None | Galvanic/Sacrificial Current Cathodic Protection, Painted(e.g., asphaltic), STIP3 Tank | Regular Unleaded | 1993 |  |  |  | Fiberglass Reinforced Plastic
11119 | FUEL EXPRESS | 1305 MORNINGSIDE RD | FREMONT | 68025 | DODGE | FUEL EXPRESS | 1305 MORNINGSIDE RD | FREMONT | NE | 68025 | 3 | Currently in Use | 4000 | Steel | Federally Regulated | None | Galvanic/Sacrificial Current Cathodic Protection, Painted(e.g., asphaltic), STIP3 Tank | Regular Unleaded | 1993 |  |  |  | Fiberglass Reinforced Plastic
11119 | FUEL EXPRESS | 1305 MORNINGSIDE RD | FREMONT | 68025 | DODGE | FUEL EXPRESS | 1305 MORNINGSIDE RD | FREMONT | NE | 68025 | 4 | Currently in Use | 8000 | Steel | Federally Regulated | None | Galvanic/Sacrificial Current Cathodic Protection, Painted(e.g., asphaltic), STIP3 Tank | Regular Unleaded | 1993 |  |  |  | Fiberglass Reinforced Plastic
8730 | HOPKINS ARENA | 1016 N IRVING ST | FREMONT | 68025 | DODGE | MIDLAND LUTHERAN COLLEGE | 900 N CLARKSON | FREMONT | NE | 68025 | 2 | Permanently Out of Use | 7000 | Steel | Heating Oil | Internal Lining(e.g., epoxy resins) | Impressed Current Cathodic Protection | Heating Oil 2 | 1968 |  |  |  | Steel
12322 | HY-VEE GAS #1185 | 854 E 23RD ST | FREMONT | 68025 | DODGE | HY VEE INC | 5820 WESTOWN PKWY | WEST DES MOINES | IA | 50313 | 1 | Currently in Use | 20000 | Fiberglass Reinforced Plastic | Federally Regulated | None | None | E-10 | 2006 |  |  | Double Walled | Fiberglass Reinforced Plastic, Plastic
12322 | HY-VEE GAS #1185 | 854 E 23RD ST | FREMONT | 68025 | DODGE | HY VEE INC | 5820 WESTOWN PKWY | WEST DES MOINES | IA | 50313 | 2 | Currently in Use | 14000 | Fiberglass Reinforced Plastic | Federally Regulated | None | None | E-10 | 2006 |  |  | Double Walled | Fiberglass Reinforced Plastic, Plastic
12322 | HY-VEE GAS #1185 | 854 E 23RD ST | FREMONT | 68025 | DODGE | HY VEE INC | 5820 WESTOWN PKWY | WEST DES MOINES | IA | 50313 | 3 | Currently in Use | 6000 | Fiberglass Reinforced Plastic | Federally Regulated | None | None | Premium Unleaded | 2006 |  |  | Double Walled | Fiberglass Reinforced Plastic, Plastic
12322 | HY-VEE GAS #1185 | 854 E 23RD ST | FREMONT | 68025 | DODGE | HY VEE INC | 5820 WESTOWN PKWY | WEST DES MOINES | IA | 50313 | 4 | Currently in Use | 14000 | Fiberglass Reinforced Plastic | Federally Regulated | None | None | E-10 | 2006 |  |  | Double Walled | Fiberglass Reinforced Plastic, Plastic
12322 | HY-VEE GAS #1185 | 854 E 23RD ST | FREMONT | 68025 | DODGE | HY VEE INC | 5820 WESTOWN PKWY | WEST DES MOINES | IA | 50313 | 5 | Currently in Use | 6000 | Fiberglass Reinforced Plastic | Federally Regulated | None | None | #2 Diesel | 2006 |  |  | Double Walled | Fiberglass Reinforced Plastic, Plastic
655 | KWIK SHOP #645 | 710 N BROAD ST | FREMONT | 68025 | DODGE | KWIK SHOP INC | 165 FLANDERS RD | WESTBOROUGH | MA | 1581 | 4 | Currently in Use | 20000 | Fiberglass Reinforced Plastic | Federally Regulated |  | Double walled | Regular Unleaded | 2013 |  |  | Double Walled | Double walled, Plastic
655 | KWIK SHOP #645 | 710 N BROAD ST | FREMONT | 68025 | DODGE | KWIK SHOP INC | 165 FLANDERS RD | WESTBOROUGH | MA | 1581 | 5 | Currently in Use | 8000 | Fiberglass Reinforced Plastic | Federally Regulated |  | Double walled | Premium Unleaded | 2013 |  |  | Double Walled | Double walled, Plastic
655 | KWIK SHOP #645 | 710 N BROAD ST | FREMONT | 68025 | DODGE | KWIK SHOP INC | 165 FLANDERS RD | WESTBOROUGH | MA | 1581 | 6 | Currently in Use | 10000 | Fiberglass Reinforced Plastic | Federally Regulated |  | Double walled | E-10 | 2013 |  |  | Double Walled | Double walled, Plastic
655 | KWIK SHOP #645 | 710 N BROAD ST | FREMONT | 68025 | DODGE | KWIK SHOP INC | 165 FLANDERS RD | WESTBOROUGH | MA | 1581 | 7 | Currently in Use | 8000 | Fiberglass Reinforced Plastic | Federally Regulated |  | Double walled | #2 Diesel | 2013 |  |  | Double Walled | Double walled, Plastic
8157 | METHODIST FREMONT HEALTH | 450 E 23RD ST | FREMONT | 68025 | DODGE | METHODIST FREMONT HEALTH | 450 E 23RD ST | FREMONT | NE | 68025 | 4 | Currently in Use | 15000 | Fiberglass Reinforced Plastic | Heating Oil | None | None | #2 Diesel | 1995 |  |  | Double Walled | Plastic, Total Containment Omni Flex Dbl Wall
12661 | MURPHY USA #7847 | 3010 E 23RD ST | FREMONT | null | DODGE | MURPHY USA | PO BOX 7300 | EL DORADO | AR | 71731-7300 | 1 | Currently in Use | 20000 | Fiberglass Reinforced Plastic | Federally Regulated |  |  | Regular Unleaded | 2015 |  |  | Double Walled | Fiberglass Reinforced Plastic
12661 | MURPHY USA #7847 | 3010 E 23RD ST | FREMONT | null | DODGE | MURPHY USA | PO BOX 7300 | EL DORADO | AR | 71731-7300 | 2 | Currently in Use | 12000 | Fiberglass Reinforced Plastic | Federally Regulated |  |  | #2 Diesel | 2015 |  |  | Double Walled | Fiberglass Reinforced Plastic
12661 | MURPHY USA #7847 | 3010 E 23RD ST | FREMONT | null | DODGE | MURPHY USA | PO BOX 7300 | EL DORADO | AR | 71731-7300 | 3 | Currently in Use | 8000 | Fiberglass Reinforced Plastic | Federally Regulated |  |  | Premium Unleaded | 2015 |  |  | Double Walled | Fiberglass Reinforced Plastic
12567 | PUMP & PANTRY #48 | 3441 E 24TH ST | FREMONT | 68025 | DODGE | BOSSELMAN PUMP & PANTRY INC | PO BOX 4905 | GRAND ISLAND | NE | 68802-4905 | 1 | Currently in Use | 12000 | Fiberglass Reinforced Plastic | Federally Regulated |  |  | #2 Diesel, Regular Unleaded | 2013 |  |  | Double Walled | Double walled, Plastic
12567 | PUMP & PANTRY #48 | 3441 E 24TH ST | FREMONT | 68025 | DODGE | BOSSELMAN PUMP & PANTRY INC | PO BOX 4905 | GRAND ISLAND | NE | 68802-4905 | 2 | Currently in Use | 12000 | Fiberglass Reinforced Plastic | Federally Regulated |  |  | E-95 | 2013 |  |  | Double Walled | Double walled, Plastic
12567 | PUMP & PANTRY #48 | 3441 E 24TH ST | FREMONT | 68025 | DODGE | BOSSELMAN PUMP & PANTRY INC | PO BOX 4905 | GRAND ISLAND | NE | 68802-4905 | 3 | Currently in Use | 8000 | Fiberglass Reinforced Plastic | Federally Regulated |  |  | #2 Diesel, E-95 | 2013 |  |  | Double Walled | Double walled, Plastic
6501 | RUAN LEASING CO | 707 E DODGE ST | FREMONT | 68025 | DODGE | MAT PROPERTIES | 707 E DODGE ST | FREMONT | NE | 68025 | 1 | Permanently Out of Use | 500 | Steel | Federally Regulated |  |  | Used Oil | 1901 | 4/1/1986
11440 | SAPP BROS FREMONT | 4260 N BROAD | FREMONT | 68025 | DODGE | SAPP BROS TRAVEL CENTERS INC | PO BOX 45766 | OMAHA | NE | 68145 | 1 | Currently in Use | 12000 | Fiberglass Reinforced Plastic | Federally Regulated | None | None | Regular Unleaded | 1996 |  |  |  | Fiberglass Reinforced Plastic, Plastic
11440 | SAPP BROS FREMONT | 4260 N BROAD | FREMONT | 68025 | DODGE | SAPP BROS TRAVEL CENTERS INC | PO BOX 45766 | OMAHA | NE | 68145 | 2 | Currently in Use | 12000 | Fiberglass Reinforced Plastic | Federally Regulated | None | None | Regular Unleaded | 1996 |  |  |  | Fiberglass Reinforced Plastic
11440 | SAPP BROS FREMONT | 4260 N BROAD | FREMONT | 68025 | DODGE | SAPP BROS TRAVEL CENTERS INC | PO BOX 45766 | OMAHA | NE | 68145 | 3 | Currently in Use | 6000 | Fiberglass Reinforced Plastic | Federally Regulated | None | None | Regular Unleaded | 1996 |  |  |  | Fiberglass Reinforced Plastic
11440 | SAPP BROS FREMONT | 4260 N BROAD | FREMONT | 68025 | DODGE | SAPP BROS TRAVEL CENTERS INC | PO BOX 45766 | OMAHA | NE | 68145 | 4 | Currently in Use | 12000 | Fiberglass Reinforced Plastic | Federally Regulated | None | None | #2 Diesel | 1996 |  |  |  | Fiberglass Reinforced Plastic
11440 | SAPP BROS FREMONT | 4260 N BROAD | FREMONT | 68025 | DODGE | SAPP BROS TRAVEL CENTERS INC | PO BOX 45766 | OMAHA | NE | 68145 | 5 | Currently in Use | 12000 | Fiberglass Reinforced Plastic | Federally Regulated | None | None | #2 Diesel | 1996 |  |  |  | Fiberglass Reinforced Plastic
11440 | SAPP BROS FREMONT | 4260 N BROAD | FREMONT | 68025 | DODGE | SAPP BROS TRAVEL CENTERS INC | PO BOX 45766 | OMAHA | NE | 68145 | 6 | Currently in Use | 12000 | Fiberglass Reinforced Plastic | Federally Regulated | None | None | #2 Diesel | 1996 |  |  |  | Fiberglass Reinforced Plastic
98 | TAYLOR QUIK PIK #02 | 2250 N CLARMAR | FREMONT | 68025 | DODGE | TAYLOR OIL CO INC | PO BOX 548 | BLAIR | NE | 68008-9990 | 4 | Currently in Use | 12000 | Steel | Federally Regulated | None | Fiberglass Reinforced Plastic Coated | Regular Unleaded | 1997 |  |  |  | Fiberglass Reinforced Plastic
98 | TAYLOR QUIK PIK #02 | 2250 N CLARMAR | FREMONT | 68025 | DODGE | TAYLOR OIL CO INC | PO BOX 548 | BLAIR | NE | 68008-9990 | 5 | Currently in Use | 10000 | Jacketed | Federally Regulated | None | Fiberglass Reinforced Plastic Coated | Regular Unleaded | 1997 |  |  |  | Fiberglass Reinforced Plastic
98 | TAYLOR QUIK PIK #02 | 2250 N CLARMAR | FREMONT | 68025 | DODGE | TAYLOR OIL CO INC | PO BOX 548 | BLAIR | NE | 68008-9990 | 6 | Currently in Use | 6000 | Jacketed | Federally Regulated | None | Fiberglass Reinforced Plastic Coated | Regular Unleaded | 1997 |  |  |  | Fiberglass Reinforced Plastic
2894 | TOMs TEXACO | 1105 S BROAD ST | FREMONT | 68025 | DODGE | SHREEJI KRUPA DBA TOM'S TEXACO | 1105 S BROAD ST | FREMONT | NE | 68025 | 1 | Currently in Use | 4000 | Steel | Federally Regulated | None | Galvanic/Sacrificial Current Cathodic Protection, Painted(e.g., asphaltic), STIP3 Tank | #2 Diesel | 1989 |  |  |  | Fiberglass Reinforced Plastic
2894 | TOMs TEXACO | 1105 S BROAD ST | FREMONT | 68025 | DODGE | SHREEJI KRUPA DBA TOM'S TEXACO | 1105 S BROAD ST | FREMONT | NE | 68025 | 2 | Currently in Use | 8000 | Steel | Federally Regulated | None | Galvanic/Sacrificial Current Cathodic Protection, STIP3 Tank | Regular Unleaded | 1989 |  |  |  | Fiberglass Reinforced Plastic
2894 | TOMs TEXACO | 1105 S BROAD ST | FREMONT | 68025 | DODGE | SHREEJI KRUPA DBA TOM'S TEXACO | 1105 S BROAD ST | FREMONT | NE | 68025 | 3 | Currently in Use | 8000 | Steel | Federally Regulated | None | Galvanic/Sacrificial Current Cathodic Protection, STIP3 Tank | Regular Unleaded | 1989 |  |  |  | Fiberglass Reinforced Plastic
2894 | TOMs TEXACO | 1105 S BROAD ST | FREMONT | 68025 | DODGE | SHREEJI KRUPA DBA TOM'S TEXACO | 1105 S BROAD ST | FREMONT | NE | 68025 | 4 | Currently in Use | 6000 | Composite | Federally Regulated | None | Fiberglass Reinforced Plastic Coated | Regular Unleaded | 1999 |  |  |  | Fiberglass Reinforced Plastic
2910 | WOODCLIFF MARINA | W LOT S-03 980 COUNTY RD | FREMONT | 68025 | SAUNDERS | DON & JULIE RICAN | CARROL & JANET PIERCY 980 COUNTY RD W - LOT S-3 | FREMONT | NE | 68025 | 3 | Permanently Out of Use | 4000 | NEW INSTALL | Federally Regulated |  |  |  | 1999
12762 | FRIEND QUICKSTOP | 1535 1ST ST | FRIEND | 68354 | SALINE | FRIEND QUICKSTOP LLC | 1535 1ST ST | FRIEND | NE | 68359 | 1 | Currently in Use | 10000 | Fiberglass Reinforced Plastic | Federally Regulated |  |  | #2 Diesel | 2018 |  |  | Double Walled | Plastic
12762 | FRIEND QUICKSTOP | 1535 1ST ST | FRIEND | 68354 | SALINE | FRIEND QUICKSTOP LLC | 1535 1ST ST | FRIEND | NE | 68359 | 2 | Currently in Use | 10000 | Fiberglass Reinforced Plastic | Federally Regulated |  |  | Regular Unleaded | 2018 |  |  | Double Walled | Plastic
12762 | FRIEND QUICKSTOP | 1535 1ST ST | FRIEND | 68354 | SALINE | FRIEND QUICKSTOP LLC | 1535 1ST ST | FRIEND | NE | 68359 | 3 | Currently in Use | 4500 | Fiberglass Reinforced Plastic | Federally Regulated |  |  | #2 Diesel | 2018 |  |  | Double Walled | Plastic
12762 | FRIEND QUICKSTOP | 1535 1ST ST | FRIEND | 68354 | SALINE | FRIEND QUICKSTOP LLC | 1535 1ST ST | FRIEND | NE | 68359 | 4 | Currently in Use | 6000 | Fiberglass Reinforced Plastic | Federally Regulated |  |  | Regular Unleaded | 2018 |  |  | Double Walled | Plastic
12762 | FRIEND QUICKSTOP | 1535 1ST ST | FRIEND | 68354 | SALINE | FRIEND QUICKSTOP LLC | 1535 1ST ST | FRIEND | NE | 68359 | 5 | Currently in Use | 4500 | Fiberglass Reinforced Plastic | Federally Regulated |  |  | E-98 | 2018 |  |  | Double Walled | Plastic
12762 | FRIEND QUICKSTOP | 1535 1ST ST | FRIEND | 68354 | SALINE | FRIEND QUICKSTOP LLC | 1535 1ST ST | FRIEND | NE | 68359 | 6 | Currently in Use | 6000 | Fiberglass Reinforced Plastic | Federally Regulated |  |  | E-95 | 2018 |  |  | Double Walled | Plastic
1946 | BILLs SERVICE (FORMER) | 5TH & BROADWAY | FULLERTON | 68638 | NANCE | DONN SIMONSON | UNKNOWN | FULLERTON | NE | 68638 | 1 | Permanently Out of Use | 1050 | Steel | Federally Regulated | Unknown | Painted(e.g., asphaltic) | Regular Unleaded | 1961 | 4/1/1989 |  |  | Unknown
1946 | BILLs SERVICE (FORMER) | 5TH & BROADWAY | FULLERTON | 68638 | NANCE | DONN SIMONSON | UNKNOWN | FULLERTON | NE | 68638 | 2 | Permanently Out of Use | 1050 | Steel | Federally Regulated | Unknown | Painted(e.g., asphaltic) | Regular Unleaded | 1961 | 4/1/1989 |  |  | Unknown
1946 | BILLs SERVICE (FORMER) | 5TH & BROADWAY | FULLERTON | 68638 | NANCE | DONN SIMONSON | UNKNOWN | FULLERTON | NE | 68638 | 3 | Permanently Out of Use | 1000 | Steel | Federally Regulated | Unknown | Painted(e.g., asphaltic) | Used Oil | 1961 |  |  |  | Unknown
1946 | BILLs SERVICE (FORMER) | 5TH & BROADWAY | FULLERTON | 68638 | NANCE | DONN SIMONSON | UNKNOWN | FULLERTON | NE | 68638 | 4 | Permanently Out of Use | 1000 | Steel | Federally Regulated | Unknown | Painted(e.g., asphaltic) | Empty | 1961 | 12/1/1951 |  |  | Unknown
7066 | CASEYS GENERAL STORE #2656 | 1005 JOHNSON ST | FULLERTON | 68638 | NANCE | CASEYS RETAIL CO | PO BOX 3001 | ANKENY | IA | 50021-8045 | 4 | Currently in Use | 12000 | Fiberglass Reinforced Plastic | Federally Regulated | None | None | Regular Unleaded | 2007 |  |  | Double Walled | Plastic
7066 | CASEYS GENERAL STORE #2656 | 1005 JOHNSON ST | FULLERTON | 68638 | NANCE | CASEYS RETAIL CO | PO BOX 3001 | ANKENY | IA | 50021-8045 | 5 | Currently in Use | 12000 | Fiberglass Reinforced Plastic | Federally Regulated | None | None | E-10 | 2007 |  |  | Double Walled | Plastic
7066 | CASEYS GENERAL STORE #2656 | 1005 JOHNSON ST | FULLERTON | 68638 | NANCE | CASEYS RETAIL CO | PO BOX 3001 | ANKENY | IA | 50021-8045 | 6 | Currently in Use | 8000 | Fiberglass Reinforced Plastic | Federally Regulated | None | None | #2 Diesel | 2007 |  |  | Double Walled | Plastic
6017 | HAROLDS REPAIR | 511 5TH ST | FULLERTON | 68638 | NANCE | HAROLDS REPAIR | 511 5TH ST | FULLERTON | NE | 68638 | 1 | Permanently Out of Use | 4000 | Steel | Federally Regulated | Unknown | Painted(e.g., asphaltic) | Empty | 1966 | 1/1/1993 |  |  | Steel
6017 | HAROLDS REPAIR | 511 5TH ST | FULLERTON | 68638 | NANCE | HAROLDS REPAIR | 511 5TH ST | FULLERTON | NE | 68638 | 2 | Permanently Out of Use | 4000 | Steel | Federally Regulated | Unknown | Painted(e.g., asphaltic) | Regular Unleaded | 1966 | 1/1/1993 |  |  | Steel
6017 | HAROLDS REPAIR | 511 5TH ST | FULLERTON | 68638 | NANCE | HAROLDS REPAIR | 511 5TH ST | FULLERTON | NE | 68638 | 3 | Permanently Out of Use | 2000 | Steel | Federally Regulated | Unknown | Painted(e.g., asphaltic) | Regular Unleaded | 1966 | 1/1/1993 |  |  | Steel
6017 | HAROLDS REPAIR | 511 5TH ST | FULLERTON | 68638 | NANCE | HAROLDS REPAIR | 511 5TH ST | FULLERTON | NE | 68638 | 4 | Permanently Out of Use | 2000 | Steel | Federally Regulated | Unknown | Painted(e.g., asphaltic) | Empty | 1983 | 1/1/1993 |  |  | Steel
6017 | HAROLDS REPAIR | 511 5TH ST | FULLERTON | 68638 | NANCE | HAROLDS REPAIR | 511 5TH ST | FULLERTON | NE | 68638 | 5 | Permanently Out of Use | 1000 | Steel | Federally Regulated | Unknown | Painted(e.g., asphaltic) | Regular Unleaded | 1978 | 1/1/1993
12021 | PAPPYs PLACE | 26546 State Highway 22 | FULLERTON | 68638 | NANCE | KURZ FAMILY INVESTMENTS LLC | 26546 STATE HIGHWAY 22 | FULLERTON | NE | 68638 | 1 | Currently in Use | 5000 | Fiberglass Reinforced Plastic | Federally Regulated | None | None | #1 Diesel | 2002 |  |  |  | Fiberglass Reinforced Plastic
12021 | PAPPYs PLACE | 26546 State Highway 22 | FULLERTON | 68638 | NANCE | KURZ FAMILY INVESTMENTS LLC | 26546 STATE HIGHWAY 22 | FULLERTON | NE | 68638 | 2 | Currently in Use | 8000 | Fiberglass Reinforced Plastic | Federally Regulated | None | None | Premium Unleaded | 2002 |  |  |  | Fiberglass Reinforced Plastic
12021 | PAPPYs PLACE | 26546 State Highway 22 | FULLERTON | 68638 | NANCE | KURZ FAMILY INVESTMENTS LLC | 26546 STATE HIGHWAY 22 | FULLERTON | NE | 68638 | 3 | Currently in Use | 5000 | Fiberglass Reinforced Plastic | Federally Regulated | None | None | Regular Unleaded | 2002 |  |  |  | Fiberglass Reinforced Plastic
3841 | STREETERS HOME TOWN (Former) | 102 BROADWAY | FULLERTON | 68638 | NANCE | STEPHEN FOSTER | 5942 S 149TH STREET | FULLERTON | NE | 68638 | 1 | Permanently Out of Use | 8000 | Steel | Federally Regulated | None | Galvanic/Sacrificial Current Cathodic Protection, Impressed Current Cathodic Protection, Painted(e.g., asphaltic) | Empty | 1992 | 6/1/2004 |  |  | Fiberglass Reinforced Plastic
3841 | STREETERS HOME TOWN (Former) | 102 BROADWAY | FULLERTON | 68638 | NANCE | STEPHEN FOSTER | 5942 S 149TH STREET | FULLERTON | NE | 68638 | 2 | Permanently Out of Use | 6000 | Steel | Federally Regulated | None | Galvanic/Sacrificial Current Cathodic Protection, Impressed Current Cathodic Protection, Painted(e.g., asphaltic) | Empty | 1992 | 6/1/2004 |  |  | Fiberglass Reinforced Plastic
3841 | STREETERS HOME TOWN (Former) | 102 BROADWAY | FULLERTON | 68638 | NANCE | STEPHEN FOSTER | 5942 S 149TH STREET | FULLERTON | NE | 68638 | 3 | Permanently Out of Use | 2000 | Steel | Federally Regulated | None | Galvanic/Sacrificial Current Cathodic Protection, Impressed Current Cathodic Protection, Painted(e.g., asphaltic) | Empty | 1992 | 6/1/2004 |  |  | Fiberglass Reinforced Plastic
6430 | CPI MR TIRE | 101 MAIN ST | FUNK | 68940 | PHELPS | COOPERATIVE PRODUCERS INC | PO BOX 1008 | HASTINGS | NE | 68902-1008 | 1 | Currently in Use | 10000 | Steel | Federally Regulated | Internal Lining(e.g., epoxy resins) | Impressed Current Cathodic Protection | , Other->E-15 | 1980 |  |  |  | Plastic, Steel
6430 | CPI MR TIRE | 101 MAIN ST | FUNK | 68940 | PHELPS | COOPERATIVE PRODUCERS INC | PO BOX 1008 | HASTINGS | NE | 68902-1008 | 2 | Currently in Use | 6000 | Steel | Federally Regulated | Internal Lining(e.g., epoxy resins) | Impressed Current Cathodic Protection | Other->#2 Dyed Diesel | 1967 |  |  |  | Plastic, Steel
6430 | CPI MR TIRE | 101 MAIN ST | FUNK | 68940 | PHELPS | COOPERATIVE PRODUCERS INC | PO BOX 1008 | HASTINGS | NE | 68902-1008 | 3 | Currently in Use | 6000 | Steel | Federally Regulated | Internal Lining(e.g., epoxy resins) | Impressed Current Cathodic Protection | #2 Diesel | 1967 |  |  |  | Plastic, Steel
6430 | CPI MR TIRE | 101 MAIN ST | FUNK | 68940 | PHELPS | COOPERATIVE PRODUCERS INC | PO BOX 1008 | HASTINGS | NE | 68902-1008 | 4 | Currently in Use | 10000 | Steel | Federally Regulated | Internal Lining(e.g., epoxy resins) | Impressed Current Cathodic Protection | E-10 | 1980 |  |  |  | Plastic, Steel
11107 | CENTRAL VALLEY AG COOP | 308 FRAZIER ST | GARLAND | 68360 | SEWARD | CENTRAL VALLEY AG COOP | PO BOX 429 | YORK | NE | 68467 | 1 | Currently in Use | 2000 | Composite | Federally Regulated | None | Fiberglass Reinforced Plastic Coated | #2 Diesel | 1993 |  |  | Double Walled | Fiberglass Reinforced Plastic
11107 | CENTRAL VALLEY AG COOP | 308 FRAZIER ST | GARLAND | 68360 | SEWARD | CENTRAL VALLEY AG COOP | PO BOX 429 | YORK | NE | 68467 | 2 | Currently in Use | 2000 | Composite | Federally Regulated | None | Fiberglass Reinforced Plastic Coated | Regular Unleaded | 1993 |  |  | Double Walled | Fiberglass Reinforced Plastic
11132 | FRONTIER COOPERATIVE CO | 1161 30TH RD | GARRISON | 68632 | BUTLER | FRONTIER COOPERATIVE CO | PO BOX 37 | BRAINARD | NE | 68626 | 1 | Currently in Use | 6000 | Steel | Federally Regulated | None | Galvanic/Sacrificial Current Cathodic Protection, Painted(e.g., asphaltic), STIP3 Tank | E-10 | 1994 |  |  |  | Fiberglass Reinforced Plastic
11132 | FRONTIER COOPERATIVE CO | 1161 30TH RD | GARRISON | 68632 | BUTLER | FRONTIER COOPERATIVE CO | PO BOX 37 | BRAINARD | NE | 68626 | 2 | Currently in Use | 6000 | Steel | Federally Regulated | None | Galvanic/Sacrificial Current Cathodic Protection, Painted(e.g., asphaltic), STIP3 Tank | #1 Diesel | 1994 |  |  |  | Fiberglass Reinforced Plastic
11132 | FRONTIER COOPERATIVE CO | 1161 30TH RD | GARRISON | 68632 | BUTLER | FRONTIER COOPERATIVE CO | PO BOX 37 | BRAINARD | NE | 68626 | 3 | Currently in Use | 6000 | Steel | Federally Regulated | None | Galvanic/Sacrificial Current Cathodic Protection, Painted(e.g., asphaltic), STIP3 Tank | #1 Diesel | 1994 |  |  |  | Fiberglass Reinforced Plastic
5858 | CASEYS GENERAL STORE #1717 | 340 13TH ST | GENEVA | 68361 | FILLMORE | CASEYS RETAIL CO | PO BOX 3001 | ANKENY | IA | 50021-8045 | 1 | Currently in Use | 10000 | Fiberglass Reinforced Plastic | Federally Regulated | None | None | Regular Unleaded | 1993 |  |  |  | Fiberglass Reinforced Plastic
5858 | CASEYS GENERAL STORE #1717 | 340 13TH ST | GENEVA | 68361 | FILLMORE | CASEYS RETAIL CO | PO BOX 3001 | ANKENY | IA | 50021-8045 | 2 | Currently in Use | 10000 | Fiberglass Reinforced Plastic | Federally Regulated | None | None | Regular Unleaded | 1993 |  |  |  | Fiberglass Reinforced Plastic
4694 | CORNER STOP | 418 N 13TH ST | GENEVA | 68361 | FILLMORE | C & M SUPPLY INC | PO BOX 8 | RUSKIN | NE | 68974-0008 | 4 | Currently in Use | 10000 | Steel | Federally Regulated | None | Galvanic/Sacrificial Current Cathodic Protection, STIP3 Tank | Premium Unleaded | 1997 |  |  |  | Fiberglass Reinforced Plastic
4694 | CORNER STOP | 418 N 13TH ST | GENEVA | 68361 | FILLMORE | C & M SUPPLY INC | PO BOX 8 | RUSKIN | NE | 68974-0008 | 5 | Currently in Use | 10000 | Steel | Federally Regulated | None | Galvanic/Sacrificial Current Cathodic Protection, STIP3 Tank | #2 Diesel | 1997 |  |  |  | Fiberglass Reinforced Plastic
4694 | CORNER STOP | 418 N 13TH ST | GENEVA | 68361 | FILLMORE | C & M SUPPLY INC | PO BOX 8 | RUSKIN | NE | 68974-0008 | 6 | Currently in Use | 8000 | Steel | Federally Regulated | None | Galvanic/Sacrificial Current Cathodic Protection, STIP3 Tank | E-85 | 1997 |  |  |  | Fiberglass Reinforced Plastic
6652 | SPEEDEE MART #2913 | 823 F ST | GENEVA | 68361 | FILLMORE | DANCO II CB LLC | PO BOX 10 | VALENTINE | NE | 69201-0010 | 3 | Currently in Use | 2000 | Steel | Federally Regulated | None | Galvanic/Sacrificial Current Cathodic Protection | Other->#2 Dyed Diesel, Premium Unleaded | 1995 |  |  |  | Plastic
6652 | SPEEDEE MART #2913 | 823 F ST | GENEVA | 68361 | FILLMORE | DANCO II CB LLC | PO BOX 10 | VALENTINE | NE | 69201-0010 | 4 | Currently in Use | 2000 | Steel | Federally Regulated | None | Galvanic/Sacrificial Current Cathodic Protection | #2 Diesel | 1995 |  |  |  | Plastic
6652 | SPEEDEE MART #2913 | 823 F ST | GENEVA | 68361 | FILLMORE | DANCO II CB LLC | PO BOX 10 | VALENTINE | NE | 69201-0010 | 5 | Currently in Use | 2000 | Steel | Federally Regulated | None | Galvanic/Sacrificial Current Cathodic Protection | #2 Diesel | 1995 |  |  |  | Plastic
6652 | SPEEDEE MART #2913 | 823 F ST | GENEVA | 68361 | FILLMORE | DANCO II CB LLC | PO BOX 10 | VALENTINE | NE | 69201-0010 | 6 | Currently in Use | 2000 | Steel | Federally Regulated | None | Galvanic/Sacrificial Current Cathodic Protection | #2 Diesel | 1995 |  |  |  | Plastic
6652 | SPEEDEE MART #2913 | 823 F ST | GENEVA | 68361 | FILLMORE | DANCO II CB LLC | PO BOX 10 | VALENTINE | NE | 69201-0010 | 7 | Currently in Use | 8000 | Fiberglass Reinforced Plastic | Federally Regulated | None | None | E-87 | 2007 |  |  | Double Walled | Plastic
6652 | SPEEDEE MART #2913 | 823 F ST | GENEVA | 68361 | FILLMORE | DANCO II CB LLC | PO BOX 10 | VALENTINE | NE | 69201-0010 | 8 | Currently in Use | 8000 | Fiberglass Reinforced Plastic | Federally Regulated | None | None | E-89 | 2007 |  |  | Double Walled | Plastic
12833 | SPEEDEE MART #2918 | 1833 R ST | GENEVA | 68361 | FILLMORE | DANCO II CB LLC | PO BOX 10 | VALENTINE | NE | 69201-0010 | 1 | Currently in Use | 8000 | Fiberglass Reinforced Plastic | Federally Regulated |  |  | E-89 | 2021 |  |  | Double Walled | Fiberglass Reinforced Plastic
12833 | SPEEDEE MART #2918 | 1833 R ST | GENEVA | 68361 | FILLMORE | DANCO II CB LLC | PO BOX 10 | VALENTINE | NE | 69201-0010 | 2 | Currently in Use | 8000 | Fiberglass Reinforced Plastic | Federally Regulated |  |  | Premium Unleaded | 2021 |  |  | Double Walled | Fiberglass Reinforced Plastic
12833 | SPEEDEE MART #2918 | 1833 R ST | GENEVA | 68361 | FILLMORE | DANCO II CB LLC | PO BOX 10 | VALENTINE | NE | 69201-0010 | 3 | Currently in Use | 20000 | Fiberglass Reinforced Plastic | Federally Regulated |  |  | E-87 | 2021 |  |  | Double Walled | Fiberglass Reinforced Plastic
12833 | SPEEDEE MART #2918 | 1833 R ST | GENEVA | 68361 | FILLMORE | DANCO II CB LLC | PO BOX 10 | VALENTINE | NE | 69201-0010 | 4 | Currently in Use | 20000 | Fiberglass Reinforced Plastic | Federally Regulated |  |  | #2 Diesel | 2021 |  |  | Double Walled | Fiberglass Reinforced Plastic
12833 | SPEEDEE MART #2918 | 1833 R ST | GENEVA | 68361 | FILLMORE | DANCO II CB LLC | PO BOX 10 | VALENTINE | NE | 69201-0010 | 5 | Currently in Use | 8000 | Fiberglass Reinforced Plastic | Federally Regulated |  |  | #1 Diesel | 2021 |  |  | Double Walled | Fiberglass Reinforced Plastic
6662 | AJs OF GENOA | 221 WILLARD AVE | GENOA | 68640 | NANCE | ATMMS LLC | PO BOX 97 | GENOA | NE | 68640 | 1 | Currently in Use | 10000 | Steel | Federally Regulated | Internal Lining(e.g., epoxy resins) | Impressed Current Cathodic Protection | E-10 | 1977 |  |  |  | Fiberglass Reinforced Plastic
6662 | AJs OF GENOA | 221 WILLARD AVE | GENOA | 68640 | NANCE | ATMMS LLC | PO BOX 97 | GENOA | NE | 68640 | 2 | Currently in Use | 10000 | Steel | Federally Regulated | Internal Lining(e.g., epoxy resins) | Impressed Current Cathodic Protection | Regular Unleaded | 1980 |  |  |  | Fiberglass Reinforced Plastic
5104 | PUMP & PANTRY #33 | 106 S PINE ST | GENOA | 68640 | NANCE | BOSSELMAN PUMP & PANTRY INC | PO BOX 4905 | GRAND ISLAND | NE | 68802-4905 | 1 | Currently in Use | 12000 | Steel | Federally Regulated | None | Galvanic/Sacrificial Current Cathodic Protection, STIP3 Tank | Regular Unleaded | 1990 |  |  |  | Steel
5104 | PUMP & PANTRY #33 | 106 S PINE ST | GENOA | 68640 | NANCE | BOSSELMAN PUMP & PANTRY INC | PO BOX 4905 | GRAND ISLAND | NE | 68802-4905 | 2 | Currently in Use | 12000 | Steel | Federally Regulated | None | Galvanic/Sacrificial Current Cathodic Protection, STIP3 Tank | #2 Diesel | 1990 |  |  |  | Steel
5104 | PUMP & PANTRY #33 | 106 S PINE ST | GENOA | 68640 | NANCE | BOSSELMAN PUMP & PANTRY INC | PO BOX 4905 | GRAND ISLAND | NE | 68802-4905 | 3 | Currently in Use | 6000 | Steel | Federally Regulated | None | Galvanic/Sacrificial Current Cathodic Protection, STIP3 Tank | Regular Unleaded | 1990 |  |  |  | Steel
5104 | PUMP & PANTRY #33 | 106 S PINE ST | GENOA | 68640 | NANCE | BOSSELMAN PUMP & PANTRY INC | PO BOX 4905 | GRAND ISLAND | NE | 68802-4905 | 4 | Currently in Use | 6000 | Steel | Federally Regulated | None | Galvanic/Sacrificial Current Cathodic Protection, STIP3 Tank | #2 Diesel | 1990 |  |  |  | Steel
4011 | WESDRING & SONS | 317 S ELM ST | GENOA | 68640 | NANCE | MICHAEL FLEMING | 1858 EERD AVE | COLUMBUS | NE | 68601 | 1 | Permanently Out of Use | 1000 | Steel | Federally Regulated | Unknown | Painted(e.g., asphaltic) | Empty | 1966 |  |  |  | Steel
2719 | CROSS COUNTRY FREIGHT SOLUTIONS | 1225 W COUNTRY CLUB RD | GERING | 69341 | SCOTTS BLUFF | CROSS COUNTRY FREIGHT SOLUTIONS | PO BOX 4030 | BISMARCK | ND | 58502 | 1 | Currently in Use | 12000 | Steel | Federally Regulated | Internal Lining(e.g., epoxy resins) | Impressed Current Cathodic Protection | #2 Diesel | 1981 |  |  |  | Steel
2719 | CROSS COUNTRY FREIGHT SOLUTIONS | 1225 W COUNTRY CLUB RD | GERING | 69341 | SCOTTS BLUFF | CROSS COUNTRY FREIGHT SOLUTIONS | PO BOX 4030 | BISMARCK | ND | 58502 | 2 | Currently in Use | 12000 | Steel | Federally Regulated | Internal Lining(e.g., epoxy resins) | Impressed Current Cathodic Protection | #2 Diesel | 1981 |  |  |  | Steel
11619 | CYCLONE EXPRESS MART | 2648 N 10TH ST | GERING | 69341 | SCOTTS BLUFF | TJR MARKETING INC | 2620 10TH ST | GERING | NE | 69341 | 1 | Currently in Use | 20000 | Fiberglass Reinforced Plastic | Federally Regulated | None | None | #2 Diesel | 1997 |  |  | Double Walled | Plastic
11619 | CYCLONE EXPRESS MART | 2648 N 10TH ST | GERING | 69341 | SCOTTS BLUFF | TJR MARKETING INC | 2620 10TH ST | GERING | NE | 69341 | 2 | Currently in Use | 10000 | Fiberglass Reinforced Plastic | Federally Regulated | None | None | Regular Unleaded | 1997 |  |  |  | Plastic
11619 | CYCLONE EXPRESS MART | 2648 N 10TH ST | GERING | 69341 | SCOTTS BLUFF | TJR MARKETING INC | 2620 10TH ST | GERING | NE | 69341 | 3 | Currently in Use | 10000 | Fiberglass Reinforced Plastic | Federally Regulated | None | None | Premium Unleaded | 1997 |  |  |  | Plastic
5654 | DOLBERG GERING CLEANERS | 1417 10TH ST | GERING | 69341 | SCOTTS BLUFF | DOLBERG GERING CLEANERS | 1513 10TH ST | GERING | NE | 69341 | 1 | Permanently Out of Use | 500 | Steel | Federally Regulated | Unknown | Unknown | Empty | 1976 | 2/1/1993 |  |  | Steel
12597 | DOOLEY OIL INC | 2475 N 10TH ST | GERING | 69514 | SCOTTS BLUFF | DOOLEY OIL INC | PO BOX 370 | LARAMIE | WY | 82073 | 1 | Currently in Use | 20000 | Jacketed | Federally Regulated |  | Double walled | #2 Diesel | 2014 |  |  | Double Walled | Plastic
12597 | DOOLEY OIL INC | 2475 N 10TH ST | GERING | 69514 | SCOTTS BLUFF | DOOLEY OIL INC | PO BOX 370 | LARAMIE | WY | 82073 | 2 | Currently in Use | 20000 | Jacketed | Federally Regulated |  | Double walled | #2 Diesel | 2014 |  |  | Double Walled | Plastic
12597 | DOOLEY OIL INC | 2475 N 10TH ST | GERING | 69514 | SCOTTS BLUFF | DOOLEY OIL INC | PO BOX 370 | LARAMIE | WY | 82073 | 3 | Currently in Use | 12000 | Jacketed | Federally Regulated |  | Double walled | E-10 | 2014 |  |  | Double Walled | Plastic
3915 | MINI MART #333 | 2015 10TH ST | GERING | 69341 | SCOTTS BLUFF | KWIK SHOP INC | 165 FLANDERS RD | WESTBOROUGH | MA | 1581 | 1 | Currently in Use | 8000 | Steel | Federally Regulated | Internal Lining(e.g., epoxy resins) | Impressed Current Cathodic Protection | Regular Unleaded | 1978 |  |  |  | Plastic
3915 | MINI MART #333 | 2015 10TH ST | GERING | 69341 | SCOTTS BLUFF | KWIK SHOP INC | 165 FLANDERS RD | WESTBOROUGH | MA | 1581 | 2 | Currently in Use | 8000 | Steel | Federally Regulated | Internal Lining(e.g., epoxy resins) | Impressed Current Cathodic Protection | Regular Unleaded | 1978 |  |  |  | Plastic
3915 | MINI MART #333 | 2015 10TH ST | GERING | 69341 | SCOTTS BLUFF | KWIK SHOP INC | 165 FLANDERS RD | WESTBOROUGH | MA | 1581 | 3 | Currently in Use | 8000 | Steel | Federally Regulated | Internal Lining(e.g., epoxy resins) | Impressed Current Cathodic Protection | Regular Unleaded | 1978 |  |  |  | Plastic
3915 | MINI MART #333 | 2015 10TH ST | GERING | 69341 | SCOTTS BLUFF | KWIK SHOP INC | 165 FLANDERS RD | WESTBOROUGH | MA | 1581 | 4 | Currently in Use | 8000 | Steel | Federally Regulated | Internal Lining(e.g., epoxy resins) | Impressed Current Cathodic Protection | Regular Unleaded | 1978 |  |  |  | Plastic
4637 | PETES QUICK LUBE | 3380 10TH ST | GERING | 69341 | SCOTTS BLUFF | TRAVIS M PETERSEN | 3380 10TH ST | GERING | NE | 69341 | 2 | Currently in Use | 2000 | Fiberglass Reinforced Plastic | Federally Regulated | Internal Lining(e.g., epoxy resins) | None | Used Oil | 1979 |  |  |  | Steel
1843 | PONY EXPRESS STATION | 675 S KIMBALL AVE | GERING | 69341 | SCOTTS BLUFF | OGALLALA WATERING HOLE LLC | 115 E 1ST ST | OGALLALA | NE | 69153 | 1 | Currently in Use | 8000 | Steel | Federally Regulated | None | Impressed Current Cathodic Protection, Painted(e.g., asphaltic) | Regular Unleaded | 1985 |  |  |  | Fiberglass Reinforced Plastic, Steel
1843 | PONY EXPRESS STATION | 675 S KIMBALL AVE | GERING | 69341 | SCOTTS BLUFF | OGALLALA WATERING HOLE LLC | 115 E 1ST ST | OGALLALA | NE | 69153 | 2 | Currently in Use | 8000 | Steel | Federally Regulated | None | Impressed Current Cathodic Protection, Painted(e.g., asphaltic) | Regular Unleaded | 1985 |  |  |  | Fiberglass Reinforced Plastic, Steel
11628 | RUSSELLS AUTOMOTIVE | 2720 N 10TH ST | GERING | 69341 | SCOTTS BLUFF | COLORADO HOLDING INC | ATTN: MONTE SMITH PO BOX 2455 | SCOTTSBLUFF | NE | 69361 | 1 | Permanently Out of Use | 500 | Steel | Federally Regulated | Unknown | Unknown | Used Oil | 1900 | 10/1/1999 |  |  | Steel
12609 | STAGECOACH STOP | 320 M ST | GERING | 69341 | SCOTTS BLUFF | KENT EWING | 320 M ST | GERING | NE | 69341 | 1 | Currently in Use | 8000 | Fiberglass Reinforced Plastic | Federally Regulated |  | DOUBLE WALLED | E-10 | 2014 |  |  | Double Walled | DOUBLE WALLED, Fiberglass Reinforced Plastic
12609 | STAGECOACH STOP | 320 M ST | GERING | 69341 | SCOTTS BLUFF | KENT EWING | 320 M ST | GERING | NE | 69341 | 2 | Currently in Use | 5000 | Fiberglass Reinforced Plastic | Federally Regulated |  | DOUBLE WALLED | #2 Diesel | 2014 |  |  | Double Walled | DOUBLE WALLED, Fiberglass Reinforced Plastic
12609 | STAGECOACH STOP | 320 M ST | GERING | 69341 | SCOTTS BLUFF | KENT EWING | 320 M ST | GERING | NE | 69341 | 3 | Currently in Use | 3000 | Fiberglass Reinforced Plastic | Federally Regulated |  | DOUBLE WALLED | Regular Unleaded | 2014 |  |  | Double Walled | DOUBLE WALLED, Fiberglass Reinforced Plastic
7005 | AURORA COOPERATIVE | 7280 GIBBON RD | GIBBON | 68840 | BUFFALO | AURORA COOPERATIVE ELEVATOR | PO BOX 209 | AURORA | NE | 68818-0209 | 4 | Currently in Use | 5000 | Steel | Federally Regulated | None | Galvanic/Sacrificial Current Cathodic Protection, STIP3 Tank | #2 Diesel | 1996 |  |  |  | Fiberglass Reinforced Plastic
7005 | AURORA COOPERATIVE | 7280 GIBBON RD | GIBBON | 68840 | BUFFALO | AURORA COOPERATIVE ELEVATOR | PO BOX 209 | AURORA | NE | 68818-0209 | 5 | Currently in Use | 5000 | Steel | Federally Regulated | None | Galvanic/Sacrificial Current Cathodic Protection, STIP3 Tank | Regular Unleaded | 1996 |  |  |  | Fiberglass Reinforced Plastic
7005 | AURORA COOPERATIVE | 7280 GIBBON RD | GIBBON | 68840 | BUFFALO | AURORA COOPERATIVE ELEVATOR | PO BOX 209 | AURORA | NE | 68818-0209 | 6 | Currently in Use | 5000 | Steel | Federally Regulated | None | Galvanic/Sacrificial Current Cathodic Protection, STIP3 Tank | E-10 | 1996 |  |  |  | Fiberglass Reinforced Plastic
12665 | CASEYs GENERAL STORE #3465 | 818 HIGHWAY 30 | GIBBON | 68840 | BUFFALO | CASEYS RETAIL CO | PO BOX 3001 | ANKENY | IA | 50021-8045 | 1 | Currently in Use | 20000 | Fiberglass Reinforced Plastic | Federally Regulated | None | None | E-10 | 2015 |  |  | Double Walled | Plastic
12665 | CASEYs GENERAL STORE #3465 | 818 HIGHWAY 30 | GIBBON | 68840 | BUFFALO | CASEYS RETAIL CO | PO BOX 3001 | ANKENY | IA | 50021-8045 | 2 | Currently in Use | 12000 | Fiberglass Reinforced Plastic | Federally Regulated | None | None | Regular Unleaded | 2015 |  |  | Double Walled | Plastic
12665 | CASEYs GENERAL STORE #3465 | 818 HIGHWAY 30 | GIBBON | 68840 | BUFFALO | CASEYS RETAIL CO | PO BOX 3001 | ANKENY | IA | 50021-8045 | 3 | Currently in Use | 8000 | Fiberglass Reinforced Plastic | Federally Regulated | None | None | #2 Diesel | 2016 |  |  | Double Walled | Plastic
11779 | CLEVENGER PETROLEUM INC | 6325 LOWELL RD | GIBBON | 68840 | BUFFALO | CLEVENGER PETROLEUM INC | PO BOX 8 | GIBBON | NE | 68840 | 1 | Currently in Use | 6000 | Steel | Federally Regulated | None | Galvanic/Sacrificial Current Cathodic Protection, Painted(e.g., asphaltic), STIP3 Tank | Regular Unleaded | 1999 |  |  |  | Fiberglass Reinforced Plastic
11779 | CLEVENGER PETROLEUM INC | 6325 LOWELL RD | GIBBON | 68840 | BUFFALO | CLEVENGER PETROLEUM INC | PO BOX 8 | GIBBON | NE | 68840 | 2 | Currently in Use | 6000 | Steel | Federally Regulated | None | Galvanic/Sacrificial Current Cathodic Protection, Painted(e.g., asphaltic), STIP3 Tank | #2 Diesel | 1999 |  |  |  | Fiberglass Reinforced Plastic
11779 | CLEVENGER PETROLEUM INC | 6325 LOWELL RD | GIBBON | 68840 | BUFFALO | CLEVENGER PETROLEUM INC | PO BOX 8 | GIBBON | NE | 68840 | 3 | Currently in Use | 2000 | Steel | Federally Regulated | None | Galvanic/Sacrificial Current Cathodic Protection, Painted(e.g., asphaltic), STIP3 Tank | E-10 | 1999 |  |  |  | Fiberglass Reinforced Plastic
11779 | CLEVENGER PETROLEUM INC | 6325 LOWELL RD | GIBBON | 68840 | BUFFALO | CLEVENGER PETROLEUM INC | PO BOX 8 | GIBBON | NE | 68840 | 4 | Currently in Use | 2000 | Steel | Federally Regulated | None | Galvanic/Sacrificial Current Cathodic Protection, Painted(e.g., asphaltic), STIP3 Tank | Regular Unleaded | 1999 |  |  |  | Fiberglass Reinforced Plastic
12649 | CLEVENGERS | 1031 COURT ST | GIBBON | 68840 | BUFFALO | CFP-C-T | 1031 COURT ST | GIBBON | NE | 68840 | 1 | Currently in Use | 6000 | Fiberglass Reinforced Plastic | Federally Regulated | None | None | Regular Unleaded | 2015 |  |  | Double Walled | Double walled, Plastic
12649 | CLEVENGERS | 1031 COURT ST | GIBBON | 68840 | BUFFALO | CFP-C-T | 1031 COURT ST | GIBBON | NE | 68840 | 2 | Currently in Use | 6000 | Fiberglass Reinforced Plastic | Federally Regulated | None | None | Regular Unleaded | 2015 |  |  | Double Walled | Double walled, Plastic
12649 | CLEVENGERS | 1031 COURT ST | GIBBON | 68840 | BUFFALO | CFP-C-T | 1031 COURT ST | GIBBON | NE | 68840 | 3 | Currently in Use | 8000 | Fiberglass Reinforced Plastic | Federally Regulated | None | None | #2 Diesel | 2015 |  |  | Double Walled | Double walled, Plastic
7647 | DEAN PLAUTZ | RR 2 BOX 191 | GIBBON | 68840 | KEARNEY | DEAN PLAUTZ | RR 2 BOX 191 | GIBBON | NE | 68840 | 1 | Permanently Out of Use | 300 | Steel | Federally Regulated | Unknown | Unknown | Regular Unleaded | 1962 | 12/1/1977 |  |  | Unknown
11976 | FORT KEARNEY TRADING POST | 1730 HWY 10 | GIBBON | 68840 | BUFFALO | FORT KEARNEY TRADING POST INC | 1730 HWY 10 | GIBBON | NE | 68840 | 1 | Currently in Use | 5000 | Fiberglass Reinforced Plastic | Federally Regulated | None | None | #1 Diesel | 1992 |  |  |  | Fiberglass Reinforced Plastic
11976 | FORT KEARNEY TRADING POST | 1730 HWY 10 | GIBBON | 68840 | BUFFALO | FORT KEARNEY TRADING POST INC | 1730 HWY 10 | GIBBON | NE | 68840 | 2 | Currently in Use | 10000 | Fiberglass Reinforced Plastic | Federally Regulated | None | None | E-10 | 1992 |  |  |  | Fiberglass Reinforced Plastic
11976 | FORT KEARNEY TRADING POST | 1730 HWY 10 | GIBBON | 68840 | BUFFALO | FORT KEARNEY TRADING POST INC | 1730 HWY 10 | GIBBON | NE | 68840 | 3 | Currently in Use | 5000 | Fiberglass Reinforced Plastic | Federally Regulated | None | None | Premium Unleaded | 1992 |  |  |  | Fiberglass Reinforced Plastic
11976 | FORT KEARNEY TRADING POST | 1730 HWY 10 | GIBBON | 68840 | BUFFALO | FORT KEARNEY TRADING POST INC | 1730 HWY 10 | GIBBON | NE | 68840 | 4 | Currently in Use | 12000 | Fiberglass Reinforced Plastic | Federally Regulated | None | None | #2 Diesel | 2000 |  |  |  | Fiberglass Reinforced Plastic
11726 | GIBBON WASTEWATER TREATMENT PLANT | 200 N RIVER RD | GIBBON | 68840 | BUFFALO | CITY OF GIBBON | PO BOX 130 | GIBBON | NE | 68840 | 2 | Currently in Use | 560 | Steel | Federally Regulated | None | Galvanic/Sacrificial Current Cathodic Protection, Painted(e.g., asphaltic), STIP3 Tank | Other->#2 Dyed Diesel | 1999 |  |  |  | Steel, steel isolated from soil
7977 | KWIK STOP #22 | 904 W HWY 30 | GIBBON | 68840 | BUFFALO | KS PLUS INC | PO BOX 1665 | NORTH PLATTE | NE | 69103 | 1 | Currently in Use | 8000 | Steel | Federally Regulated | None | Galvanic/Sacrificial Current Cathodic Protection, Painted(e.g., asphaltic), STIP3 Tank | Regular Unleaded | 1988 |  |  |  | Fiberglass Reinforced Plastic
7977 | KWIK STOP #22 | 904 W HWY 30 | GIBBON | 68840 | BUFFALO | KS PLUS INC | PO BOX 1665 | NORTH PLATTE | NE | 69103 | 2 | Currently in Use | 8000 | Steel | Federally Regulated | None | Galvanic/Sacrificial Current Cathodic Protection, Painted(e.g., asphaltic), STIP3 Tank | E-10 | 1988 |  |  |  | Fiberglass Reinforced Plastic
6184 | R & R MINI MART | 1110 W HWY 30 | GIBBON | 68840 | BUFFALO | R & R MINI-MART INC | PO BOX 442 | GIBBON | NE | 68840 | 3 | Permanently Out of Use | 6000 | Fiberglass Reinforced Plastic | Federally Regulated | None | None | Regular Unleaded | 1996 | 7/1/2015 |  |  | Fiberglass Reinforced Plastic
6184 | R & R MINI MART | 1110 W HWY 30 | GIBBON | 68840 | BUFFALO | R & R MINI-MART INC | PO BOX 442 | GIBBON | NE | 68840 | 4 | Permanently Out of Use | 6000 | Fiberglass Reinforced Plastic | Federally Regulated | None | None | E-10 | 1996 | 7/1/2015 |  |  | Fiberglass Reinforced Plastic
4065 | BEUS SERVICE STATION | 1413 S WATER ST | GILEAD | 68362 | THAYER | BEU, WILLIE | 1413 S WATER ST | WICHITA | KS | 67213 | 1 | Permanently Out of Use | 3000 | Steel | Federally Regulated | None | Painted(e.g., asphaltic) | Empty, Regular Unleaded | 1951 |  |  |  | Steel
4065 | BEUS SERVICE STATION | 1413 S WATER ST | GILEAD | 68362 | THAYER | BEU, WILLIE | 1413 S WATER ST | WICHITA | KS | 67213 | 2 | Permanently Out of Use | 2000 | Steel | Federally Regulated | None | Painted(e.g., asphaltic) | Empty, Regular Unleaded | 1951 |  |  |  | Steel
4949 | DARRELL HOSIER | RR 1 BOX 47 | GILTNER | 68641 | HAMILTON | HOSIER, DARRELL | RR 1 BOX 47 | GILTNER | NE | 68641 | 1 | Permanently Out of Use | 500 | Steel | Federally Regulated | None | Painted(e.g., asphaltic) | Regular Unleaded | 1979 |  |  |  | Steel
546 | KHNE TV CH 29 | 3 1/2 MI E GILTNER | GILTNER | 68641 | HAMILTON | NEBRASKA ETV COMMISSION | 1800 N 33RD ST | LINCOLN | NE | 68503 | 2 | Currently in Use | 1000 | Steel | Federally Regulated | None | Galvanic/Sacrificial Current Cathodic Protection, STIP3 Tank | #2 Diesel | 1996 |  |  |  | Fiberglass Reinforced Plastic
8245 | GREEN ACRES FARM | RURAL GLENVIL | GLENVIL | 68941 | CLAY | GREEN ACRES PARTNERSHIP | 6631 PARK CREST DR | LINCOLN | NE | 68506 | 1 | Permanently Out of Use | 5000 | Steel | Federally Regulated | None | Painted(e.g., asphaltic) | #2 Diesel | 1978 | 6/1/1989 |  |  | Steel
8245 | GREEN ACRES FARM | RURAL GLENVIL | GLENVIL | 68941 | CLAY | GREEN ACRES PARTNERSHIP | 6631 PARK CREST DR | LINCOLN | NE | 68506 | 2 | Permanently Out of Use | 1000 | Steel | Federally Regulated | None | Painted(e.g., asphaltic) | Regular Unleaded | 1978 | 1/1/1984 |  |  | Steel
5292 | R & K SERVICES INC | 200 WINTERS AVE | GLENVIL | 68941 | CLAY | R & K SERVICES INC | PO BOX 68 | LAWRENCE | NE | 68957 | 10 | Currently in Use | 3000 | Steel | Federally Regulated | None | Galvanic/Sacrificial Current Cathodic Protection, STIP3 Tank | Regular Unleaded | 1987 |  |  |  | Steel
5292 | R & K SERVICES INC | 200 WINTERS AVE | GLENVIL | 68941 | CLAY | R & K SERVICES INC | PO BOX 68 | LAWRENCE | NE | 68957 | 11 | Currently in Use | 3000 | Steel | Federally Regulated | None | Galvanic/Sacrificial Current Cathodic Protection, STIP3 Tank | E-10 | 1987 |  |  |  | Steel
4408 | GOEHNER GAS STATION | 975 364TH RD | GOEHNER | 68364 | SEWARD | DP SAWYER INC | PO BOX 83062 | LINCOLN | NE | 68501-3062 | 1 | Currently in Use | 10000 | Steel | Federally Regulated | None | Galvanic/Sacrificial Current Cathodic Protection, STIP3 Tank | Regular Unleaded | 1987 |  |  |  | Fiberglass Reinforced Plastic
4408 | GOEHNER GAS STATION | 975 364TH RD | GOEHNER | 68364 | SEWARD | DP SAWYER INC | PO BOX 83062 | LINCOLN | NE | 68501-3062 | 2 | Currently in Use | 10000 | Steel | Federally Regulated | None | Galvanic/Sacrificial Current Cathodic Protection, STIP3 Tank | Regular Unleaded | 1987 |  |  |  | Fiberglass Reinforced Plastic
6762 | ABBOTT CATTLE CO | 38N 9-1/2 E 61 | GORDON | 69218 | CHERRY | ABBOTT CATTLE CO | HC 84 BOX 73 | GORDON | NE | 69343 | 1 | Permanently Out of Use | 4000 | Steel | Federally Regulated | Unknown | Painted(e.g., asphaltic) | Regular Unleaded | 1977 | 12/1/1995 |  |  | Steel
6762 | ABBOTT CATTLE CO | 38N 9-1/2 E 61 | GORDON | 69218 | CHERRY | ABBOTT CATTLE CO | HC 84 BOX 73 | GORDON | NE | 69343 | 2 | Permanently Out of Use | 1000 | Steel | Federally Regulated | Unknown | Unknown | Regular Unleaded | 1977 | 1/1/1990 |  |  | Steel
3463 | COLTONs LIQUOR | 300 N MAIN ST | GORDON | 69343 | SHERIDAN | COLTONs LIQUOR LLC | 300 N MAIN | GORDON | NE | 69343 | 1 | Permanently Out of Use | 10000 | Steel | Federally Regulated | Internal Lining(e.g., epoxy resins) | Impressed Current Cathodic Protection | Regular Unleaded | 1975 | 9/1/2018 |  |  | Steel
3463 | COLTONs LIQUOR | 300 N MAIN ST | GORDON | 69343 | SHERIDAN | COLTONs LIQUOR LLC | 300 N MAIN | GORDON | NE | 69343 | 2 | Permanently Out of Use | 8000 | Steel | Federally Regulated | Internal Lining(e.g., epoxy resins) | Impressed Current Cathodic Protection | E-87 | 1975 | 9/1/2018 |  |  | Steel
5331 | GORDON GARAGE | S HWY 27 | GORDON | 69343 | SHERIDAN | NEBRASKA BEEF PACKERS INC | PO BOX 509 | GORDON | NE | 69343 | 1 | Permanently Out of Use | 3000 | Steel | Federally Regulated | Unknown | Unknown | #2 Diesel | 1976 |  |  |  | Steel
11966 | HIGHWAY EXPRESS #2 | 101 E HWY 20 | GORDON | 69343 | SHERIDAN | STANDY LLC | 101 E US HWY 20 | GORDON | NE | 69343 | 1 | Currently in Use | 10000 | Steel | Federally Regulated | None | Impressed Current Cathodic Protection | Regular Unleaded | 1993 |  |  |  | booted flex, Fiberglass Reinforced Plastic
11966 | HIGHWAY EXPRESS #2 | 101 E HWY 20 | GORDON | 69343 | SHERIDAN | STANDY LLC | 101 E US HWY 20 | GORDON | NE | 69343 | 2 | Currently in Use | 10000 | Steel | Federally Regulated | None | Impressed Current Cathodic Protection | E-10 | 1993 |  |  |  | booted flex, Fiberglass Reinforced Plastic
1620 | PUMP & PANTRY #34 | 101 W HWY 20 | GORDON | 69343 | SHERIDAN | BOSSELMAN PUMP & PANTRY INC | PO BOX 4905 | GRAND ISLAND | NE | 68802-4905 | 1 | Currently in Use | 12000 | Fiberglass Reinforced Plastic | Federally Regulated | None | None | Regular Unleaded | 1990 |  |  |  | Steel
1620 | PUMP & PANTRY #34 | 101 W HWY 20 | GORDON | 69343 | SHERIDAN | BOSSELMAN PUMP & PANTRY INC | PO BOX 4905 | GRAND ISLAND | NE | 68802-4905 | 2 | Currently in Use | 12000 | Fiberglass Reinforced Plastic | Federally Regulated | None | None | E-10 | 1990 |  |  |  | Steel
1620 | PUMP & PANTRY #34 | 101 W HWY 20 | GORDON | 69343 | SHERIDAN | BOSSELMAN PUMP & PANTRY INC | PO BOX 4905 | GRAND ISLAND | NE | 68802-4905 | 3 | Currently in Use | 6000 | Fiberglass Reinforced Plastic | Federally Regulated | None | None | #2 Diesel | 1990 |  |  |  | Steel
1620 | PUMP & PANTRY #34 | 101 W HWY 20 | GORDON | 69343 | SHERIDAN | BOSSELMAN PUMP & PANTRY INC | PO BOX 4905 | GRAND ISLAND | NE | 68802-4905 | 4 | Currently in Use | 6000 | Fiberglass Reinforced Plastic | Federally Regulated | None | None | #2 Diesel | 1990 |  |  |  | Steel
1620 | PUMP & PANTRY #34 | 101 W HWY 20 | GORDON | 69343 | SHERIDAN | BOSSELMAN PUMP & PANTRY INC | PO BOX 4905 | GRAND ISLAND | NE | 68802-4905 | 5 | Currently in Use | 8000 | Fiberglass Reinforced Plastic | Federally Regulated |  |  | E-98 | 2021 |  |  | Double Walled | Plastic
2733 | WESTERN COOPERATIVE CO | 100 N MAIN ST | GORDON | 69343 | SHERIDAN | WESTERN COOPERATIVE CO | PO BOX H | ALLIANCE | NE | 69301 | 5 | Currently in Use | 6000 | Steel | Federally Regulated | None | Galvanic/Sacrificial Current Cathodic Protection, Painted(e.g., asphaltic), STIP3 Tank | Regular Unleaded | 1987 |  |  |  | Steel
2733 | WESTERN COOPERATIVE CO | 100 N MAIN ST | GORDON | 69343 | SHERIDAN | WESTERN COOPERATIVE CO | PO BOX H | ALLIANCE | NE | 69301 | 6 | Currently in Use | 6000 | Steel | Federally Regulated | None | Galvanic/Sacrificial Current Cathodic Protection, Painted(e.g., asphaltic), STIP3 Tank | Regular Unleaded | 1987 |  |  |  | Steel
2733 | WESTERN COOPERATIVE CO | 100 N MAIN ST | GORDON | 69343 | SHERIDAN | WESTERN COOPERATIVE CO | PO BOX H | ALLIANCE | NE | 69301 | 7 | Currently in Use | 6000 | Steel | Federally Regulated | None | Galvanic/Sacrificial Current Cathodic Protection, Painted(e.g., asphaltic), STIP3 Tank | #2 Diesel | 1987 |  |  |  | Steel
2733 | WESTERN COOPERATIVE CO | 100 N MAIN ST | GORDON | 69343 | SHERIDAN | WESTERN COOPERATIVE CO | PO BOX H | ALLIANCE | NE | 69301 | 8 | Currently in Use | 10000 | Steel | Federally Regulated | None | Galvanic/Sacrificial Current Cathodic Protection, Painted(e.g., asphaltic), STIP3 Tank | #2 Diesel | 1993 |  |  |  | Steel
4449 | BLAKEs FAST FUEL | 1102 S LAKE AVE | GOTHENBURG | 69138 | DAWSON | BLAKE RISTINE | 905 23RD ST | GOTHENBURG | NE | 69138 | 5 | Currently in Use | 10000 | Fiberglass Reinforced Plastic | Federally Regulated | None | None | E-10 | 1999 |  |  |  | Fiberglass Reinforced Plastic, Plastic
4449 | BLAKEs FAST FUEL | 1102 S LAKE AVE | GOTHENBURG | 69138 | DAWSON | BLAKE RISTINE | 905 23RD ST | GOTHENBURG | NE | 69138 | 6 | Currently in Use | 8000 | Fiberglass Reinforced Plastic | Federally Regulated | None | None | E-98 | 1999 |  |  |  | Fiberglass Reinforced Plastic, Plastic
4222 | BROOKS VALLEY FARMS INC | 1209 17TH ST | GOTHENBURG | 69138 | DAWSON | BROOKS VALLEY FARMS INC | 1209 17TH ST | GOTHENBURG | NE | 69138 | 2 | Permanently Out of Use | 500 | Steel | Federally Regulated |  |  |  | 1956
1777 | CUBBYs EXPRESS | 416 PLATTE RIVER DR | GOTHENBURG | 69138 | DAWSON | CUBBYs INC | 9229 MORMON BRIDGE PLZ STE 6 | OMAHA | NE | 68152-1942 | 4 | Currently in Use | 4000 | Steel | Federally Regulated | None | Galvanic/Sacrificial Current Cathodic Protection, STIP3 Tank | Regular Unleaded | 1999 |  |  |  | Fiberglass Reinforced Plastic
1777 | CUBBYs EXPRESS | 416 PLATTE RIVER DR | GOTHENBURG | 69138 | DAWSON | CUBBYs INC | 9229 MORMON BRIDGE PLZ STE 6 | OMAHA | NE | 68152-1942 | 5 | Currently in Use | 4000 | Steel | Federally Regulated | None | Galvanic/Sacrificial Current Cathodic Protection, STIP3 Tank | #2 Diesel | 1999 |  |  |  | Fiberglass Reinforced Plastic
1777 | CUBBYs EXPRESS | 416 PLATTE RIVER DR | GOTHENBURG | 69138 | DAWSON | CUBBYs INC | 9229 MORMON BRIDGE PLZ STE 6 | OMAHA | NE | 68152-1942 | 6 | Currently in Use | 2000 | Steel | Federally Regulated | None | Galvanic/Sacrificial Current Cathodic Protection, STIP3 Tank | #2 Diesel | 1999 |  |  |  | Fiberglass Reinforced Plastic
1777 | CUBBYs EXPRESS | 416 PLATTE RIVER DR | GOTHENBURG | 69138 | DAWSON | CUBBYs INC | 9229 MORMON BRIDGE PLZ STE 6 | OMAHA | NE | 68152-1942 | 7 | Currently in Use | 10000 | Fiberglass Reinforced Plastic | Federally Regulated | None | None | E-10 | 1999 |  |  |  | Fiberglass Reinforced Plastic
1204 | CUBBYs TRUCK PLAZA | 301 S LAKE AVE | GOTHENBURG | 69138 | DAWSON | CUBBYs INC | 9229 MORMON BRIDGE PLZ STE 6 | OMAHA | NE | 68152-1942 | 1 | Currently in Use | 8000 | Steel | Federally Regulated | None | Galvanic/Sacrificial Current Cathodic Protection, Painted(e.g., asphaltic), STIP3 Tank | E-10 | 1989 |  |  |  | Fiberglass Reinforced Plastic
1204 | CUBBYs TRUCK PLAZA | 301 S LAKE AVE | GOTHENBURG | 69138 | DAWSON | CUBBYs INC | 9229 MORMON BRIDGE PLZ STE 6 | OMAHA | NE | 68152-1942 | 2 | Currently in Use | 6000 | Steel | Federally Regulated | None | Galvanic/Sacrificial Current Cathodic Protection, Painted(e.g., asphaltic), STIP3 Tank | Regular Unleaded | 1989 |  |  |  | Fiberglass Reinforced Plastic
1204 | CUBBYs TRUCK PLAZA | 301 S LAKE AVE | GOTHENBURG | 69138 | DAWSON | CUBBYs INC | 9229 MORMON BRIDGE PLZ STE 6 | OMAHA | NE | 68152-1942 | 3 | Currently in Use | 3000 | Steel | Federally Regulated | None | Galvanic/Sacrificial Current Cathodic Protection, Painted(e.g., asphaltic), STIP3 Tank | Regular Unleaded | 1989 |  |  |  | Fiberglass Reinforced Plastic
1204 | CUBBYs TRUCK PLAZA | 301 S LAKE AVE | GOTHENBURG | 69138 | DAWSON | CUBBYs INC | 9229 MORMON BRIDGE PLZ STE 6 | OMAHA | NE | 68152-1942 | 4 | Currently in Use | 6000 | Fiberglass Reinforced Plastic | Federally Regulated | None | None | Other->#2 Dyed Soy Diesel | 1984 |  |  |  | Fiberglass Reinforced Plastic, Steel
1204 | CUBBYs TRUCK PLAZA | 301 S LAKE AVE | GOTHENBURG | 69138 | DAWSON | CUBBYs INC | 9229 MORMON BRIDGE PLZ STE 6 | OMAHA | NE | 68152-1942 | 5 | Currently in Use | 6000 | Fiberglass Reinforced Plastic | Federally Regulated | None | None | #2 Diesel | 1984 |  |  |  | Fiberglass Reinforced Plastic, Steel
1204 | CUBBYs TRUCK PLAZA | 301 S LAKE AVE | GOTHENBURG | 69138 | DAWSON | CUBBYs INC | 9229 MORMON BRIDGE PLZ STE 6 | OMAHA | NE | 68152-1942 | 6 | Currently in Use | 6000 | Fiberglass Reinforced Plastic | Federally Regulated | None | None | #2 Diesel | 1984 |  |  |  | Fiberglass Reinforced Plastic
1204 | CUBBYs TRUCK PLAZA | 301 S LAKE AVE | GOTHENBURG | 69138 | DAWSON | CUBBYs INC | 9229 MORMON BRIDGE PLZ STE 6 | OMAHA | NE | 68152-1942 | 7 | Currently in Use | 6000 | Steel | Federally Regulated | None | Galvanic/Sacrificial Current Cathodic Protection, Painted(e.g., asphaltic), STIP3 Tank | #2 Diesel | 1999 |  |  |  | double walled, Fiberglass Reinforced Plastic, Plastic
1204 | CUBBYs TRUCK PLAZA | 301 S LAKE AVE | GOTHENBURG | 69138 | DAWSON | CUBBYs INC | 9229 MORMON BRIDGE PLZ STE 6 | OMAHA | NE | 68152-1942 | 8 | Currently in Use | 6000 | Steel | Federally Regulated | None | Galvanic/Sacrificial Current Cathodic Protection, Painted(e.g., asphaltic), STIP3 Tank | #1 Diesel | 1999 |  |  |  | Double walled, Fiberglass Reinforced Plastic, Plastic
7370 | F L WAHLGREN CORP | 40830 RD 772 | GOTHENBURG | 69138 | DAWSON | F L WAHLGREN CORP | 40830 RD 772 | GOTHENBURG | NE | 69138 | 1 | Permanently Out of Use | 10000 | Steel | Federally Regulated | None | Painted(e.g., asphaltic) | #2 Diesel | 1979 | 5/1/2020 |  |  | Steel
12034 | GOTHENBURG AMPRIDE | 202 8TH ST | GOTHENBURG | 69138 | DAWSON | COUNTRY PARTNERS COOPERATIVE | PO BOX 80 | GOTHENBURG | NE | 69138 | 1 | Currently in Use | 10000 | Fiberglass Reinforced Plastic | Federally Regulated | None | None | E-10 | 1994 |  |  |  | Fiberglass Reinforced Plastic
12034 | GOTHENBURG AMPRIDE | 202 8TH ST | GOTHENBURG | 69138 | DAWSON | COUNTRY PARTNERS COOPERATIVE | PO BOX 80 | GOTHENBURG | NE | 69138 | 2 | Currently in Use | 8000 | Fiberglass Reinforced Plastic | Federally Regulated | None | None | Regular Unleaded | 1994 |  |  |  | Fiberglass Reinforced Plastic
12034 | GOTHENBURG AMPRIDE | 202 8TH ST | GOTHENBURG | 69138 | DAWSON | COUNTRY PARTNERS COOPERATIVE | PO BOX 80 | GOTHENBURG | NE | 69138 | 3 | Currently in Use | 6000 | Fiberglass Reinforced Plastic | Federally Regulated | None | None | E-85 | 1994 |  |  |  | Fiberglass Reinforced Plastic
12034 | GOTHENBURG AMPRIDE | 202 8TH ST | GOTHENBURG | 69138 | DAWSON | COUNTRY PARTNERS COOPERATIVE | PO BOX 80 | GOTHENBURG | NE | 69138 | 4 | Currently in Use | 4000 | Fiberglass Reinforced Plastic | Federally Regulated | None | None | , Other->#2 Dyed Diesel | 1994 |  |  |  | Fiberglass Reinforced Plastic, Plastic
12034 | GOTHENBURG AMPRIDE | 202 8TH ST | GOTHENBURG | 69138 | DAWSON | COUNTRY PARTNERS COOPERATIVE | PO BOX 80 | GOTHENBURG | NE | 69138 | 5 | Currently in Use | 10000 | Fiberglass Reinforced Plastic | Federally Regulated | None | None | #2 Diesel | 1994 |  |  |  | Fiberglass Reinforced Plastic, Plastic
2241 | GOTHENBURG MEMORIAL HOSPITAL | 910 20TH ST | GOTHENBURG | 69138 | DAWSON | GOTHENBURG MEMORIAL HOSPITAL | 910 20TH ST | GOTHENBURG | NE | 69138 | 4 | Currently in Use | 4000 | Fiberglass Reinforced Plastic | Federally Regulated |  |  | #2 Diesel, Other->DYED DIESEL | 2015 |  |  | Double Walled | Plastic
3631 | KWIK STOP #26 | 604 8TH ST | GOTHENBURG | 69138 | DAWSON | KS PLUS INC | PO BOX 1665 | NORTH PLATTE | NE | 69103 | 1 | Currently in Use | 10000 | Steel | Federally Regulated | None | Impressed Current Cathodic Protection | Regular Unleaded | 1981 |  |  |  | Steel
3631 | KWIK STOP #26 | 604 8TH ST | GOTHENBURG | 69138 | DAWSON | KS PLUS INC | PO BOX 1665 | NORTH PLATTE | NE | 69103 | 2 | Currently in Use | 8000 | Steel | Federally Regulated | None | Impressed Current Cathodic Protection | E-10 | 1981 |  |  |  | Steel
3631 | KWIK STOP #26 | 604 8TH ST | GOTHENBURG | 69138 | DAWSON | KS PLUS INC | PO BOX 1665 | NORTH PLATTE | NE | 69103 | 3 | Currently in Use | 8000 | Steel | Federally Regulated | None | Impressed Current Cathodic Protection | #2 Diesel | 1983 |  |  |  | Steel
6219 | SABINs BODY SHOP | 402 8TH ST | GOTHENBURG | 69138 | DAWSON | SABIN ENTERPRISES INC | 402 8TH ST | GOTHENBURG | NE | 69138 | 1 | Permanently Out of Use | 6000 | Steel | Federally Regulated | None | Galvanic/Sacrificial Current Cathodic Protection, Painted(e.g., asphaltic), STIP3 Tank | , Other->SOY OIL | 1988 | 10/1/1999 |  |  | Fiberglass Reinforced Plastic
6219 | SABINs BODY SHOP | 402 8TH ST | GOTHENBURG | 69138 | DAWSON | SABIN ENTERPRISES INC | 402 8TH ST | GOTHENBURG | NE | 69138 | 2 | Permanently Out of Use | 3000 | Steel | Federally Regulated | None | Galvanic/Sacrificial Current Cathodic Protection, Painted(e.g., asphaltic), STIP3 Tank | Regular Unleaded | 1988 | 10/1/1999 |  |  | Fiberglass Reinforced Plastic
6219 | SABINs BODY SHOP | 402 8TH ST | GOTHENBURG | 69138 | DAWSON | SABIN ENTERPRISES INC | 402 8TH ST | GOTHENBURG | NE | 69138 | 3 | Permanently Out of Use | 2000 | Steel | Federally Regulated | None | Galvanic/Sacrificial Current Cathodic Protection, Painted(e.g., asphaltic), STIP3 Tank | #1 Diesel | 1988 | 10/1/1999 |  |  | Fiberglass Reinforced Plastic
6351 | UNION PACIFIC RAILROAD | GOTHENBURG SECTION 421 8TH ST | GOTHENBURG | 69138 | DAWSON | UNION PACIFIC RR | 1416 DODGE ST RM 1000 | OMAHA | NE | 68179 | 1 | Permanently Out of Use | 600 | Unknown | Federally Regulated | Unknown | Unknown | Mixed | 1901 | 4/1/1986 |  |  | Unknown
4692 | GRAFTON MINI MART | 105 W SOUTH ST | GRAFTON | 68365 | FILLMORE | GRAFTON MINI MART | 105 W SOUTH ST | GRAFTON | NE | 68365 | 1 | Currently in Use | 8000 | Steel | Federally Regulated | None | Impressed Current Cathodic Protection | Regular Unleaded | 1987 |  |  |  | Flexible - double walled, Plastic
4692 | GRAFTON MINI MART | 105 W SOUTH ST | GRAFTON | 68365 | FILLMORE | GRAFTON MINI MART | 105 W SOUTH ST | GRAFTON | NE | 68365 | 2 | Currently in Use | 8000 | Steel | Federally Regulated | None | Impressed Current Cathodic Protection | E-10 | 1987 |  |  |  | Flexible - double walled, Plastic
4692 | GRAFTON MINI MART | 105 W SOUTH ST | GRAFTON | 68365 | FILLMORE | GRAFTON MINI MART | 105 W SOUTH ST | GRAFTON | NE | 68365 | 3 | Currently in Use | 6000 | Steel | Federally Regulated | None | Impressed Current Cathodic Protection | #1 Diesel | 1987 |  |  |  | Flexible - double walled, Plastic
5406 | HAROLD BARTH | RR | GRAFTON | 68365 | FILLMORE | HAROLD BARTH | RR | GRAFTON | NE | 68365 | 1 | Permanently Out of Use | 5800 | Steel | Federally Regulated | None | Painted(e.g., asphaltic) | #2 Diesel | 1977 |  |  |  | Fiberglass Reinforced Plastic
12824 | BOSSELMAN ENERGY | 3231 W SCHIMMER DR | GRAND ISLAND | 68801 | HALL | BOSSELMAN ENERGY | PO BOX 1567 | GRAND ISLAND | NE | 68802-1567 | 1 | Currently in Use | 20000 | Fiberglass Reinforced Plastic | Federally Regulated |  |  | #2 Diesel | 2021 |  |  | Double Walled | Plastic
12824 | BOSSELMAN ENERGY | 3231 W SCHIMMER DR | GRAND ISLAND | 68801 | HALL | BOSSELMAN ENERGY | PO BOX 1567 | GRAND ISLAND | NE | 68802-1567 | 2 | Currently in Use | 12000 | Fiberglass Reinforced Plastic | Federally Regulated |  |  | E-10 | 2021 |  |  | Double Walled | Plastic
11874 | BOSSELMAN TRAVEL CENTER GRAND ISLAND | 3335 W WOOD RIVER RD | GRAND ISLAND | 68802 | HALL | BOSSELMAN TRAVEL CENTERS INC | PO BOX 4905 | GRAND ISLAND | NE | 68802-4905 | 1 | Currently in Use | 10000 | Fiberglass Reinforced Plastic | Federally Regulated | None | None | #1 Diesel | 2000 |  |  |  | Fiberglass Reinforced Plastic
11874 | BOSSELMAN TRAVEL CENTER GRAND ISLAND | 3335 W WOOD RIVER RD | GRAND ISLAND | 68802 | HALL | BOSSELMAN TRAVEL CENTERS INC | PO BOX 4905 | GRAND ISLAND | NE | 68802-4905 | 2 | Currently in Use | 6000 | Fiberglass Reinforced Plastic | Federally Regulated | None | None | B-100 | 2000 |  |  |  | Fiberglass Reinforced Plastic
11874 | BOSSELMAN TRAVEL CENTER GRAND ISLAND | 3335 W WOOD RIVER RD | GRAND ISLAND | 68802 | HALL | BOSSELMAN TRAVEL CENTERS INC | PO BOX 4905 | GRAND ISLAND | NE | 68802-4905 | 3 | Currently in Use | 20000 | Fiberglass Reinforced Plastic | Federally Regulated | None | None | #2 Diesel | 2000 |  |  |  | Fiberglass Reinforced Plastic
11874 | BOSSELMAN TRAVEL CENTER GRAND ISLAND | 3335 W WOOD RIVER RD | GRAND ISLAND | 68802 | HALL | BOSSELMAN TRAVEL CENTERS INC | PO BOX 4905 | GRAND ISLAND | NE | 68802-4905 | 4 | Currently in Use | 20000 | Fiberglass Reinforced Plastic | Federally Regulated | None | None | #2 Diesel | 2000 |  |  |  | Fiberglass Reinforced Plastic
11874 | BOSSELMAN TRAVEL CENTER GRAND ISLAND | 3335 W WOOD RIVER RD | GRAND ISLAND | 68802 | HALL | BOSSELMAN TRAVEL CENTERS INC | PO BOX 4905 | GRAND ISLAND | NE | 68802-4905 | 5 | Currently in Use | 20000 | Fiberglass Reinforced Plastic | Federally Regulated | None | None | #2 Diesel | 2000 |  |  |  | Fiberglass Reinforced Plastic
11874 | BOSSELMAN TRAVEL CENTER GRAND ISLAND | 3335 W WOOD RIVER RD | GRAND ISLAND | 68802 | HALL | BOSSELMAN TRAVEL CENTERS INC | PO BOX 4905 | GRAND ISLAND | NE | 68802-4905 | 6 | Currently in Use | 20000 | Fiberglass Reinforced Plastic | Federally Regulated | None | None | #2 Diesel | 2000 |  |  |  | Fiberglass Reinforced Plastic
11874 | BOSSELMAN TRAVEL CENTER GRAND ISLAND | 3335 W WOOD RIVER RD | GRAND ISLAND | 68802 | HALL | BOSSELMAN TRAVEL CENTERS INC | PO BOX 4905 | GRAND ISLAND | NE | 68802-4905 | 7 | Currently in Use | 20000 | Fiberglass Reinforced Plastic | Federally Regulated | None | None | #2 Diesel | 2000
11874 | BOSSELMAN TRAVEL CENTER GRAND ISLAND | 3335 W WOOD RIVER RD | GRAND ISLAND | 68802 | HALL | BOSSELMAN TRAVEL CENTERS INC | PO BOX 4905 | GRAND ISLAND | NE | 68802-4905 | 8 | Currently in Use | 20000 | Fiberglass Reinforced Plastic | Federally Regulated | None | None | #2 Diesel | 2000 |  |  |  | Fiberglass Reinforced Plastic
11874 | BOSSELMAN TRAVEL CENTER GRAND ISLAND | 3335 W WOOD RIVER RD | GRAND ISLAND | 68802 | HALL | BOSSELMAN TRAVEL CENTERS INC | PO BOX 4905 | GRAND ISLAND | NE | 68802-4905 | 9 | Currently in Use | 10000 | Fiberglass Reinforced Plastic | Federally Regulated | None | None | Premium Unleaded | 2000 |  |  |  | Fiberglass Reinforced Plastic
11874 | BOSSELMAN TRAVEL CENTER GRAND ISLAND | 3335 W WOOD RIVER RD | GRAND ISLAND | 68802 | HALL | BOSSELMAN TRAVEL CENTERS INC | PO BOX 4905 | GRAND ISLAND | NE | 68802-4905 | 10 | Currently in Use | 12000 | Fiberglass Reinforced Plastic | Federally Regulated | None | None | E-10 | 2000 |  |  |  | Fiberglass Reinforced Plastic
11874 | BOSSELMAN TRAVEL CENTER GRAND ISLAND | 3335 W WOOD RIVER RD | GRAND ISLAND | 68802 | HALL | BOSSELMAN TRAVEL CENTERS INC | PO BOX 4905 | GRAND ISLAND | NE | 68802-4905 | 11 | Currently in Use | 12000 | Fiberglass Reinforced Plastic | Federally Regulated | None | None | Regular Unleaded | 2000 |  |  |  | Fiberglass Reinforced Plastic
11874 | BOSSELMAN TRAVEL CENTER GRAND ISLAND | 3335 W WOOD RIVER RD | GRAND ISLAND | 68802 | HALL | BOSSELMAN TRAVEL CENTERS INC | PO BOX 4905 | GRAND ISLAND | NE | 68802-4905 | 13 | Currently in Use | 8000 | Fiberglass Reinforced Plastic | Federally Regulated | None | None | Premium Unleaded | 2017 |  |  | Double Walled | Plastic
11157 | CASEYS GENERAL STORE #1768 | 420 N BROADWELL AVE | GRAND ISLAND | 68803 | HALL | CASEYS RETAIL CO | PO BOX 3001 | ANKENY | IA | 50021-8045 | 1 | Currently in Use | 10000 | Fiberglass Reinforced Plastic | Federally Regulated | None | None | Regular Unleaded | 1994 |  |  |  | Fiberglass Reinforced Plastic
11157 | CASEYS GENERAL STORE #1768 | 420 N BROADWELL AVE | GRAND ISLAND | 68803 | HALL | CASEYS RETAIL CO | PO BOX 3001 | ANKENY | IA | 50021-8045 | 2 | Currently in Use | 10000 | Fiberglass Reinforced Plastic | Federally Regulated | None | None | E-10 | 1994 |  |  |  | Fiberglass Reinforced Plastic
1051 | CASEYS GENERAL STORE #2707 | 806 N EDDY | GRAND ISLAND | 68801 | HALL | CASEYS RETAIL CO | PO BOX 3001 | ANKENY | IA | 50021-8045 | 4 | Currently in Use | 8000 | Fiberglass Reinforced Plastic | Federally Regulated | None | None | Regular Unleaded | 1997 |  |  |  | Fiberglass Reinforced Plastic
1051 | CASEYS GENERAL STORE #2707 | 806 N EDDY | GRAND ISLAND | 68801 | HALL | CASEYS RETAIL CO | PO BOX 3001 | ANKENY | IA | 50021-8045 | 5 | Currently in Use | 8000 | Fiberglass Reinforced Plastic | Federally Regulated | None | None | E-10 | 1997 |  |  |  | Fiberglass Reinforced Plastic
11673 | CASEYS GENERAL STORE #2732 | 4150 W HWY 30 | GRAND ISLAND | 68803 | HALL | CASEYS RETAIL CO | PO BOX 3001 | ANKENY | IA | 50021-8045 | 1 | Currently in Use | 10000 | Fiberglass Reinforced Plastic | Federally Regulated | None | None | Regular Unleaded | 1996 |  |  |  | Fiberglass Reinforced Plastic
11673 | CASEYS GENERAL STORE #2732 | 4150 W HWY 30 | GRAND ISLAND | 68803 | HALL | CASEYS RETAIL CO | PO BOX 3001 | ANKENY | IA | 50021-8045 | 2 | Currently in Use | 10000 | Fiberglass Reinforced Plastic | Federally Regulated | None | None | E-10 | 1996 |  |  |  | Fiberglass Reinforced Plastic
11673 | CASEYS GENERAL STORE #2732 | 4150 W HWY 30 | GRAND ISLAND | 68803 | HALL | CASEYS RETAIL CO | PO BOX 3001 | ANKENY | IA | 50021-8045 | 3 | Currently in Use | 10000 | Fiberglass Reinforced Plastic | Federally Regulated | None | None | #2 Diesel | 1996 |  |  |  | Fiberglass Reinforced Plastic
11673 | CASEYS GENERAL STORE #2732 | 4150 W HWY 30 | GRAND ISLAND | 68803 | HALL | CASEYS RETAIL CO | PO BOX 3001 | ANKENY | IA | 50021-8045 | 4 | Currently in Use | 6000 | Fiberglass Reinforced Plastic | Federally Regulated | None | None | #2 Diesel | 1996 |  |  |  | Fiberglass Reinforced Plastic
3625 | CASEYS GENERAL STORE #2737 | 1814 N EDDY | GRAND ISLAND | 68801 | HALL | CASEYS RETAIL CO | PO BOX 3001 | ANKENY | IA | 50021-8045 | 5 | Currently in Use | 20000 | Fiberglass Reinforced Plastic | Federally Regulated | None | None | E-10 | 2009 |  |  | Double Walled | Plastic
3625 | CASEYS GENERAL STORE #2737 | 1814 N EDDY | GRAND ISLAND | 68801 | HALL | CASEYS RETAIL CO | PO BOX 3001 | ANKENY | IA | 50021-8045 | 6 | Currently in Use | 12000 | Fiberglass Reinforced Plastic | Federally Regulated | None | None | Regular Unleaded | 2009 |  |  | Double Walled | Plastic
3625 | CASEYS GENERAL STORE #2737 | 1814 N EDDY | GRAND ISLAND | 68801 | HALL | CASEYS RETAIL CO | PO BOX 3001 | ANKENY | IA | 50021-8045 | 7 | Currently in Use | 8000 | Fiberglass Reinforced Plastic | Federally Regulated | None | None | #2 Diesel | 2009 |  |  | Double Walled | Plastic
3437 | CASEYS GENERAL STORE #2742 | 2223 S LOCUST ST | GRAND ISLAND | 68801 | HALL | CASEYS RETAIL CO | PO BOX 3001 | ANKENY | IA | 50021-8045 | 4 | Currently in Use | 10000 | Composite | Federally Regulated | None | Fiberglass Reinforced Plastic Coated | Regular Unleaded | 1995 |  |  |  | DOUBLE WALLED, Fiberglass Reinforced Plastic
3437 | CASEYS GENERAL STORE #2742 | 2223 S LOCUST ST | GRAND ISLAND | 68801 | HALL | CASEYS RETAIL CO | PO BOX 3001 | ANKENY | IA | 50021-8045 | 5 | Currently in Use | 10000 | Composite | Federally Regulated | None | Fiberglass Reinforced Plastic Coated | E-10 | 1995 |  |  |  | DOUBLE WALLED, Fiberglass Reinforced Plastic
3437 | CASEYS GENERAL STORE #2742 | 2223 S LOCUST ST | GRAND ISLAND | 68801 | HALL | CASEYS RETAIL CO | PO BOX 3001 | ANKENY | IA | 50021-8045 | 6 | Currently in Use | 8000 | Composite | Federally Regulated | None | Fiberglass Reinforced Plastic Coated | #2 Diesel | 1995 |  |  |  | Fiberglass Reinforced Plastic
5668 | CASEYS GENERAL STORE #2882 | 1404 W 2ND ST | GRAND ISLAND | 68801 | HALL | CASEYS RETAIL CO | PO BOX 3001 | ANKENY | IA | 50021-8045 | 4 | Currently in Use | 12000 | Steel | Federally Regulated | None | Galvanic/Sacrificial Current Cathodic Protection | Regular Unleaded | 1994 |  |  |  | Fiberglass Reinforced Plastic
5668 | CASEYS GENERAL STORE #2882 | 1404 W 2ND ST | GRAND ISLAND | 68801 | HALL | CASEYS RETAIL CO | PO BOX 3001 | ANKENY | IA | 50021-8045 | 5 | Currently in Use | 12000 | Steel | Federally Regulated | None | Galvanic/Sacrificial Current Cathodic Protection | Regular Unleaded | 1994 |  |  |  | Fiberglass Reinforced Plastic
5668 | CASEYS GENERAL STORE #2882 | 1404 W 2ND ST | GRAND ISLAND | 68801 | HALL | CASEYS RETAIL CO | PO BOX 3001 | ANKENY | IA | 50021-8045 | 6 | Currently in Use | 12000 | Steel | Federally Regulated | None | Galvanic/Sacrificial Current Cathodic Protection | E-10 | 1994 |  |  |  | Fiberglass Reinforced Plastic
5668 | CASEYS GENERAL STORE #2882 | 1404 W 2ND ST | GRAND ISLAND | 68801 | HALL | CASEYS RETAIL CO | PO BOX 3001 | ANKENY | IA | 50021-8045 | 7 | Currently in Use | 8000 | Steel | Federally Regulated | None | Galvanic/Sacrificial Current Cathodic Protection | #2 Diesel | 1994 |  |  |  | Fiberglass Reinforced Plastic
5662 | CASEYS GENERAL STORE #2883 | 1420 S LOCUST ST | GRAND ISLAND | 68801 | HALL | CASEYS RETAIL CO | PO BOX 3001 | ANKENY | IA | 50021-8045 | 1 | Currently in Use | 10000 | Steel | Federally Regulated | None | Impressed Current Cathodic Protection | Regular Unleaded | 1981 |  |  |  | Plastic, Fiberglass Reinforced Plastic
5662 | CASEYS GENERAL STORE #2883 | 1420 S LOCUST ST | GRAND ISLAND | 68801 | HALL | CASEYS RETAIL CO | PO BOX 3001 | ANKENY | IA | 50021-8045 | 2 | Currently in Use | 12000 | Steel | Federally Regulated | None | Impressed Current Cathodic Protection | Regular Unleaded | 1981 |  |  |  | Plastic, Fiberglass Reinforced Plastic
5662 | CASEYS GENERAL STORE #2883 | 1420 S LOCUST ST | GRAND ISLAND | 68801 | HALL | CASEYS RETAIL CO | PO BOX 3001 | ANKENY | IA | 50021-8045 | 3 | Currently in Use | 12000 | Steel | Federally Regulated | None | Impressed Current Cathodic Protection | E-85 | 1981 |  |  |  | Plastic, Fiberglass Reinforced Plastic
5210 | CASEYS GENERAL STORE #2903 | 3428 W CAPITOL AVE | GRAND ISLAND | 68801 | HALL | CASEYS RETAIL CO | PO BOX 3001 | ANKENY | IA | 50021-8045 | 9 | Currently in Use | 20000 | Fiberglass Reinforced Plastic | Federally Regulated | None | None | Regular Unleaded | 2010 |  |  | Double Walled | Double walled, Fiberglass Reinforced Plastic
5210 | CASEYS GENERAL STORE #2903 | 3428 W CAPITOL AVE | GRAND ISLAND | 68801 | HALL | CASEYS RETAIL CO | PO BOX 3001 | ANKENY | IA | 50021-8045 | 10 | Currently in Use | 12000 | Fiberglass Reinforced Plastic | Federally Regulated | None | None | Regular Unleaded | 2010 |  |  | Double Walled | Double walled, Fiberglass Reinforced Plastic
5210 | CASEYS GENERAL STORE #2903 | 3428 W CAPITOL AVE | GRAND ISLAND | 68801 | HALL | CASEYS RETAIL CO | PO BOX 3001 | ANKENY | IA | 50021-8045 | 11 | Currently in Use | 8000 | Fiberglass Reinforced Plastic | Federally Regulated | None | None | #2 Diesel | 2010 |  |  | Double Walled | Double walled, Fiberglass Reinforced Plastic
3282 | CITY OF GRAND ISLAND SHOP GARAGE | 1111 W NORTH FRONT ST | GRAND ISLAND | 68801 | HALL | CITY OF GRAND ISLAND | 100 EAST FIRST ST | GRAND ISLAND | NE | 68802 | 5 | Currently in Use | 10000 | Fiberglass Reinforced Plastic | Federally Regulated | None | None | E-10 | 1997 |  |  |  | Fiberglass Reinforced Plastic
3282 | CITY OF GRAND ISLAND SHOP GARAGE | 1111 W NORTH FRONT ST | GRAND ISLAND | 68801 | HALL | CITY OF GRAND ISLAND | 100 EAST FIRST ST | GRAND ISLAND | NE | 68802 | 6 | Currently in Use | 10000 | Fiberglass Reinforced Plastic | Federally Regulated | None | None | E-10 | 1997 |  |  |  | Fiberglass Reinforced Plastic
3282 | CITY OF GRAND ISLAND SHOP GARAGE | 1111 W NORTH FRONT ST | GRAND ISLAND | 68801 | HALL | CITY OF GRAND ISLAND | 100 EAST FIRST ST | GRAND ISLAND | NE | 68802 | 7 | Currently in Use | 10000 | Fiberglass Reinforced Plastic | Federally Regulated | None | None | #2 Diesel | 1997 |  |  |  | Fiberglass Reinforced Plastic
3282 | CITY OF GRAND ISLAND SHOP GARAGE | 1111 W NORTH FRONT ST | GRAND ISLAND | 68801 | HALL | CITY OF GRAND ISLAND | 100 EAST FIRST ST | GRAND ISLAND | NE | 68802 | 8 | Currently in Use | 1000 | Fiberglass Reinforced Plastic | Federally Regulated | None | None | Used Oil | 1997 |  |  |  | Fiberglass Reinforced Plastic
3254 | COFFINS CORNER | 519 N EDDY | GRAND ISLAND | 68801 | HALL | COFFINS CORNER INC | PO BOX 1154 | GRAND ISLAND | NE | 68802 | 3 | Currently in Use | 10000 | Fiberglass Reinforced Plastic | Federally Regulated |  |  | E-10 | 2017 |  |  | Double Walled | Plastic
3254 | COFFINS CORNER | 519 N EDDY | GRAND ISLAND | 68801 | HALL | COFFINS CORNER INC | PO BOX 1154 | GRAND ISLAND | NE | 68802 | 4 | Currently in Use | 10000 | Fiberglass Reinforced Plastic | Federally Regulated |  |  | Regular Unleaded | 2017 |  |  | Double Walled | Plastic
8118 | COMMERCIAL PROPERTIES LTD | 3967 REUTING RD | GRAND ISLAND | 68803 | HALL | COMMERCIAL PROPERTIES LTD | 1706 S HOLLAND | GRAND ISLAND | NE | 68803 | 1 | Permanently Out of Use | 10000 | Unknown | Federally Regulated | Unknown | Unknown | Empty | 1977 |  |  |  | Unknown
1754 | CONSOLIDATED CONCRETE CO | 3440 W OLD HWY 30 | GRAND ISLAND | 68802 | HALL | CONSOLIDATED CONCRETE CO | 3440 W OLD HWY 30 | GRAND ISLAND | NE | 68802 | 2 | Currently in Use | 10000 | Fiberglass Reinforced Plastic | Federally Regulated | None | None | #2 Diesel | 1998 |  |  |  | Fiberglass Reinforced Plastic
405 | EDDIEs FAST GAS | 417 N SYCAMORE | GRAND ISLAND | 68802 | HALL | GARY STAROSTKA | 417 N SYCAMORE | GRAND ISLAND | NE | 68801 | 4 | Permanently Out of Use | 10000 | Fiberglass Reinforced Plastic | Federally Regulated | None | None | Regular Unleaded | 1998 | 1/1/2008 |  | 360 Excavation Liner, Double Walled | Fiberglass Reinforced Plastic
6038 | EXEC AIR INC | CENTRAL NEBRASKA REGIONAL AIRPORT | GRAND ISLAND | 68802 | HALL | EXEC AIR INC | PO BOX 1727 | GRAND ISLAND | NE | 68802 | 1 | Permanently Out of Use | 6000 | Steel | Federally Regulated | None | Painted(e.g., asphaltic) | Empty | 1977 |  |  |  | Steel
6038 | EXEC AIR INC | CENTRAL NEBRASKA REGIONAL AIRPORT | GRAND ISLAND | 68802 | HALL | EXEC AIR INC | PO BOX 1727 | GRAND ISLAND | NE | 68802 | 2 | Permanently Out of Use | 14000 | Steel | Federally Regulated | Internal Lining(e.g., epoxy resins) | Painted(e.g., asphaltic) | Empty | 1979 |  |  |  | Steel
6038 | EXEC AIR INC | CENTRAL NEBRASKA REGIONAL AIRPORT | GRAND ISLAND | 68802 | HALL | EXEC AIR INC | PO BOX 1727 | GRAND ISLAND | NE | 68802 | 3 | Permanently Out of Use | 7896 | Steel | Federally Regulated | None | Painted(e.g., asphaltic) | Empty | 1976 |  |  |  | Steel
6038 | EXEC AIR INC | CENTRAL NEBRASKA REGIONAL AIRPORT | GRAND ISLAND | 68802 | HALL | EXEC AIR INC | PO BOX 1727 | GRAND ISLAND | NE | 68802 | 5 | Permanently Out of Use | 6016 | Steel | Federally Regulated | None | Painted(e.g., asphaltic) | Empty | 1976 |  |  |  | Steel
2339 | FILL-N-CHILL #009 | 7980 S HWY 281 | GRAND ISLAND | 68803 | HALL | HOFF BROS INC | 305 N HASTINGS AVE STE 201 | HASTINGS | NE | 68901 | 7 | Currently in Use | 12000 | Fiberglass Reinforced Plastic | Federally Regulated | None | None | E-10 | 1999 |  |  |  | Fiberglass Reinforced Plastic
2339 | FILL-N-CHILL #009 | 7980 S HWY 281 | GRAND ISLAND | 68803 | HALL | HOFF BROS INC | 305 N HASTINGS AVE STE 201 | HASTINGS | NE | 68901 | 8 | Currently in Use | 6000 | Fiberglass Reinforced Plastic | Federally Regulated | None | None | Regular Unleaded | 1999 |  |  |  | Fiberglass Reinforced Plastic
2339 | FILL-N-CHILL #009 | 7980 S HWY 281 | GRAND ISLAND | 68803 | HALL | HOFF BROS INC | 305 N HASTINGS AVE STE 201 | HASTINGS | NE | 68901 | 9 | Currently in Use | 4000 | Fiberglass Reinforced Plastic | Federally Regulated | None | None | #2 Diesel | 1999 |  |  |  | Fiberglass Reinforced Plastic
2339 | FILL-N-CHILL #009 | 7980 S HWY 281 | GRAND ISLAND | 68803 | HALL | HOFF BROS INC | 305 N HASTINGS AVE STE 201 | HASTINGS | NE | 68901 | 10 | Currently in Use | 6000 | Fiberglass Reinforced Plastic | Federally Regulated | None | None | Regular Unleaded | 1999 |  |  |  | Fiberglass Reinforced Plastic
8371 | GAS ISLAND II | 2012 N WEBB RD | GRAND ISLAND | 68803 | HALL | DOUG LUTH | 2012 NORTH WEBB RD | GRAND ISLAND | NE | 68803 | 1 | Currently in Use | 10000 | Steel | Federally Regulated | None | Galvanic/Sacrificial Current Cathodic Protection, STIP3 Tank | E-10 | 1990 |  |  |  | Fiberglass Reinforced Plastic
8371 | GAS ISLAND II | 2012 N WEBB RD | GRAND ISLAND | 68803 | HALL | DOUG LUTH | 2012 NORTH WEBB RD | GRAND ISLAND | NE | 68803 | 2 | Currently in Use | 10000 | Steel | Federally Regulated | None | Galvanic/Sacrificial Current Cathodic Protection, STIP3 Tank | Regular Unleaded | 1990 |  |  |  | Fiberglass Reinforced Plastic
12056 | GIT N SPLIT #72 | 3320 LANGENHEDER ST | GRAND ISLAND | 68803 | HALL | GAS N SHOP INC | PO BOX 81463 | LINCOLN | NE | 68501 | 1 | Currently in Use | 10000 | Fiberglass Reinforced Plastic | Federally Regulated | None | None | Regular Unleaded | 2001 |  |  |  | Fiberglass Reinforced Plastic
12056 | GIT N SPLIT #72 | 3320 LANGENHEDER ST | GRAND ISLAND | 68803 | HALL | GAS N SHOP INC | PO BOX 81463 | LINCOLN | NE | 68501 | 2 | Currently in Use | 10000 | Fiberglass Reinforced Plastic | Federally Regulated | None | None | Regular Unleaded | 2001 |  |  |  | Fiberglass Reinforced Plastic
12056 | GIT N SPLIT #72 | 3320 LANGENHEDER ST | GRAND ISLAND | 68803 | HALL | GAS N SHOP INC | PO BOX 81463 | LINCOLN | NE | 68501 | 3 | Currently in Use | 10000 | Fiberglass Reinforced Plastic | Federally Regulated | None | None | #1 Diesel | 2001 |  |  |  | Fiberglass Reinforced Plastic
12056 | GIT N SPLIT #72 | 3320 LANGENHEDER ST | GRAND ISLAND | 68803 | HALL | GAS N SHOP INC | PO BOX 81463 | LINCOLN | NE | 68501 | 4 | Currently in Use | 4000 | Fiberglass Reinforced Plastic | Federally Regulated | None | None | Regular Unleaded | 2001 |  |  |  | Fiberglass Reinforced Plastic
12056 | GIT N SPLIT #72 | 3320 LANGENHEDER ST | GRAND ISLAND | 68803 | HALL | GAS N SHOP INC | PO BOX 81463 | LINCOLN | NE | 68501 | 5 | Currently in Use | 4000 | Fiberglass Reinforced Plastic | Federally Regulated | None | None | #1 Diesel | 2001 |  |  |  | Fiberglass Reinforced Plastic
11945 | GRAND ISLAND POP | 333 N PINE ST | GRAND ISLAND | 68801 | HALL | SPRINT COMMUNICATIONS COMPANY LP | 2450 N ST | WASHINGTON | DC | 20037 | 1 | Currently in Use | 2500 | Fiberglass Reinforced Plastic | Federally Regulated | None | None | #1 Diesel | 2001 |  |  |  | Plastic
3580 | GREG EMERY | 115 W KOENIG | GRAND ISLAND | 68801 | HALL | EMERY, GREG | 115 W KOENIG | GRAND ISLAND | NE | 68801 | 1 | Permanently Out of Use | 600 | Unknown | Federally Regulated | Unknown | Unknown | Regular Unleaded | 1961 |  |  |  | Unknown
8687 | HALL COUNTY HOUSING AUTHORITY | 910 N BOGGS AVE | GRAND ISLAND | 68803 | HALL | HALL COUNTY HOUSING AUTHORITY | 915 BAUMANN DR | GRAND ISLAND | NE | 68803 | 1 | Permanently Out of Use | 5000 | Steel | Heating Oil | Unknown | Painted(e.g., asphaltic) | Heating Oil 2 | 1967 | 9/1/1990 |  |  | Steel
8688 | HALL COUNTY HOUSING AUTHORITY | 804 N BOGGS AVE | GRAND ISLAND | 68803 | HALL | HALL COUNTY HOUSING AUTHORITY | 915 BAUMANN DR | GRAND ISLAND | NE | 68803 | 1 | Permanently Out of Use | 5000 | Steel | Heating Oil | Unknown | Painted(e.g., asphaltic) | Heating Oil 2 | 1967 | 9/1/1990 |  |  | Steel
2338 | HANSEN INTERNATIONAL TRUCK INC | 3354 W STOLLEY PARK RD | GRAND ISLAND | 68803 | HALL | HANSEN INTL TRUCK INC | 3354 W STOLLEY PARK RD | GRAND ISLAND | NE | 68803 | 1 | Permanently Out of Use | 600 | Unknown | Federally Regulated | Unknown | Unknown | Used Oil | 1965 |  |  |  | Unknown
2786 | HOLIDAY EXPRESS BUS | 2510 S NORTH RD | GRAND ISLAND | 68801 | HALL | JOSEPH M BROWN | 2807 N ENGLEMAN RD | GRAND ISLAND | NE | 68803 | 5 | Currently in Use | 20000 | Fiberglass Reinforced Plastic | Federally Regulated | None | None | #2 Diesel | 1997 |  |  |  | Fiberglass Reinforced Plastic
2786 | HOLIDAY EXPRESS BUS | 2510 S NORTH RD | GRAND ISLAND | 68801 | HALL | JOSEPH M BROWN | 2807 N ENGLEMAN RD | GRAND ISLAND | NE | 68803 | 6 | Currently in Use | 20000 | Fiberglass Reinforced Plastic | Federally Regulated | None | None | #2 Diesel | 1997 |  |  |  | Fiberglass Reinforced Plastic
12407 | HY-VEE GAS | 118 WILMAR AVE | GRAND ISLAND | 68801 | HALL | HY VEE INC | 5820 WESTOWN PKWY | WEST DES MOINES | IA | 50266 | 1 | Currently in Use | 20000 | Fiberglass Reinforced Plastic | Federally Regulated | None | None | E-10 | 2007 |  |  | Double Walled | Plastic
12407 | HY-VEE GAS | 118 WILMAR AVE | GRAND ISLAND | 68801 | HALL | HY VEE INC | 5820 WESTOWN PKWY | WEST DES MOINES | IA | 50266 | 2 | Currently in Use | 14000 | Fiberglass Reinforced Plastic | Federally Regulated | None | None | E-10 | 2007 |  |  | Double Walled | Plastic
12407 | HY-VEE GAS | 118 WILMAR AVE | GRAND ISLAND | 68801 | HALL | HY VEE INC | 5820 WESTOWN PKWY | WEST DES MOINES | IA | 50266 | 3 | Currently in Use | 6000 | Fiberglass Reinforced Plastic | Federally Regulated | None | None | #2 Diesel | 2007 |  |  | Double Walled | Plastic
12407 | HY-VEE GAS | 118 WILMAR AVE | GRAND ISLAND | 68801 | HALL | HY VEE INC | 5820 WESTOWN PKWY | WEST DES MOINES | IA | 50266 | 4 | Currently in Use | 14000 | Fiberglass Reinforced Plastic | Federally Regulated | None | None | Regular Unleaded | 2007 |  |  | Double Walled | Plastic
12407 | HY-VEE GAS | 118 WILMAR AVE | GRAND ISLAND | 68801 | HALL | HY VEE INC | 5820 WESTOWN PKWY | WEST DES MOINES | IA | 50266 | 5 | Currently in Use | 6000 | Fiberglass Reinforced Plastic | Federally Regulated | None | None | Regular Unleaded | 2007 |  |  | Double Walled | Plastic
6854 | ISLAND LANDHANDLERS INC | 2419 S NORTH RD | GRAND ISLAND | 68802 | HALL | ISLAND LANDHANDLERS INC | PO BOX 1843 | GRAND ISLAND | NE | 68802 | 2 | Currently in Use | 12000 | Steel | Federally Regulated | None | Galvanic/Sacrificial Current Cathodic Protection, STIP3 Tank | Other->#2 Dyed Diesel | 1998 |  |  |  | scotchcoat
6854 | ISLAND LANDHANDLERS INC | 2419 S NORTH RD | GRAND ISLAND | 68802 | HALL | ISLAND LANDHANDLERS INC | PO BOX 1843 | GRAND ISLAND | NE | 68802 | 3 | Currently in Use | 12000 | Steel | Federally Regulated | None | Galvanic/Sacrificial Current Cathodic Protection, STIP3 Tank | #2 Diesel | 1998 |  |  |  | scotch coat
7353 | J R INS AGENCY INC | 405 N PINE ST | GRAND ISLAND | 68802 | HALL | J R INS AGENCY INC | 405 N PINE ST | GRAND ISLAND | NE | 68802 | 1 | Permanently Out of Use | 99999 | Unknown | Federally Regulated | Unknown | Unknown | Empty | 1901 | 1/1/1987 |  |  | Unknown
5356 | JACK RABBIT RUN GOLF COURSE | 2800 N SHADY BEND RD | GRAND ISLAND | 68801 | HALL | CITY OF GRAND ISLAND | 2800 N SHADY BEND RD PO BOX 1968 | GRAND ISLAND | NE | 68801 | 2 | Currently in Use | 1000 | Fiberglass Reinforced Plastic | Federally Regulated | None | None | Regular Unleaded | 1997 |  |  |  | Fiberglass Reinforced Plastic
5356 | JACK RABBIT RUN GOLF COURSE | 2800 N SHADY BEND RD | GRAND ISLAND | 68801 | HALL | CITY OF GRAND ISLAND | 2800 N SHADY BEND RD PO BOX 1968 | GRAND ISLAND | NE | 68801 | 3 | Currently in Use | 600 | Fiberglass Reinforced Plastic | Federally Regulated | None | None | #2 Diesel | 1997 |  |  |  | Fiberglass Reinforced Plastic
6629 | KENSINGER SERVICE STATION | 1818 E HWY 30 | GRAND ISLAND | 68801 | HALL | RICHARD GRUDZINSKI | 1810 E HIGHWAY 30 | GRAND ISLAND | NE | 68801 | 1 | Permanently Out of Use | 550 | Steel | Heating Oil | Unknown | Unknown | Heating Oil 1 | 1900 | 1/1/1901 |  |  | Unknown
6629 | KENSINGER SERVICE STATION | 1818 E HWY 30 | GRAND ISLAND | 68801 | HALL | RICHARD GRUDZINSKI | 1810 E HIGHWAY 30 | GRAND ISLAND | NE | 68801 | 3 | Currently in Use | 6000 | Steel | Federally Regulated | None | Galvanic/Sacrificial Current Cathodic Protection, Painted(e.g., asphaltic), STIP3 Tank | #2 Diesel | 1989 |  |  |  | Fiberglass Reinforced Plastic
6629 | KENSINGER SERVICE STATION | 1818 E HWY 30 | GRAND ISLAND | 68801 | HALL | RICHARD GRUDZINSKI | 1810 E HIGHWAY 30 | GRAND ISLAND | NE | 68801 | 4 | Currently in Use | 4000 | Steel | Federally Regulated | None | Galvanic/Sacrificial Current Cathodic Protection, Painted(e.g., asphaltic), STIP3 Tank | #2 Diesel | 1989 |  |  |  | Fiberglass Reinforced Plastic
6629 | KENSINGER SERVICE STATION | 1818 E HWY 30 | GRAND ISLAND | 68801 | HALL | RICHARD GRUDZINSKI | 1810 E HIGHWAY 30 | GRAND ISLAND | NE | 68801 | 5 | Currently in Use | 4000 | Steel | Federally Regulated | None | Galvanic/Sacrificial Current Cathodic Protection, Painted(e.g., asphaltic), STIP3 Tank | Regular Unleaded | 1989 |  |  |  | Fiberglass Reinforced Plastic
6629 | KENSINGER SERVICE STATION | 1818 E HWY 30 | GRAND ISLAND | 68801 | HALL | RICHARD GRUDZINSKI | 1810 E HIGHWAY 30 | GRAND ISLAND | NE | 68801 | 6 | Currently in Use | 6000 | Fiberglass Reinforced Plastic | Federally Regulated | None | None | Regular Unleaded | 1999 |  |  |  | Fiberglass Reinforced Plastic
3300 | LACY BLDG & SUPPLY CO | 715 S CLARK ST | GRAND ISLAND | 68802 | HALL | LACY BLDG & SUPPLY CO | 715 S CLARK ST | GRAND ISLAND | NE | 68802 | 1 | Permanently Out of Use | 6000 | Steel | Federally Regulated |  |  |  | 1981 | 1/1/1901
3300 | LACY BLDG & SUPPLY CO | 715 S CLARK ST | GRAND ISLAND | 68802 | HALL | LACY BLDG & SUPPLY CO | 715 S CLARK ST | GRAND ISLAND | NE | 68802 | 2 | Permanently Out of Use | 1000 | Steel | Federally Regulated |  |  |  | 1978 | 1/1/1901
3770 | LEO HINELINES NEON SERVICE CO | 1423 S WEBB RD | GRAND ISLAND | 68803 | HALL | LEO HINELINES NEON SVC CO | 1423 S WEBB RD | GRAND ISLAND | NE | 68803 | 1 | Permanently Out of Use | 500 | Steel | Federally Regulated | Unknown | Unknown | Empty, Regular Unleaded | 1968 |  |  |  | Steel
783 | NEBRASKA DEPT OF TRANS | 3305 W OLD POTASH HWY | GRAND ISLAND | 68801 | HALL | NEB DEPT OF TRANS | 5001 S 14TH ST | LINCOLN | NE | 68512 | 2 | Currently in Use | 12000 | Composite | Federally Regulated | None | Fiberglass Reinforced Plastic Coated | E-85 | 1992 |  |  |  | Fiberglass Reinforced Plastic
783 | NEBRASKA DEPT OF TRANS | 3305 W OLD POTASH HWY | GRAND ISLAND | 68801 | HALL | NEB DEPT OF TRANS | 5001 S 14TH ST | LINCOLN | NE | 68512 | 3 | Currently in Use | 12000 | Composite | Federally Regulated | None | Fiberglass Reinforced Plastic Coated | E-10 | 1992 |  |  |  | Fiberglass Reinforced Plastic
783 | NEBRASKA DEPT OF TRANS | 3305 W OLD POTASH HWY | GRAND ISLAND | 68801 | HALL | NEB DEPT OF TRANS | 5001 S 14TH ST | LINCOLN | NE | 68512 | 4 | Currently in Use | 12000 | Composite | Federally Regulated | None | Fiberglass Reinforced Plastic Coated | #1 Diesel | 1992 |  |  |  | Fiberglass Reinforced Plastic
783 | NEBRASKA DEPT OF TRANS | 3305 W OLD POTASH HWY | GRAND ISLAND | 68801 | HALL | NEB DEPT OF TRANS | 5001 S 14TH ST | LINCOLN | NE | 68512 | 5 | Currently in Use | 12000 | Composite | Federally Regulated | None | Fiberglass Reinforced Plastic Coated | #1 Diesel | 1992 |  |  |  | Fiberglass Reinforced Plastic
669 | PAULSONS RITEWAY SERVICE | 2411 S LOCUST ST | GRAND ISLAND | 68801 | HALL | PAULSON & SONS INC | 2411 SOUTH LOCUST ST | GRAND ISLAND | NE | 68801 | 5 | Currently in Use | 8000 | Fiberglass Reinforced Plastic | Federally Regulated | None | None | Regular Unleaded | 1998 |  |  |  | Fiberglass Reinforced Plastic
669 | PAULSONS RITEWAY SERVICE | 2411 S LOCUST ST | GRAND ISLAND | 68801 | HALL | PAULSON & SONS INC | 2411 SOUTH LOCUST ST | GRAND ISLAND | NE | 68801 | 6 | Currently in Use | 6000 | Fiberglass Reinforced Plastic | Federally Regulated | None | None | Regular Unleaded | 1998 |  |  |  | Fiberglass Reinforced Plastic
669 | PAULSONS RITEWAY SERVICE | 2411 S LOCUST ST | GRAND ISLAND | 68801 | HALL | PAULSON & SONS INC | 2411 SOUTH LOCUST ST | GRAND ISLAND | NE | 68801 | 7 | Currently in Use | 6000 | Fiberglass Reinforced Plastic | Federally Regulated | None | None | #2 Diesel | 1998 |  |  |  | Fiberglass Reinforced Plastic
11548 | PINE STREET POWER PLANT (FORMER) | 364 N PINE ST | GRAND ISLAND | 68801 | HALL | CITY OF GRAND ISLAND | 364 N PINE ST | GRAND ISLAND | NE | 68801 | 1 | Permanently Out of Use | 99999 | Unknown | Federally Regulated |  |  |  | 1900 | 1/1/1900
6687 | PLAINS IRRIGATION SALES & SERVICE | 3344 W WILDWOOD DR | GRAND ISLAND | 68803 | HALL | PLAINS IRRIG SALES & SVC | 3344 W WILDWOOD DR | GRAND ISLAND | NE | 68803 | 1 | Permanently Out of Use | 2000 | Steel | Federally Regulated | Unknown | Unknown | Regular Unleaded | 1981 | 4/1/1994 |  |  | Steel
8463 | PLATTE RIVER BYPRODUCTS | 5251 W GUENTHER RD | GRAND ISLAND | 68802 | HALL | MONFORT INC | 1226 N 11TH AVE | GREELEY | CO | 80631 | 1 | Permanently Out of Use | 1000 | Steel | Federally Regulated | Unknown | Painted(e.g., asphaltic) | #2 Diesel | 1983 | 8/1/1985 |  |  | Unknown
11272 | PUMP & PANTRY #1 | 3507 E BISMARK | GRAND ISLAND | 68801 | HALL | BOSSELMAN PUMP & PANTRY INC | PO BOX 4905 | GRAND ISLAND | NE | 68802-4905 | 1 | Currently in Use | 12000 | Fiberglass Reinforced Plastic | Federally Regulated | None | None | Regular Unleaded | 1994 |  |  |  | Fiberglass Reinforced Plastic
11272 | PUMP & PANTRY #1 | 3507 E BISMARK | GRAND ISLAND | 68801 | HALL | BOSSELMAN PUMP & PANTRY INC | PO BOX 4905 | GRAND ISLAND | NE | 68802-4905 | 2 | Currently in Use | 12000 | Fiberglass Reinforced Plastic | Federally Regulated | None | None | Regular Unleaded | 1994 |  |  |  | Fiberglass Reinforced Plastic
11272 | PUMP & PANTRY #1 | 3507 E BISMARK | GRAND ISLAND | 68801 | HALL | BOSSELMAN PUMP & PANTRY INC | PO BOX 4905 | GRAND ISLAND | NE | 68802-4905 | 3 | Currently in Use | 4000 | Fiberglass Reinforced Plastic | Federally Regulated | None | None | Regular Unleaded | 1994 |  |  |  | Fiberglass Reinforced Plastic
11272 | PUMP & PANTRY #1 | 3507 E BISMARK | GRAND ISLAND | 68801 | HALL | BOSSELMAN PUMP & PANTRY INC | PO BOX 4905 | GRAND ISLAND | NE | 68802-4905 | 4 | Currently in Use | 8000 | Fiberglass Reinforced Plastic | Federally Regulated | None | None | #2 Diesel | 1994 |  |  |  | Fiberglass Reinforced Plastic
415 | PUMP & PANTRY #11 | 704 W 2ND ST | GRAND ISLAND | 68802 | HALL | BOSSELMAN PUMP & PANTRY INC | PO BOX 4905 | GRAND ISLAND | NE | 68802-4905 | 1 | Currently in Use | 10000 | Fiberglass Reinforced Plastic | Federally Regulated | None | None | Regular Unleaded | 1993 |  |  |  | Fiberglass Reinforced Plastic
415 | PUMP & PANTRY #11 | 704 W 2ND ST | GRAND ISLAND | 68802 | HALL | BOSSELMAN PUMP & PANTRY INC | PO BOX 4905 | GRAND ISLAND | NE | 68802-4905 | 2 | Currently in Use | 10000 | Fiberglass Reinforced Plastic | Federally Regulated | None | None | E-10 | 1993 |  |  |  | Fiberglass Reinforced Plastic
415 | PUMP & PANTRY #11 | 704 W 2ND ST | GRAND ISLAND | 68802 | HALL | BOSSELMAN PUMP & PANTRY INC | PO BOX 4905 | GRAND ISLAND | NE | 68802-4905 | 3 | Currently in Use | 6000 | Fiberglass Reinforced Plastic | Federally Regulated | None | None | #2 Diesel | 1993 |  |  |  | Fiberglass Reinforced Plastic
418 | PUMP & PANTRY #15 | 2028 E HWY 30 | GRAND ISLAND | 68802 | HALL | BOSSELMAN PUMP & PANTRY INC | PO BOX 4905 | GRAND ISLAND | NE | 68802-4905 | 5 | Currently in Use | 10000 | Fiberglass Reinforced Plastic | Federally Regulated | None | None | E-10 | 2005 |  |  |  | Fiberglass Reinforced Plastic
418 | PUMP & PANTRY #15 | 2028 E HWY 30 | GRAND ISLAND | 68802 | HALL | BOSSELMAN PUMP & PANTRY INC | PO BOX 4905 | GRAND ISLAND | NE | 68802-4905 | 6 | Currently in Use | 10000 | Fiberglass Reinforced Plastic | Federally Regulated | None | None | Regular Unleaded | 2005 |  |  |  | Fiberglass Reinforced Plastic
418 | PUMP & PANTRY #15 | 2028 E HWY 30 | GRAND ISLAND | 68802 | HALL | BOSSELMAN PUMP & PANTRY INC | PO BOX 4905 | GRAND ISLAND | NE | 68802-4905 | 7 | Currently in Use | 15000 | Fiberglass Reinforced Plastic | Federally Regulated | None | None | #2 Diesel | 2005 |  |  |  | Fiberglass Reinforced Plastic
418 | PUMP & PANTRY #15 | 2028 E HWY 30 | GRAND ISLAND | 68802 | HALL | BOSSELMAN PUMP & PANTRY INC | PO BOX 4905 | GRAND ISLAND | NE | 68802-4905 | 8 | Currently in Use | 6000 | Fiberglass Reinforced Plastic | Federally Regulated |  |  | Premium Unleaded | 2022 |  |  | Double Walled | Plastic
418 | PUMP & PANTRY #15 | 2028 E HWY 30 | GRAND ISLAND | 68802 | HALL | BOSSELMAN PUMP & PANTRY INC | PO BOX 4905 | GRAND ISLAND | NE | 68802-4905 | 9 | Currently in Use | 6000 | Fiberglass Reinforced Plastic | Federally Regulated |  |  | E-98 | 2022 |  |  | Double Walled | Plastic
406 | PUMP & PANTRY #2 | 821 S WEBB RD | GRAND ISLAND | 68803 | HALL | BOSSELMAN PUMP & PANTRY INC | PO BOX 4905 | GRAND ISLAND | NE | 68802-4905 | 1 | Currently in Use | 12000 | Steel | Federally Regulated | None | Galvanic/Sacrificial Current Cathodic Protection, STIP3 Tank | E-10 | 1990 |  |  |  | Fiberglass Reinforced Plastic
406 | PUMP & PANTRY #2 | 821 S WEBB RD | GRAND ISLAND | 68803 | HALL | BOSSELMAN PUMP & PANTRY INC | PO BOX 4905 | GRAND ISLAND | NE | 68802-4905 | 2 | Currently in Use | 12000 | Steel | Federally Regulated | None | Galvanic/Sacrificial Current Cathodic Protection, STIP3 Tank | #2 Diesel | 1990 |  |  |  | Fiberglass Reinforced Plastic
406 | PUMP & PANTRY #2 | 821 S WEBB RD | GRAND ISLAND | 68803 | HALL | BOSSELMAN PUMP & PANTRY INC | PO BOX 4905 | GRAND ISLAND | NE | 68802-4905 | 3 | Currently in Use | 6000 | Steel | Federally Regulated | None | Galvanic/Sacrificial Current Cathodic Protection, STIP3 Tank | E-85 | 1990 |  |  |  | Fiberglass Reinforced Plastic
406 | PUMP & PANTRY #2 | 821 S WEBB RD | GRAND ISLAND | 68803 | HALL | BOSSELMAN PUMP & PANTRY INC | PO BOX 4905 | GRAND ISLAND | NE | 68802-4905 | 4 | Currently in Use | 6000 | Steel | Federally Regulated | None | Galvanic/Sacrificial Current Cathodic Protection, STIP3 Tank | E-15 | 1990 |  |  |  | Fiberglass Reinforced Plastic
406 | PUMP & PANTRY #2 | 821 S WEBB RD | GRAND ISLAND | 68803 | HALL | BOSSELMAN PUMP & PANTRY INC | PO BOX 4905 | GRAND ISLAND | NE | 68802-4905 | 5 | Currently in Use | 6000 | Steel | Federally Regulated | None | Galvanic/Sacrificial Current Cathodic Protection, STIP3 Tank | #1 Diesel | 1990 |  |  |  | Fiberglass Reinforced Plastic
407 | PUMP & PANTRY #3 | 2511 N DIERS | GRAND ISLAND | 68802 | HALL | BOSSELMAN PUMP & PANTRY INC | PO BOX 4905 | GRAND ISLAND | NE | 68802-4905 | 4 | Currently in Use | 6000 | Fiberglass Reinforced Plastic | Federally Regulated | None | None | #2 Diesel | 1993 |  |  |  | Fiberglass Reinforced Plastic
407 | PUMP & PANTRY #3 | 2511 N DIERS | GRAND ISLAND | 68802 | HALL | BOSSELMAN PUMP & PANTRY INC | PO BOX 4905 | GRAND ISLAND | NE | 68802-4905 | 5 | Currently in Use | 12000 | Fiberglass Reinforced Plastic | Federally Regulated | None | None | E-10 | 1993 |  |  |  | Fiberglass Reinforced Plastic
407 | PUMP & PANTRY #3 | 2511 N DIERS | GRAND ISLAND | 68802 | HALL | BOSSELMAN PUMP & PANTRY INC | PO BOX 4905 | GRAND ISLAND | NE | 68802-4905 | 6 | Currently in Use | 12000 | Fiberglass Reinforced Plastic | Federally Regulated | None | None | Regular Unleaded | 1993 |  |  |  | Fiberglass Reinforced Plastic
407 | PUMP & PANTRY #3 | 2511 N DIERS | GRAND ISLAND | 68802 | HALL | BOSSELMAN PUMP & PANTRY INC | PO BOX 4905 | GRAND ISLAND | NE | 68802-4905 | 7 | Currently in Use | 6000 | Fiberglass Reinforced Plastic | Federally Regulated | None | None | Regular Unleaded | 1993 |  |  |  | Fiberglass Reinforced Plastic
407 | PUMP & PANTRY #3 | 2511 N DIERS | GRAND ISLAND | 68802 | HALL | BOSSELMAN PUMP & PANTRY INC | PO BOX 4905 | GRAND ISLAND | NE | 68802-4905 | 8 | Currently in Use | 8000 | Fiberglass Reinforced Plastic | Federally Regulated |  |  | E-85 | 2018 |  |  | Double Walled | Plastic
11903 | PUMP & PANTRY #42 | 1235 ALLEN DR | GRAND ISLAND | 68803 | HALL | BOSSELMAN PUMP & PANTRY INC | PO BOX 4905 | GRAND ISLAND | NE | 68802-4905 | 1 | Currently in Use | 15000 | Fiberglass Reinforced Plastic | Federally Regulated | None | None | E-10 | 2000 |  |  | Double Walled | Plastic
11903 | PUMP & PANTRY #42 | 1235 ALLEN DR | GRAND ISLAND | 68803 | HALL | BOSSELMAN PUMP & PANTRY INC | PO BOX 4905 | GRAND ISLAND | NE | 68802-4905 | 2 | Currently in Use | 10000 | Fiberglass Reinforced Plastic | Federally Regulated | None | None | , Other->E-99 | 2000 |  |  | Double Walled | Plastic
5037 | PUMP & PANTRY #52 | 3210 OLD POTASH RD | GRAND ISLAND | 68803 | HALL | BOSSELMAN PUMP & PANTRY INC | PO BOX 4905 | GRAND ISLAND | NE | 68802-4905 | 1 | Currently in Use | 10000 | Steel | Federally Regulated | Internal Lining(e.g., epoxy resins) | Impressed Current Cathodic Protection | #2 Diesel | 1980 |  |  |  | Steel
5037 | PUMP & PANTRY #52 | 3210 OLD POTASH RD | GRAND ISLAND | 68803 | HALL | BOSSELMAN PUMP & PANTRY INC | PO BOX 4905 | GRAND ISLAND | NE | 68802-4905 | 2 | Currently in Use | 10000 | Steel | Federally Regulated | Internal Lining(e.g., epoxy resins) | Impressed Current Cathodic Protection | E-10 | 1980 |  |  |  | Steel
5037 | PUMP & PANTRY #52 | 3210 OLD POTASH RD | GRAND ISLAND | 68803 | HALL | BOSSELMAN PUMP & PANTRY INC | PO BOX 4905 | GRAND ISLAND | NE | 68802-4905 | 3 | Currently in Use | 10000 | Steel | Federally Regulated | Internal Lining(e.g., epoxy resins) | Impressed Current Cathodic Protection | Regular Unleaded | 1980 |  |  |  | Steel
5037 | PUMP & PANTRY #52 | 3210 OLD POTASH RD | GRAND ISLAND | 68803 | HALL | BOSSELMAN PUMP & PANTRY INC | PO BOX 4905 | GRAND ISLAND | NE | 68802-4905 | 4 | Currently in Use | 8000 | Fiberglass Reinforced Plastic | Federally Regulated |  |  | E-85 | 2018 |  |  | Double Walled | Plastic
5037 | PUMP & PANTRY #52 | 3210 OLD POTASH RD | GRAND ISLAND | 68803 | HALL | BOSSELMAN PUMP & PANTRY INC | PO BOX 4905 | GRAND ISLAND | NE | 68802-4905 | 5 | Currently in Use | 4000 | Fiberglass Reinforced Plastic | Federally Regulated |  |  | Premium Unleaded | 2018 |  |  | Double Walled | Plastic
12837 | PUMP & PANTRY #54 | 3436 S LOCUST BLVD | GRAND ISLAND | 68802 | HALL | BOSSELMAN PUMP & PANTRY INC | PO BOX 4905 | GRAND ISLAND | NE | 68802-4905 | 1 | Currently in Use | 6000 | Fiberglass Reinforced Plastic | Federally Regulated |  |  | Premium Unleaded | 2022 |  |  | Double Walled | Plastic
12837 | PUMP & PANTRY #54 | 3436 S LOCUST BLVD | GRAND ISLAND | 68802 | HALL | BOSSELMAN PUMP & PANTRY INC | PO BOX 4905 | GRAND ISLAND | NE | 68802-4905 | 2 | Currently in Use | 8000 | Fiberglass Reinforced Plastic | Federally Regulated |  |  | E-98 | 2022 |  |  | Double Walled | Plastic
12837 | PUMP & PANTRY #54 | 3436 S LOCUST BLVD | GRAND ISLAND | 68802 | HALL | BOSSELMAN PUMP & PANTRY INC | PO BOX 4905 | GRAND ISLAND | NE | 68802-4905 | 3 | Currently in Use | 6000 | Fiberglass Reinforced Plastic | Federally Regulated |  |  | #2 Diesel | 2022 |  |  | Double Walled | Plastic
12837 | PUMP & PANTRY #54 | 3436 S LOCUST BLVD | GRAND ISLAND | 68802 | HALL | BOSSELMAN PUMP & PANTRY INC | PO BOX 4905 | GRAND ISLAND | NE | 68802-4905 | 4 | Currently in Use | 8000 | Fiberglass Reinforced Plastic | Federally Regulated |  |  | Regular Unleaded | 2022 |  |  | Double Walled | Plastic
12837 | PUMP & PANTRY #54 | 3436 S LOCUST BLVD | GRAND ISLAND | 68802 | HALL | BOSSELMAN PUMP & PANTRY INC | PO BOX 4905 | GRAND ISLAND | NE | 68802-4905 | 5 | Currently in Use | 12000 | Fiberglass Reinforced Plastic | Federally Regulated |  |  | E-10 | 2022 |  |  | Double Walled | Plastic
410 | PUMP & PANTRY #6 | 3355 W STOLLEY PARK RD | GRAND ISLAND | 68802 | HALL | BOSSELMAN PUMP & PANTRY INC | PO BOX 4905 | GRAND ISLAND | NE | 68802-4905 | 5 | Currently in Use | 12000 | Fiberglass Reinforced Plastic | Federally Regulated | None | None | Regular Unleaded | 1998 |  |  |  | Fiberglass Reinforced Plastic
410 | PUMP & PANTRY #6 | 3355 W STOLLEY PARK RD | GRAND ISLAND | 68802 | HALL | BOSSELMAN PUMP & PANTRY INC | PO BOX 4905 | GRAND ISLAND | NE | 68802-4905 | 6 | Currently in Use | 6000 | Fiberglass Reinforced Plastic | Federally Regulated | None | None | #2 Diesel | 1998 |  |  |  | Fiberglass Reinforced Plastic
410 | PUMP & PANTRY #6 | 3355 W STOLLEY PARK RD | GRAND ISLAND | 68802 | HALL | BOSSELMAN PUMP & PANTRY INC | PO BOX 4905 | GRAND ISLAND | NE | 68802-4905 | 7 | Currently in Use | 6000 | Fiberglass Reinforced Plastic | Federally Regulated | None | None | #2 Diesel | 1998 |  |  |  | Fiberglass Reinforced Plastic
412 | PUMP & PANTRY #8 | 2028 N BROADWELL AVE | GRAND ISLAND | 68801 | HALL | BOSSELMAN PUMP & PANTRY INC | PO BOX 4905 | GRAND ISLAND | NE | 68802-4905 | 5 | Currently in Use | 12000 | Fiberglass Reinforced Plastic | Federally Regulated | None | None | Regular Unleaded | 1998 |  |  |  | Fiberglass Reinforced Plastic
412 | PUMP & PANTRY #8 | 2028 N BROADWELL AVE | GRAND ISLAND | 68801 | HALL | BOSSELMAN PUMP & PANTRY INC | PO BOX 4905 | GRAND ISLAND | NE | 68802-4905 | 6 | Currently in Use | 6000 | Fiberglass Reinforced Plastic | Federally Regulated | None | None | #2 Diesel | 1998 |  |  |  | Fiberglass Reinforced Plastic
412 | PUMP & PANTRY #8 | 2028 N BROADWELL AVE | GRAND ISLAND | 68801 | HALL | BOSSELMAN PUMP & PANTRY INC | PO BOX 4905 | GRAND ISLAND | NE | 68802-4905 | 7 | Currently in Use | 6000 | Fiberglass Reinforced Plastic | Federally Regulated | None | None | E-10 | 1998 |  |  |  | Fiberglass Reinforced Plastic
11368 | PUMPERS | 1904 N DIERS AVE | GRAND ISLAND | 68803 | HALL | CORNHUSKER C STORES INC | 1904 N DIERS AVE | GRAND ISLAND | NE | 68803 | 1 | Currently in Use | 12000 | Fiberglass Reinforced Plastic | Federally Regulated | None | None | Regular Unleaded | 1995 |  |  |  | Fiberglass Reinforced Plastic
11368 | PUMPERS | 1904 N DIERS AVE | GRAND ISLAND | 68803 | HALL | CORNHUSKER C STORES INC | 1904 N DIERS AVE | GRAND ISLAND | NE | 68803 | 2 | Currently in Use | 12000 | Fiberglass Reinforced Plastic | Federally Regulated | None | None | E-10 | 1995 |  |  |  | Fiberglass Reinforced Plastic
11368 | PUMPERS | 1904 N DIERS AVE | GRAND ISLAND | 68803 | HALL | CORNHUSKER C STORES INC | 1904 N DIERS AVE | GRAND ISLAND | NE | 68803 | 3 | Currently in Use | 6000 | Fiberglass Reinforced Plastic | Federally Regulated | None | None | Regular Unleaded | 1995 |  |  |  | Fiberglass Reinforced Plastic
11368 | PUMPERS | 1904 N DIERS AVE | GRAND ISLAND | 68803 | HALL | CORNHUSKER C STORES INC | 1904 N DIERS AVE | GRAND ISLAND | NE | 68803 | 4 | Currently in Use | 4000 | Fiberglass Reinforced Plastic | Federally Regulated | None | None | #2 Diesel | 1995 |  |  |  | Fiberglass Reinforced Plastic
7333 | RHEMA MOTORS | 1919 S LOCUST ST | GRAND ISLAND | 68801 | HALL | H & D PARTNERSHIP | PO BOX 1534 | GRAND ISLAND | NE | 68802 | 1 | Permanently Out of Use | 10000 | Steel | Federally Regulated | Unknown | Painted(e.g., asphaltic) | Other->BULK OIL | 1979 | 1/1/1986 |  |  | Steel
7333 | RHEMA MOTORS | 1919 S LOCUST ST | GRAND ISLAND | 68801 | HALL | H & D PARTNERSHIP | PO BOX 1534 | GRAND ISLAND | NE | 68802 | 2 | Permanently Out of Use | 6000 | Steel | Federally Regulated | Unknown | Painted(e.g., asphaltic) | Used Oil | 1979 | 1/1/1986 |  |  | Steel
6613 | RYDER TRANSPORTATION #0987A | 4039 STAUSS RD SUITE A | GRAND ISLAND | 68803 | HALL | RYDER TRANSPORTATION SERVICES | 757 N ELDRIDGE PKWY SUITE 760 | HOUSTON | TX | 77079-4548 | 4 | Currently in Use | 20000 | Fiberglass Reinforced Plastic | Federally Regulated | None | None | #1 Diesel | 1997 |  |  | Double Walled | Fiberglass Reinforced Plastic
11964 | SAMS CLUB GAS STATION | 1510 N DIERS AVE | GRAND ISLAND | 68803 | HALL | SAMS WEST INC | 702 SW 8TH ST | BENTONVILLE | AR | 72716-0500 | 1 | Currently in Use | 20000 | Fiberglass Reinforced Plastic | Federally Regulated | None | None | Regular Unleaded | 2002 |  |  | Double Walled | Plastic
11964 | SAMS CLUB GAS STATION | 1510 N DIERS AVE | GRAND ISLAND | 68803 | HALL | SAMS WEST INC | 702 SW 8TH ST | BENTONVILLE | AR | 72716-0500 | 2 | Currently in Use | 20000 | Fiberglass Reinforced Plastic | Federally Regulated | None | None | Regular Unleaded | 2002 |  |  | Double Walled | Plastic
11964 | SAMS CLUB GAS STATION | 1510 N DIERS AVE | GRAND ISLAND | 68803 | HALL | SAMS WEST INC | 702 SW 8TH ST | BENTONVILLE | AR | 72716-0500 | 3 | Currently in Use | 20000 | Fiberglass Reinforced Plastic | Federally Regulated | None | None | Regular Unleaded | 2002 |  |  | Double Walled | Plastic
4320 | SANCHEZ MECHANIC SERVICE | 322 E 2ND ST | GRAND ISLAND | 68801 | HALL | AUGUSTINE SANCHEZ | 316 E 2ND ST | GRAND ISLAND | NE | 68801 | 5 | Permanently Out of Use | 8000 | Steel | Federally Regulated | None | Galvanic/Sacrificial Current Cathodic Protection, Impressed Current Cathodic Protection, STIP3 |  | 1997 | 3/1/2001 |  |  | Fiberglass Reinforced Plastic
3256 | SNAC SHAC | 715 S LOCUST ST | GRAND ISLAND | 68801 | HALL | COFFINS CORNER INC | PO BOX 1154 | GRAND ISLAND | NE | 68802 | 3 | Currently in Use | 4000 | Composite | Federally Regulated |  |  | Regular Unleaded | 2022 |  |  | Double Walled | Plastic
3256 | SNAC SHAC | 715 S LOCUST ST | GRAND ISLAND | 68801 | HALL | COFFINS CORNER INC | PO BOX 1154 | GRAND ISLAND | NE | 68802 | 4 | Currently in Use | 8000 | Composite | Federally Regulated |  |  | #2 Diesel | 2022 |  |  | Double Walled | Plastic
3256 | SNAC SHAC | 715 S LOCUST ST | GRAND ISLAND | 68801 | HALL | COFFINS CORNER INC | PO BOX 1154 | GRAND ISLAND | NE | 68802 | 5 | Currently in Use | 12000 | Composite | Federally Regulated |  |  | E-10 | 2022 |  |  | Double Walled | Plastic
8726 | ST FRANCIS MEDICAL CTR | 2620 W FAIDLEY AVE | GRAND ISLAND | 68802 | HALL | ST FRANCIS MEDICAL CTR | PO BOX 9804 | GRAND ISLAND | NE | 68802 | 5 | Currently in Use | 10000 | Steel | Federally Regulated | None | Galvanic/Sacrificial Current Cathodic Protection, STIP3 Tank | #2 Diesel | 2003 |  |  |  | Plastic
8702 | ST FRANCIS MEMORIAL HEALTH CTR | 2116 W FAIDLEY AVE | GRAND ISLAND | 68801 | HALL | ST FRANCIS MEDICAL CTR | PO BOX 9804 | GRAND ISLAND | NE | 68802 | 3 | Currently in Use | 10000 | Jacketed | Federally Regulated | None | Fiberglass Reinforced Plastic Coated | #2 Diesel | 1997 |  |  | Double Walled | Plastic
5983 | SUPER SAVER | 710 W STATE ST | GRAND ISLAND | 68801 | HALL | B & R STORES INC | 4554 W ST | LINCOLN | NE | 68503 | 7 | Currently in Use | 15000 | Fiberglass Reinforced Plastic | Federally Regulated |  |  | E-10 | 2016 |  |  | Double Walled | Plastic
5983 | SUPER SAVER | 710 W STATE ST | GRAND ISLAND | 68801 | HALL | B & R STORES INC | 4554 W ST | LINCOLN | NE | 68503 | 8 | Currently in Use | 15000 | Fiberglass Reinforced Plastic | Federally Regulated |  |  | Regular Unleaded | 2016 |  |  | Double Walled | Plastic
5983 | SUPER SAVER | 710 W STATE ST | GRAND ISLAND | 68801 | HALL | B & R STORES INC | 4554 W ST | LINCOLN | NE | 68503 | 9 | Currently in Use | 6000 | Fiberglass Reinforced Plastic | Federally Regulated |  |  | Premium Unleaded | 2016 |  |  | Double Walled | Plastic
5983 | SUPER SAVER | 710 W STATE ST | GRAND ISLAND | 68801 | HALL | B & R STORES INC | 4554 W ST | LINCOLN | NE | 68503 | 10 | Currently in Use | 6000 | Fiberglass Reinforced Plastic | Federally Regulated |  |  | #1 Diesel | 2016 |  |  | Double Walled | Plastic
7485 | THE FARMERS DAUGHTER CAFE | 105 N WALNUT ST | GRAND ISLAND | 68802 | HALL | WALNUT STREET PARTNERSHIP | PO BOX 790 | GRAND ISLAND | NE | 68802 | 1 | Permanently Out of Use | 99999 | Unknown | Federally Regulated | Unknown | Unknown | Regular Unleaded | 1901 | 1/1/1972 |  |  | Unknown
7485 | THE FARMERS DAUGHTER CAFE | 105 N WALNUT ST | GRAND ISLAND | 68802 | HALL | WALNUT STREET PARTNERSHIP | PO BOX 790 | GRAND ISLAND | NE | 68802 | 2 | Permanently Out of Use | 99999 | Unknown | Federally Regulated | Unknown | Unknown | Regular Unleaded | 1901 | 1/1/1972 |  |  | Unknown
3197 | TONERS INC | 3721 W HWY 2 | GRAND ISLAND | 68801 | HALL | TONERS INC | 3721 W HWY 2 | GRAND ISLAND | NE | 68803 | 2 | Permanently Out of Use | 500 | Steel | Federally Regulated |  |  |  | 1966
1801 | TRI CITY WHOLESALE INC | 2810 E HWY 30 | GRAND ISLAND | 68802 | HALL | TRI-CITY WHOLESALE INC | PO BOX 1214 | GRAND ISLAND | NE | 68802 | 1 | Permanently Out of Use | 5000 | Unknown | Federally Regulated | Unknown | Unknown | #2 Diesel | 1977 |  |  |  | Unknown
1801 | TRI CITY WHOLESALE INC | 2810 E HWY 30 | GRAND ISLAND | 68802 | HALL | TRI-CITY WHOLESALE INC | PO BOX 1214 | GRAND ISLAND | NE | 68802 | 2 | Permanently Out of Use | 2500 | Unknown | Federally Regulated | Unknown | Unknown | #2 Diesel | 1977 |  |  |  | Unknown
1317 | UNKNOWN | 223 W 4TH ST | GRAND ISLAND | 68801 | HALL | UNKNOWN | 223 W 4TH ST | GRAND ISLAND | NE | 68801 | 1 | Permanently Out of Use | 7000 | Unknown | Federally Regulated | Unknown | Unknown | Empty, Mixed | 1946 |  |  |  | Unknown
4511 | VA NEBR WESTERN IOWA HEALTH CARE | 2201 N BROADWELL AVE | GRAND ISLAND | 68801 | HALL | VA MEDICAL CENTER ATTN: ENGINEERING #138 | 4101 WOOLWORTH AVE | OMAHA | NE | 68105 | 3 | Currently in Use | 19000 | Fiberglass Reinforced Plastic | Federally Regulated | None | None | Heating Oil 2 | 1981 |  |  |  | Fiberglass Reinforced Plastic
4511 | VA NEBR WESTERN IOWA HEALTH CARE | 2201 N BROADWELL AVE | GRAND ISLAND | 68801 | HALL | VA MEDICAL CENTER ATTN: ENGINEERING #138 | 4101 WOOLWORTH AVE | OMAHA | NE | 68105 | 4 | Currently in Use | 19000 | Fiberglass Reinforced Plastic | Federally Regulated | None | None | Heating Oil 2 | 1981 |  |  |  | Fiberglass Reinforced Plastic
3369 | WAYNE & LEROY VANOSDALL SANITATION INC | 2115 E 7TH ST | GRAND ISLAND | 68801 | HALL | WAYNE/LEROY VANOSDALL SANIT INC | 516 N WHEELER | GRAND ISLAND | NE | 68801 | 1 | Permanently Out of Use | 1000 | Steel | Federally Regulated | Unknown | Unknown | Regular Unleaded | 1976 |  |  |  | Unknown
6286 | WEATHERTITE SYSTEMS INC | 143 ROBERTS ST | GRAND ISLAND | 68803 | HALL | WEATHERTITE SYSTEMS INC | 143 ROBERTS ST | GRAND ISLAND | NE | 68801 | 1 | Permanently Out of Use | 1000 | Steel | Federally Regulated | Unknown | Unknown | Regular Unleaded | 1977 | 8/1/1989 |  |  | Steel
6286 | WEATHERTITE SYSTEMS INC | 143 ROBERTS ST | GRAND ISLAND | 68803 | HALL | WEATHERTITE SYSTEMS INC | 143 ROBERTS ST | GRAND ISLAND | NE | 68801 | 2 | Permanently Out of Use | 99999 | Steel | Federally Regulated | Unknown | Unknown | Empty | 1977 | 8/1/1989 |  |  | Steel
4867 | WESTERING DSTRBG CO INC | CORNHUSKER ARMY AMMO PLT | GRAND ISLAND | 68801 | HALL | WESTERING DSTRBG CO INC | PO BOX 1151 | GRAND ISLAND | NE | 68801 | 1 | Permanently Out of Use | 2000 | Steel | Federally Regulated | Unknown | Painted(e.g., asphaltic) | #2 Diesel | 1978 |  |  |  | Steel
4867 | WESTERING DSTRBG CO INC | CORNHUSKER ARMY AMMO PLT | GRAND ISLAND | 68801 | HALL | WESTERING DSTRBG CO INC | PO BOX 1151 | GRAND ISLAND | NE | 68801 | 2 | Permanently Out of Use | 2000 | Steel | Federally Regulated | Unknown | Painted(e.g., asphaltic) | Kerosene | 1980 |  |  |  | Steel
1118 | AMERICAN ENERGY CARD-LOCK | 428 E HIGHWAY 23 | GRANT | 69140 | PERKINS | AMERICAN ENERGY DELIVERY INC | PO BOX 100 | GRANT | NE | 69140 | 1 | Currently in Use | 4000 | Steel | Federally Regulated | None | Galvanic/Sacrificial Current Cathodic Protection, STIP3 Tank | #2 Diesel | 1989 |  |  |  | Fiberglass Reinforced Plastic
1118 | AMERICAN ENERGY CARD-LOCK | 428 E HIGHWAY 23 | GRANT | 69140 | PERKINS | AMERICAN ENERGY DELIVERY INC | PO BOX 100 | GRANT | NE | 69140 | 2 | Currently in Use | 4000 | Steel | Federally Regulated | None | Galvanic/Sacrificial Current Cathodic Protection, STIP3 Tank | Regular Unleaded | 1989 |  |  |  | Fiberglass Reinforced Plastic
1118 | AMERICAN ENERGY CARD-LOCK | 428 E HIGHWAY 23 | GRANT | 69140 | PERKINS | AMERICAN ENERGY DELIVERY INC | PO BOX 100 | GRANT | NE | 69140 | 3 | Currently in Use | 4000 | Steel | Federally Regulated | None | Galvanic/Sacrificial Current Cathodic Protection, STIP3 Tank | #2 Diesel | 1989 |  |  |  | Fiberglass Reinforced Plastic
5319 | DUDDEN IMPLEMENT CO | JCT HWY 61 & 23 | GRANT | 69140 | PERKINS | DUDDEN IMPLEMENT CO | PO BOX 157 | GRANT | NE | 69140 | 1 | Permanently Out of Use | 1000 | Steel | Federally Regulated | Unknown | Unknown | Empty | 1981 |  |  |  | Unknown
5319 | DUDDEN IMPLEMENT CO | JCT HWY 61 & 23 | GRANT | 69140 | PERKINS | DUDDEN IMPLEMENT CO | PO BOX 157 | GRANT | NE | 69140 | 2 | Permanently Out of Use | 1500 | Steel | Federally Regulated | Unknown | Unknown | #2 Diesel, Empty | 1979 |  |  |  | Unknown
2651 | FRENCHMAN VALLEY COOP | 440 CENTRAL AVE | GRANT | 69140 | PERKINS | FRENCHMAN VALLEY COOP | PO BOX 578 | IMPERIAL | NE | 69140 | 10 | Currently in Use | 10000 | Steel | Federally Regulated | None | Galvanic/Sacrificial Current Cathodic Protection, Painted(e.g., asphaltic), STIP3 Tank | Regular Unleaded | 1994 |  |  |  | Fiberglass Reinforced Plastic
2651 | FRENCHMAN VALLEY COOP | 440 CENTRAL AVE | GRANT | 69140 | PERKINS | FRENCHMAN VALLEY COOP | PO BOX 578 | IMPERIAL | NE | 69140 | 11 | Currently in Use | 5000 | Steel | Federally Regulated | None | Galvanic/Sacrificial Current Cathodic Protection, Painted(e.g., asphaltic), STIP3 Tank | E-10 | 1994 |  |  |  | Fiberglass Reinforced Plastic
2651 | FRENCHMAN VALLEY COOP | 440 CENTRAL AVE | GRANT | 69140 | PERKINS | FRENCHMAN VALLEY COOP | PO BOX 578 | IMPERIAL | NE | 69140 | 12 | Currently in Use | 5000 | Steel | Federally Regulated | None | Galvanic/Sacrificial Current Cathodic Protection, Painted(e.g., asphaltic), STIP3 Tank | #2 Diesel | 1994 |  |  |  | Fiberglass Reinforced Plastic
2651 | FRENCHMAN VALLEY COOP | 440 CENTRAL AVE | GRANT | 69140 | PERKINS | FRENCHMAN VALLEY COOP | PO BOX 578 | IMPERIAL | NE | 69140 | 13 | Currently in Use | 5000 | Steel | Federally Regulated | None | Galvanic/Sacrificial Current Cathodic Protection, Painted(e.g., asphaltic), STIP3 Tank | #2 Diesel | 1994 |  |  |  | Fiberglass Reinforced Plastic
12037 | KWIK STOP #12 | 514 CENTRAL AVE | GRANT | 69140 | PERKINS | KWIK STOP FOOD STORES INC | PO BOX 1665 | NORTH PLATTE | NE | 69103 | 1 | Currently in Use | 12000 | Fiberglass Reinforced Plastic | Federally Regulated | None | None | Regular Unleaded | 1996 |  |  |  | Fiberglass Reinforced Plastic
12037 | KWIK STOP #12 | 514 CENTRAL AVE | GRANT | 69140 | PERKINS | KWIK STOP FOOD STORES INC | PO BOX 1665 | NORTH PLATTE | NE | 69103 | 2 | Currently in Use | 6000 | Fiberglass Reinforced Plastic | Federally Regulated | None | None | Regular Unleaded | 1996 |  |  |  | Fiberglass Reinforced Plastic
8359 | PRONTO | 431 CENTRAL AVE | GRANT | 69140 | PERKINS | MIKE SCHROER | PO BOX 910 | GRANT | NE | 69140 | 1 | Currently in Use | 8000 | Steel | Federally Regulated | None | Galvanic/Sacrificial Current Cathodic Protection, Painted(e.g., asphaltic), STIP3 Tank | #1 Diesel | 1991 |  |  |  | Fiberglass Reinforced Plastic, Plastic
8359 | PRONTO | 431 CENTRAL AVE | GRANT | 69140 | PERKINS | MIKE SCHROER | PO BOX 910 | GRANT | NE | 69140 | 2 | Currently in Use | 12000 | Steel | Federally Regulated | None | Galvanic/Sacrificial Current Cathodic Protection, Painted(e.g., asphaltic), STIP3 Tank | Regular Unleaded | 1991 |  |  |  | Fiberglass Reinforced Plastic, Plastic
7570 | GREELEY CARDTROL | S RAILROAD AVE | GREELEY | 68842 | GREELEY | COUNTRY PARTNERS COOPERATIVE | PO BOX 80 | GOTHENBURG | NE | 69138 | 1 | Currently in Use | 4000 | Steel | Federally Regulated | None | Galvanic/Sacrificial Current Cathodic Protection, STIP3 Tank | #2 Diesel | 1987
7570 | GREELEY CARDTROL | S RAILROAD AVE | GREELEY | 68842 | GREELEY | COUNTRY PARTNERS COOPERATIVE | PO BOX 80 | GOTHENBURG | NE | 69138 | 2 | Currently in Use | 4000 | Steel | Federally Regulated | None | Galvanic/Sacrificial Current Cathodic Protection, STIP3 Tank | Regular Unleaded | 1987
7570 | GREELEY CARDTROL | S RAILROAD AVE | GREELEY | 68842 | GREELEY | COUNTRY PARTNERS COOPERATIVE | PO BOX 80 | GOTHENBURG | NE | 69138 | 3 | Currently in Use | 4000 | Steel | Federally Regulated | None | Galvanic/Sacrificial Current Cathodic Protection, STIP3 Tank | Regular Unleaded | 1987
4251 | GREELEYS RAPID STOP | 101 W ONEILL | GREELEY | 68842 | GREELEY | COUNTRY PARTNERS COOPERATIVE | PO BOX 80 | GOTHENBURG | NE | 69138 | 1 | Currently in Use | 2000 | Steel | Federally Regulated | None | Galvanic/Sacrificial Current Cathodic Protection | #2 Diesel | 1992 |  |  |  | Fiberglass Reinforced Plastic
4251 | GREELEYS RAPID STOP | 101 W ONEILL | GREELEY | 68842 | GREELEY | COUNTRY PARTNERS COOPERATIVE | PO BOX 80 | GOTHENBURG | NE | 69138 | 2 | Currently in Use | 2000 | Steel | Federally Regulated | None | Galvanic/Sacrificial Current Cathodic Protection | Other->dyed diesel | 1992 |  |  |  | Fiberglass Reinforced Plastic
4251 | GREELEYS RAPID STOP | 101 W ONEILL | GREELEY | 68842 | GREELEY | COUNTRY PARTNERS COOPERATIVE | PO BOX 80 | GOTHENBURG | NE | 69138 | 4 | Currently in Use | 5000 | Composite | Federally Regulated | None | Fiberglass Reinforced Plastic Coated | E-10 | 2007 |  |  | Double Walled | Fiberglass Reinforced Plastic
4251 | GREELEYS RAPID STOP | 101 W ONEILL | GREELEY | 68842 | GREELEY | COUNTRY PARTNERS COOPERATIVE | PO BOX 80 | GOTHENBURG | NE | 69138 | 5 | Currently in Use | 5000 | Composite | Federally Regulated | None | Fiberglass Reinforced Plastic Coated | Regular Unleaded | 2007 |  |  | Double Walled | Fiberglass Reinforced Plastic
4165 | SACRED HEART CHURCH/SCHOOL | 302 W WICKLOW | GREELEY | 68842 | GREELEY | SACRED HEART CHURCH | PO BOX 99 | GREELEY | NE | 68842 | 1 | Permanently Out of Use | 4000 | Unknown | Federally Regulated | Unknown | Unknown | Mixed | 1951 |  |  |  | Unknown
4165 | SACRED HEART CHURCH/SCHOOL | 302 W WICKLOW | GREELEY | 68842 | GREELEY | SACRED HEART CHURCH | PO BOX 99 | GREELEY | NE | 68842 | 2 | Permanently Out of Use | 1000 | Unknown | Federally Regulated | Unknown | Unknown | Mixed | 1951 |  |  |  | Unknown
3279 | CUBBYS TRUCK PLAZA | 13504 238TH ST | GREENWOOD | 68366 | CASS | CUBBYs INC | 9229 MORMON BRIDGE PLZ STE 6 | OMAHA | NE | 68152-1942 | 1 | Currently in Use | 10000 | Steel | Federally Regulated | Unknown | Impressed Current Cathodic Protection, Painted(e.g., asphaltic) | #2 Diesel | 1974 |  |  |  | Fiberglass Reinforced Plastic
3279 | CUBBYS TRUCK PLAZA | 13504 238TH ST | GREENWOOD | 68366 | CASS | CUBBYs INC | 9229 MORMON BRIDGE PLZ STE 6 | OMAHA | NE | 68152-1942 | 2 | Currently in Use | 10000 | Steel | Federally Regulated | Unknown | Impressed Current Cathodic Protection, Painted(e.g., asphaltic) | #2 Diesel | 1974 |  |  |  | Fiberglass Reinforced Plastic
3279 | CUBBYS TRUCK PLAZA | 13504 238TH ST | GREENWOOD | 68366 | CASS | CUBBYs INC | 9229 MORMON BRIDGE PLZ STE 6 | OMAHA | NE | 68152-1942 | 3 | Currently in Use | 10000 | Steel | Federally Regulated | Unknown | Impressed Current Cathodic Protection, Painted(e.g., asphaltic) | #2 Diesel | 1976 |  |  |  | Fiberglass Reinforced Plastic
3279 | CUBBYS TRUCK PLAZA | 13504 238TH ST | GREENWOOD | 68366 | CASS | CUBBYs INC | 9229 MORMON BRIDGE PLZ STE 6 | OMAHA | NE | 68152-1942 | 4 | Currently in Use | 10000 | Steel | Federally Regulated | Unknown | Impressed Current Cathodic Protection, Painted(e.g., asphaltic) | #1 Diesel | 1971 |  |  |  | Fiberglass Reinforced Plastic
3279 | CUBBYS TRUCK PLAZA | 13504 238TH ST | GREENWOOD | 68366 | CASS | CUBBYs INC | 9229 MORMON BRIDGE PLZ STE 6 | OMAHA | NE | 68152-1942 | 5 | Currently in Use | 10000 | Steel | Federally Regulated | Unknown | Impressed Current Cathodic Protection, Painted(e.g., asphaltic) | Regular Unleaded | 1971 |  |  |  | Fiberglass Reinforced Plastic
3279 | CUBBYS TRUCK PLAZA | 13504 238TH ST | GREENWOOD | 68366 | CASS | CUBBYs INC | 9229 MORMON BRIDGE PLZ STE 6 | OMAHA | NE | 68152-1942 | 6 | Currently in Use | 10000 | Steel | Federally Regulated | Unknown | Impressed Current Cathodic Protection, Painted(e.g., asphaltic) | Regular Unleaded | 1971 |  |  |  | Fiberglass Reinforced Plastic
3279 | CUBBYS TRUCK PLAZA | 13504 238TH ST | GREENWOOD | 68366 | CASS | CUBBYs INC | 9229 MORMON BRIDGE PLZ STE 6 | OMAHA | NE | 68152-1942 | 7 | Currently in Use | 10000 | Steel | Federally Regulated | Unknown | Impressed Current Cathodic Protection, Painted(e.g., asphaltic) | E-10 | 1971 |  |  |  | Fiberglass Reinforced Plastic
3279 | CUBBYS TRUCK PLAZA | 13504 238TH ST | GREENWOOD | 68366 | CASS | CUBBYs INC | 9229 MORMON BRIDGE PLZ STE 6 | OMAHA | NE | 68152-1942 | 8 | Currently in Use | 10000 | Steel | Federally Regulated | Unknown | Impressed Current Cathodic Protection, Painted(e.g., asphaltic) | Regular Unleaded | 1971 |  |  |  | Fiberglass Reinforced Plastic
12179 | HUSKER TRUCKING | 846 S HIGHWAY 6 | GREENWOOD | 68366 | CASS | DON WILKEN | PO BOX 250 | GREENWOOD | NE | 68366 | 1 | Currently in Use | 20000 | Fiberglass Reinforced Plastic | Federally Regulated | None | None | #1 Diesel | 2003 |  |  |  | Fiberglass Reinforced Plastic, Fiberglass Reinforced Plastic
12179 | HUSKER TRUCKING | 846 S HIGHWAY 6 | GREENWOOD | 68366 | CASS | DON WILKEN | PO BOX 250 | GREENWOOD | NE | 68366 | 2 | Currently in Use | 2000 | Jacketed | Federally Regulated | None | Poly Jacket | Used Oil | 2003 |  |  | Double Walled | Steel
114 | MIDWEST FARMERS COOP SERVICE STATION | 426 HWY 6 | GREENWOOD | 68366 | CASS | FRONTIER COOPERATIVE | PO BOX 40 | ELMWOOD | NE | 68349 | 1 | Currently in Use | 10000 | Steel | Federally Regulated | Internal Lining(e.g., epoxy resins) | Galvanic/Sacrificial Current Cathodic Protection | E-10 | 1979 |  |  |  | Fiberglass Reinforced Plastic
114 | MIDWEST FARMERS COOP SERVICE STATION | 426 HWY 6 | GREENWOOD | 68366 | CASS | FRONTIER COOPERATIVE | PO BOX 40 | ELMWOOD | NE | 68349 | 2 | Currently in Use | 4000 | Fiberglass Reinforced Plastic | Federally Regulated | None | None | Regular Unleaded | 1973 |  |  |  | Fiberglass Reinforced Plastic
114 | MIDWEST FARMERS COOP SERVICE STATION | 426 HWY 6 | GREENWOOD | 68366 | CASS | FRONTIER COOPERATIVE | PO BOX 40 | ELMWOOD | NE | 68349 | 3 | Currently in Use | 4000 | Fiberglass Reinforced Plastic | Federally Regulated | None | None | #2 Diesel | 1973 |  |  |  | Fiberglass Reinforced Plastic
114 | MIDWEST FARMERS COOP SERVICE STATION | 426 HWY 6 | GREENWOOD | 68366 | CASS | FRONTIER COOPERATIVE | PO BOX 40 | ELMWOOD | NE | 68349 | 4 | Currently in Use | 6000 | Fiberglass Reinforced Plastic | Federally Regulated | None | None | #2 Diesel | 1973 |  |  |  | Fiberglass Reinforced Plastic
114 | MIDWEST FARMERS COOP SERVICE STATION | 426 HWY 6 | GREENWOOD | 68366 | CASS | FRONTIER COOPERATIVE | PO BOX 40 | ELMWOOD | NE | 68349 | 5 | Currently in Use | 4000 | Fiberglass Reinforced Plastic | Federally Regulated | None | None | #2 Diesel | 1973 |  |  |  | Fiberglass Reinforced Plastic
114 | MIDWEST FARMERS COOP SERVICE STATION | 426 HWY 6 | GREENWOOD | 68366 | CASS | FRONTIER COOPERATIVE | PO BOX 40 | ELMWOOD | NE | 68349 | 6 | Permanently Out of Use | 500 | Unknown | Federally Regulated | Unknown | Unknown | Used Oil | 1986 | 1/1/2017 |  |  | Unknown
661 | SPEEDEE MART 2722 GREENWOOD | 13014 238TH ST | GREENWOOD | 68366 | CASS | DANCO II 2722 GREENWOOD LLC | PO BOX 10 | VALENTINE | NE | 69201 | 9 | Currently in Use | 4000 | Jacketed | Federally Regulated |  |  | #1 Diesel | 2022 |  |  | Double Walled | Plastic
661 | SPEEDEE MART 2722 GREENWOOD | 13014 238TH ST | GREENWOOD | 68366 | CASS | DANCO II 2722 GREENWOOD LLC | PO BOX 10 | VALENTINE | NE | 69201 | 10 | Currently in Use | 25000 | Jacketed | Federally Regulated |  |  | #2 Diesel | 2022 |  |  | Double Walled | Plastic
661 | SPEEDEE MART 2722 GREENWOOD | 13014 238TH ST | GREENWOOD | 68366 | CASS | DANCO II 2722 GREENWOOD LLC | PO BOX 10 | VALENTINE | NE | 69201 | 11 | Currently in Use | 25000 | Jacketed | Federally Regulated |  |  | E-10 | 2022 |  |  | Double Walled | Plastic
661 | SPEEDEE MART 2722 GREENWOOD | 13014 238TH ST | GREENWOOD | 68366 | CASS | DANCO II 2722 GREENWOOD LLC | PO BOX 10 | VALENTINE | NE | 69201 | 12 | Currently in Use | 8000 | Jacketed | Federally Regulated |  |  | Premium Unleaded | 2022 |  |  | Double Walled | Plastic
661 | SPEEDEE MART 2722 GREENWOOD | 13014 238TH ST | GREENWOOD | 68366 | CASS | DANCO II 2722 GREENWOOD LLC | PO BOX 10 | VALENTINE | NE | 69201 | 13 | Currently in Use | 8000 | Jacketed | Federally Regulated |  |  | Regular Unleaded | 2022 |  |  | Double Walled | Plastic
661 | SPEEDEE MART 2722 GREENWOOD | 13014 238TH ST | GREENWOOD | 68366 | CASS | DANCO II 2722 GREENWOOD LLC | PO BOX 10 | VALENTINE | NE | 69201 | 14 | Currently in Use | 8000 | Jacketed | Federally Regulated |  |  | E-15 | 2022 |  |  | Double Walled | Plastic
12840 | CASEYs GENERAL STORE #3943 | 572 HIGHWAY 6 | GRETNA | 68028 | SARPY | CASEYS RETAIL CO | PO BOX 3001 | ANKENY | IA | 50021-8045 | 1 | Currently in Use | 22000 | Fiberglass Reinforced Plastic | Federally Regulated |  |  | E-87 | 2021 |  |  | Double Walled | Plastic
12840 | CASEYs GENERAL STORE #3943 | 572 HIGHWAY 6 | GRETNA | 68028 | SARPY | CASEYS RETAIL CO | PO BOX 3001 | ANKENY | IA | 50021-8045 | 2 | Currently in Use | 14000 | Fiberglass Reinforced Plastic | Federally Regulated |  |  | , Other->BIODIESEL | 2021 |  |  | Double Walled | Plastic
12840 | CASEYs GENERAL STORE #3943 | 572 HIGHWAY 6 | GRETNA | 68028 | SARPY | CASEYS RETAIL CO | PO BOX 3001 | ANKENY | IA | 50021-8045 | 3 | Currently in Use | 8000 | Fiberglass Reinforced Plastic | Federally Regulated |  |  | Regular Unleaded | 2021 |  |  | Double Walled | Plastic
12840 | CASEYs GENERAL STORE #3943 | 572 HIGHWAY 6 | GRETNA | 68028 | SARPY | CASEYS RETAIL CO | PO BOX 3001 | ANKENY | IA | 50021-8045 | 4 | Currently in Use | 8000 | Fiberglass Reinforced Plastic | Federally Regulated |  |  | Premium Unleaded | 2021 |  |  | Double Walled | Plastic
12840 | CASEYs GENERAL STORE #3943 | 572 HIGHWAY 6 | GRETNA | 68028 | SARPY | CASEYS RETAIL CO | PO BOX 3001 | ANKENY | IA | 50021-8045 | 5 | Currently in Use | 8000 | Fiberglass Reinforced Plastic | Federally Regulated |  |  | E-85 | 2021 |  |  | Double Walled | Plastic
12836 | CLOISTERS ON THE PLATTE | 23332 FISHERY RD | GRETNA | 68028 | SARPY | CLOISTERS ON THE PLATTE | 1395 S PLATTE RIVER DR | DENVER | CO | 80223 | 1 | Currently in Use | 4000 | Fiberglass Reinforced Plastic | Federally Regulated |  |  | #2 Diesel | 2022 |  |  | Double Walled | Plastic
8393 | FLYING J TRAVEL PLAZA #686 | 15010 S HWY 31 | GRETNA | 68028 | SARPY | PILOT TRAVEL CENTERS LLC | 5508 LONAS RD | KNOXVILLE | TN | 37909 | 1 | Currently in Use | 12000 | Fiberglass Reinforced Plastic | Federally Regulated | None | None | Regular Unleaded | 1991 |  |  |  | Fiberglass Reinforced Plastic
8393 | FLYING J TRAVEL PLAZA #686 | 15010 S HWY 31 | GRETNA | 68028 | SARPY | PILOT TRAVEL CENTERS LLC | 5508 LONAS RD | KNOXVILLE | TN | 37909 | 2 | Currently in Use | 12000 | Fiberglass Reinforced Plastic | Federally Regulated | None | None | Regular Unleaded | 1991 |  |  |  | Fiberglass Reinforced Plastic
8393 | FLYING J TRAVEL PLAZA #686 | 15010 S HWY 31 | GRETNA | 68028 | SARPY | PILOT TRAVEL CENTERS LLC | 5508 LONAS RD | KNOXVILLE | TN | 37909 | 3 | Currently in Use | 12000 | Fiberglass Reinforced Plastic | Federally Regulated | None | None | Regular Unleaded | 1991 |  |  |  | Fiberglass Reinforced Plastic
8393 | FLYING J TRAVEL PLAZA #686 | 15010 S HWY 31 | GRETNA | 68028 | SARPY | PILOT TRAVEL CENTERS LLC | 5508 LONAS RD | KNOXVILLE | TN | 37909 | 4 | Currently in Use | 20000 | Fiberglass Reinforced Plastic | Federally Regulated | None | None | #2 Diesel | 1991 |  |  |  | Fiberglass Reinforced Plastic
8393 | FLYING J TRAVEL PLAZA #686 | 15010 S HWY 31 | GRETNA | 68028 | SARPY | PILOT TRAVEL CENTERS LLC | 5508 LONAS RD | KNOXVILLE | TN | 37909 | 5 | Currently in Use | 20000 | Fiberglass Reinforced Plastic | Federally Regulated | None | None | #2 Diesel | 1991 |  |  |  | Fiberglass Reinforced Plastic
8393 | FLYING J TRAVEL PLAZA #686 | 15010 S HWY 31 | GRETNA | 68028 | SARPY | PILOT TRAVEL CENTERS LLC | 5508 LONAS RD | KNOXVILLE | TN | 37909 | 6 | Currently in Use | 20000 | Fiberglass Reinforced Plastic | Federally Regulated | None | None | #2 Diesel | 1991 |  |  |  | Fiberglass Reinforced Plastic
12300 | GRETNA 66 | 104 GLENMORE DR | GRETNA | 68028 | SARPY | S & E INC | PO BOX 100 | GRETNA | NE | 68028 | 1 | Currently in Use | 20000 | Fiberglass Reinforced Plastic | Federally Regulated | None | None | E-10 | 2005 |  |  |  | Fiberglass Reinforced Plastic
12300 | GRETNA 66 | 104 GLENMORE DR | GRETNA | 68028 | SARPY | S & E INC | PO BOX 100 | GRETNA | NE | 68028 | 2 | Currently in Use | 6000 | Fiberglass Reinforced Plastic | Federally Regulated | None | None | Regular Unleaded | 2005 |  |  |  | Fiberglass Reinforced Plastic
12300 | GRETNA 66 | 104 GLENMORE DR | GRETNA | 68028 | SARPY | S & E INC | PO BOX 100 | GRETNA | NE | 68028 | 3 | Currently in Use | 8000 | Fiberglass Reinforced Plastic | Federally Regulated | None | None | Regular Unleaded | 2005 |  |  |  | Fiberglass Reinforced Plastic
12300 | GRETNA 66 | 104 GLENMORE DR | GRETNA | 68028 | SARPY | S & E INC | PO BOX 100 | GRETNA | NE | 68028 | 4 | Currently in Use | 6000 | Fiberglass Reinforced Plastic | Federally Regulated | None | None | #2 Diesel | 2005 |  |  |  | Fiberglass Reinforced Plastic
7056 | GRETNA GAS N LUBE | 610 N HWY 6 | GRETNA | 68028 | SARPY | FARMERS UNION COOP | PO BOX 499 | GRETNA | NE | 68028 | 1 | Currently in Use | 6000 | Steel | Federally Regulated | None | Galvanic/Sacrificial Current Cathodic Protection, STIP3 Tank | #2 Diesel | 1990 |  |  |  | Fiberglass Reinforced Plastic
7056 | GRETNA GAS N LUBE | 610 N HWY 6 | GRETNA | 68028 | SARPY | FARMERS UNION COOP | PO BOX 499 | GRETNA | NE | 68028 | 2 | Currently in Use | 6000 | Steel | Federally Regulated | None | Galvanic/Sacrificial Current Cathodic Protection, STIP3 Tank | Regular Unleaded | 1990 |  |  |  | Fiberglass Reinforced Plastic
7056 | GRETNA GAS N LUBE | 610 N HWY 6 | GRETNA | 68028 | SARPY | FARMERS UNION COOP | PO BOX 499 | GRETNA | NE | 68028 | 3 | Currently in Use | 6000 | Steel | Federally Regulated | None | Galvanic/Sacrificial Current Cathodic Protection, STIP3 Tank | Regular Unleaded | 1990 |  |  |  | Fiberglass Reinforced Plastic
7056 | GRETNA GAS N LUBE | 610 N HWY 6 | GRETNA | 68028 | SARPY | FARMERS UNION COOP | PO BOX 499 | GRETNA | NE | 68028 | 4 | Currently in Use | 6000 | Steel | Federally Regulated | None | Galvanic/Sacrificial Current Cathodic Protection, STIP3 Tank | Regular Unleaded | 1990 |  |  |  | Fiberglass Reinforced Plastic
12741 | HCW 14-2 WELL HOUSE | 24755 RUFF RD | GRETNA | 68028 | SARPY | LINCOLN WATER SYSTEM | 401 HIGHWAY 6 | ASHLAND | NE | 68003 | 1 | Currently in Use | 6000 | Fiberglass Reinforced Plastic | Federally Regulated |  |  | , Hazard->Sodium Hypochlorite | 2018 |  |  | Double Walled | PVC
12815 | HY-VEE FAST & FRESH EXPRESS | 19141 OAKMONT DR | GRETNA | 68136 | SARPY | HY VEE INC | 5820 WESTOWN PKWY | WEST DES MOINES | IA | 50266 | 1 | Currently in Use | 20000 | Fiberglass Reinforced Plastic | Federally Regulated |  |  | E-10 | 2020 |  |  | Double Walled | Plastic
12815 | HY-VEE FAST & FRESH EXPRESS | 19141 OAKMONT DR | GRETNA | 68136 | SARPY | HY VEE INC | 5820 WESTOWN PKWY | WEST DES MOINES | IA | 50266 | 2 | Currently in Use | 6000 | Fiberglass Reinforced Plastic | Federally Regulated |  |  | Regular Unleaded | 2020 |  |  | Double Walled | Plastic
12815 | HY-VEE FAST & FRESH EXPRESS | 19141 OAKMONT DR | GRETNA | 68136 | SARPY | HY VEE INC | 5820 WESTOWN PKWY | WEST DES MOINES | IA | 50266 | 3 | Currently in Use | 6000 | Fiberglass Reinforced Plastic | Federally Regulated |  |  | Premium Unleaded | 2020 |  |  | Double Walled | Plastic
12815 | HY-VEE FAST & FRESH EXPRESS | 19141 OAKMONT DR | GRETNA | 68136 | SARPY | HY VEE INC | 5820 WESTOWN PKWY | WEST DES MOINES | IA | 50266 | 4 | Currently in Use | 8000 | Fiberglass Reinforced Plastic | Federally Regulated |  |  | #2 Diesel | 2020 |  |  | Double Walled | Plastic
12815 | HY-VEE FAST & FRESH EXPRESS | 19141 OAKMONT DR | GRETNA | 68136 | SARPY | HY VEE INC | 5820 WESTOWN PKWY | WEST DES MOINES | IA | 50266 | 5 | Currently in Use | 6000 | Fiberglass Reinforced Plastic | Federally Regulated |  |  | E-85 | 2020 |  |  | Double Walled | Plastic
12353 | KUM & GO #370 | 11205 WICKERSHAM BLVD | GRETNA | 68028-6952 | SARPY | KUM & GO LC COMPLIANCE | 1459 GRAND AVE | DES MOINES | IA | 50309 | 1 | Currently in Use | 20000 | Fiberglass Reinforced Plastic | Federally Regulated | None | None | E-10 | 2006 |  |  |  | Plastic
12353 | KUM & GO #370 | 11205 WICKERSHAM BLVD | GRETNA | 68028-6952 | SARPY | KUM & GO LC COMPLIANCE | 1459 GRAND AVE | DES MOINES | IA | 50309 | 2 | Currently in Use | 12000 | Fiberglass Reinforced Plastic | Federally Regulated | None | None | E-85 | 2006 |  |  |  | Plastic
12353 | KUM & GO #370 | 11205 WICKERSHAM BLVD | GRETNA | 68028-6952 | SARPY | KUM & GO LC COMPLIANCE | 1459 GRAND AVE | DES MOINES | IA | 50309 | 3 | Currently in Use | 8000 | Fiberglass Reinforced Plastic | Federally Regulated | None | None | Regular Unleaded | 2006 |  |  |  | Plastic
12353 | KUM & GO #370 | 11205 WICKERSHAM BLVD | GRETNA | 68028-6952 | SARPY | KUM & GO LC COMPLIANCE | 1459 GRAND AVE | DES MOINES | IA | 50309 | 4 | Currently in Use | 12000 | Fiberglass Reinforced Plastic | Federally Regulated | None | None | #2 Diesel | 2006 |  |  |  | Plastic
12353 | KUM & GO #370 | 11205 WICKERSHAM BLVD | GRETNA | 68028-6952 | SARPY | KUM & GO LC COMPLIANCE | 1459 GRAND AVE | DES MOINES | IA | 50309 | 5 | Currently in Use | 20000 | Fiberglass Reinforced Plastic | Federally Regulated |  |  | #2 Diesel | 2015 |  |  | Double Walled | Plastic
12180 | OLSON MOTORLINES INC | 21852 R & R RD | GRETNA | 68028 | SARPY | OLSON MOTORLINES INC | PO BOX 658 | GRETNA | NE | 68028 | 1 | Currently in Use | 12000 | Jacketed | Federally Regulated | None | Poly Jacket | #1 Diesel | 2002 |  |  | Double Walled | Fiberglass Reinforced Plastic
7742 | PITSTOP G&C-GRETNA | 712 HWY 6 | GRETNA | 68028 | SARPY | PITSTOP G&C LLC | 493 SANDY POINTE CIR | ASHLAND | NE | 68003 | 1 | Currently in Use | 10000 | Steel | Federally Regulated | None | Galvanic/Sacrificial Current Cathodic Protection, STIP3 Tank | Regular Unleaded | 1988 |  |  |  | Fiberglass Reinforced Plastic
7742 | PITSTOP G&C-GRETNA | 712 HWY 6 | GRETNA | 68028 | SARPY | PITSTOP G&C LLC | 493 SANDY POINTE CIR | ASHLAND | NE | 68003 | 2 | Currently in Use | 6000 | Steel | Federally Regulated | None | Galvanic/Sacrificial Current Cathodic Protection, STIP3 Tank | Premium Unleaded | 1988 |  |  |  | Fiberglass Reinforced Plastic
7742 | PITSTOP G&C-GRETNA | 712 HWY 6 | GRETNA | 68028 | SARPY | PITSTOP G&C LLC | 493 SANDY POINTE CIR | ASHLAND | NE | 68003 | 3 | Currently in Use | 6000 | Steel | Federally Regulated | None | Galvanic/Sacrificial Current Cathodic Protection, STIP3 Tank | , Other->ULTIMATE UNLEADED | 1989 |  |  |  | Fiberglass Reinforced Plastic
11500 | PUMP & PANTRY #38 | 14341 S HWY 31 | GRETNA | 68028 | SARPY | BOSSELMAN PUMP & PANTRY INC | PO BOX 4905 | GRAND ISLAND | NE | 68802-4905 | 1 | Currently in Use | 6000 | Fiberglass Reinforced Plastic | Federally Regulated | None | None | E-98 | 1996 |  |  |  | Fiberglass Reinforced Plastic, Plastic
11500 | PUMP & PANTRY #38 | 14341 S HWY 31 | GRETNA | 68028 | SARPY | BOSSELMAN PUMP & PANTRY INC | PO BOX 4905 | GRAND ISLAND | NE | 68802-4905 | 2 | Currently in Use | 6000 | Fiberglass Reinforced Plastic | Federally Regulated | None | None | Regular Unleaded | 1996 |  |  |  | Fiberglass Reinforced Plastic, Plastic
11500 | PUMP & PANTRY #38 | 14341 S HWY 31 | GRETNA | 68028 | SARPY | BOSSELMAN PUMP & PANTRY INC | PO BOX 4905 | GRAND ISLAND | NE | 68802-4905 | 3 | Currently in Use | 6000 | Fiberglass Reinforced Plastic | Federally Regulated | None | None | Premium Unleaded | 1996 |  |  |  | Fiberglass Reinforced Plastic, Plastic
11500 | PUMP & PANTRY #38 | 14341 S HWY 31 | GRETNA | 68028 | SARPY | BOSSELMAN PUMP & PANTRY INC | PO BOX 4905 | GRAND ISLAND | NE | 68802-4905 | 4 | Currently in Use | 10000 | Fiberglass Reinforced Plastic | Federally Regulated | None | None | E-10 | 1996 |  |  |  | Fiberglass Reinforced Plastic, Plastic
6364 | SPEEDEE MART #2840 | 431 S HWY 6 | GRETNA | 68028 | SARPY | DANCO II GRETNA LLC | PO BOX 10 | VALENTINE | NE | 69201 | 6 | Currently in Use | 6000 | Fiberglass Reinforced Plastic | Federally Regulated | None | None | Regular Unleaded | 1994 |  |  |  | Fiberglass Reinforced Plastic
6364 | SPEEDEE MART #2840 | 431 S HWY 6 | GRETNA | 68028 | SARPY | DANCO II GRETNA LLC | PO BOX 10 | VALENTINE | NE | 69201 | 7 | Currently in Use | 8000 | Fiberglass Reinforced Plastic | Federally Regulated | None | None | Regular Unleaded | 1994 |  |  |  | Fiberglass Reinforced Plastic
6364 | SPEEDEE MART #2840 | 431 S HWY 6 | GRETNA | 68028 | SARPY | DANCO II GRETNA LLC | PO BOX 10 | VALENTINE | NE | 69201 | 8 | Currently in Use | 8000 | Fiberglass Reinforced Plastic | Federally Regulated | None | None | Regular Unleaded | 1994 |  |  |  | Fiberglass Reinforced Plastic
6364 | SPEEDEE MART #2840 | 431 S HWY 6 | GRETNA | 68028 | SARPY | DANCO II GRETNA LLC | PO BOX 10 | VALENTINE | NE | 69201 | 9 | Currently in Use | 10000 | Fiberglass Reinforced Plastic | Federally Regulated | None | None | #2 Diesel | 2005 |  |  |  | Fiberglass Reinforced Plastic
6364 | SPEEDEE MART #2840 | 431 S HWY 6 | GRETNA | 68028 | SARPY | DANCO II GRETNA LLC | PO BOX 10 | VALENTINE | NE | 69201 | 10 | Currently in Use | 5000 | Fiberglass Reinforced Plastic | Federally Regulated | None | None | Regular Unleaded | 2005 |  |  |  | Fiberglass Reinforced Plastic
8512 | COUNTRY CORNER | HWY 136 & 78 | GUIDE ROCK | 68942 | WEBSTER | RODNEY ELY | PO BOX 26 | GUIDE ROCK | NE | 68942 | 1 | Currently in Use | 8000 | Steel | Federally Regulated | None | Galvanic/Sacrificial Current Cathodic Protection, STIP3 Tank | Regular Unleaded | 1992 |  |  |  | Fiberglass Reinforced Plastic
8512 | COUNTRY CORNER | HWY 136 & 78 | GUIDE ROCK | 68942 | WEBSTER | RODNEY ELY | PO BOX 26 | GUIDE ROCK | NE | 68942 | 2 | Currently in Use | 8000 | Steel | Federally Regulated | None | Galvanic/Sacrificial Current Cathodic Protection, STIP3 Tank | Regular Unleaded | 1992 |  |  |  | Fiberglass Reinforced Plastic
8512 | COUNTRY CORNER | HWY 136 & 78 | GUIDE ROCK | 68942 | WEBSTER | RODNEY ELY | PO BOX 26 | GUIDE ROCK | NE | 68942 | 3 | Currently in Use | 6000 | Steel | Federally Regulated | None | Galvanic/Sacrificial Current Cathodic Protection, STIP3 Tank | #2 Diesel | 1992 |  |  |  | Fiberglass Reinforced Plastic
5924 | TROUDTs SERVICE | UNIVERSITY & STATE | GUIDE ROCK | 68942 | WEBSTER | TROUDT, DONNA OR MELVIN | PO BOX 216 | GUIDE ROCK | NE | 68942 | 1 | Permanently Out of Use | 10000 | Steel | Federally Regulated | Unknown | Unknown | Regular Unleaded | 1987 | 7/1/1990 |  |  | Steel
5924 | TROUDTs SERVICE | UNIVERSITY & STATE | GUIDE ROCK | 68942 | WEBSTER | TROUDT, DONNA OR MELVIN | PO BOX 216 | GUIDE ROCK | NE | 68942 | 2 | Permanently Out of Use | 4000 | Steel | Federally Regulated | Unknown | Unknown | Regular Unleaded | 1987 | 7/1/1990 |  |  | Steel
5924 | TROUDTs SERVICE | UNIVERSITY & STATE | GUIDE ROCK | 68942 | WEBSTER | TROUDT, DONNA OR MELVIN | PO BOX 216 | GUIDE ROCK | NE | 68942 | 3 | Permanently Out of Use | 4000 | Steel | Federally Regulated | Unknown | Unknown | #2 Diesel | 1987 | 7/1/1990 |  |  | Steel
1501 | AHLM FARMS INC | HC 65 BOX 77A | GURLEY | 69141 | CHEYENNE | AHLM FARMS INC | HC 65 BOX 77A | GURLEY | NE | 69141 | 1 | Permanently Out of Use | 2000 | Steel | Federally Regulated | None | Painted(e.g., asphaltic) | Empty | 1982 | 3/1/1987 |  |  | Steel
1637 | JERRY MCROBERTS | 4678 HWY 385 | GURLEY | 69141 | CHEYENNE | MCROBERTS GAME FARM INC | PO BOX 55 | GURLEY | NE | 69141 | 1 | Permanently Out of Use | 2000 | Steel | Federally Regulated | Unknown | TAR | #2 Diesel | 1982 | 3/1/1994 |  |  | Steel
1388 | BRUNSWIG SERVICE | MAIN ST | HAIGLER | 69030 | DUNDY | BRUNSWIG, EDWARD | PO BOX 159 | HAIGLER | NE | 69030 | 1 | Permanently Out of Use | 1500 | Steel | Federally Regulated | None | Painted(e.g., asphaltic) | Regular Unleaded | 1947 |  |  |  | Steel
1388 | BRUNSWIG SERVICE | MAIN ST | HAIGLER | 69030 | DUNDY | BRUNSWIG, EDWARD | PO BOX 159 | HAIGLER | NE | 69030 | 2 | Permanently Out of Use | 1500 | Steel | Federally Regulated | None | Painted(e.g., asphaltic) | Regular Unleaded | 1962 |  |  |  | Steel
6019 | OTTE OIL | 401 MAIN ST | HALLAM | 68368 | LANCASTER | JOHN OTTE OIL & PROPANE | PO BOX 38 | DAVEY | NE | 68336 | 5 | Currently in Use | 5000 | Jacketed | Federally Regulated | None | Poly Jacket | E-10 | 1999 |  |  | Double Walled | Plastic
6019 | OTTE OIL | 401 MAIN ST | HALLAM | 68368 | LANCASTER | JOHN OTTE OIL & PROPANE | PO BOX 38 | DAVEY | NE | 68336 | 6 | Currently in Use | 5000 | Jacketed | Federally Regulated | None | Poly Jacket | Regular Unleaded | 1999 |  |  | Double Walled | Plastic
6019 | OTTE OIL | 401 MAIN ST | HALLAM | 68368 | LANCASTER | JOHN OTTE OIL & PROPANE | PO BOX 38 | DAVEY | NE | 68336 | 7 | Currently in Use | 5000 | Jacketed | Federally Regulated | None | Poly Jacket | #2 Diesel | 1999 |  |  | Double Walled | Plastic
6019 | OTTE OIL | 401 MAIN ST | HALLAM | 68368 | LANCASTER | JOHN OTTE OIL & PROPANE | PO BOX 38 | DAVEY | NE | 68336 | 8 | Currently in Use | 5000 | Jacketed | Federally Regulated | None | Poly Jacket | #2 Diesel | 1999 |  |  | Double Walled | Plastic
4323 | ROCKE GARAGE | 339 MAIN ST | HALLAM | 68368 | LANCASTER | ROCKE, DEAN | 250 N EAST ST | HALLAM | NE | 68368 | 1 | Permanently Out of Use | 300 | Unknown | Federally Regulated | Unknown | Unknown | Empty, Regular Unleaded | 1951 |  |  |  | Unknown
4323 | ROCKE GARAGE | 339 MAIN ST | HALLAM | 68368 | LANCASTER | ROCKE, DEAN | 250 N EAST ST | HALLAM | NE | 68368 | 2 | Permanently Out of Use | 300 | Unknown | Federally Regulated | Unknown | Unknown | Regular Unleaded | 1951 |  |  |  | Unknown
5803 | J & D GAS | HWY 2 & MAIN | HALSEY | 69142 | THOMAS | JOSEPH NAGEY | PO BOX 4 | HALSEY | NE | 69142 | 1 | Permanently Out of Use | 4000 | Steel | Federally Regulated | Unknown | Painted(e.g., asphaltic) |  | 1968 | 6/1/1996 |  |  | Steel
5803 | J & D GAS | HWY 2 & MAIN | HALSEY | 69142 | THOMAS | JOSEPH NAGEY | PO BOX 4 | HALSEY | NE | 69142 | 2 | Permanently Out of Use | 4000 | Steel | Federally Regulated | Unknown | Painted(e.g., asphaltic) |  | 1968 | 6/1/1996 |  |  | Steel
5803 | J & D GAS | HWY 2 & MAIN | HALSEY | 69142 | THOMAS | JOSEPH NAGEY | PO BOX 4 | HALSEY | NE | 69142 | 3 | Permanently Out of Use | 2000 | Steel | Federally Regulated | Unknown | Painted(e.g., asphaltic) |  | 1966 | 1/1/1994 |  |  | Steel
5803 | J & D GAS | HWY 2 & MAIN | HALSEY | 69142 | THOMAS | JOSEPH NAGEY | PO BOX 4 | HALSEY | NE | 69142 | 4 | Permanently Out of Use | 1000 | Steel | Federally Regulated | Unknown | Painted(e.g., asphaltic) |  | 1966 | 1/1/1994 |  |  | Steel
5649 | FLOYD GREELEY | RURAL | HAMLET | 69031 | HAYES | GREELEY, FLOYD | PO BOX 394 | HAMLET | NE | 69031 | 1 | Permanently Out of Use | 99999 | Steel | Federally Regulated | Unknown | None | Mixed, Regular Unleaded | 1966 | 5/1/1986 |  |  | Steel
5649 | FLOYD GREELEY | RURAL | HAMLET | 69031 | HAYES | GREELEY, FLOYD | PO BOX 394 | HAMLET | NE | 69031 | 2 | Permanently Out of Use | 99999 | Steel | Federally Regulated | Unknown | None | Mixed, Regular Unleaded | 1966 | 5/1/1986 |  |  | Steel
5649 | FLOYD GREELEY | RURAL | HAMLET | 69031 | HAYES | GREELEY, FLOYD | PO BOX 394 | HAMLET | NE | 69031 | 3 | Permanently Out of Use | 99999 | Steel | Federally Regulated | Unknown | None | Mixed, Regular Unleaded | 1966 | 5/1/1986 |  |  | Steel
2350 | CENTRAL VALLEY AG COOP | 211 A ST | HAMPTON | 68843 | HAMILTON | CENTRAL VALLEY AG COOP | PO BOX 429 | YORK | NE | 68467 | 3 | Currently in Use | 6000 | Steel | Federally Regulated | None | Galvanic/Sacrificial Current Cathodic Protection, STIP3 Tank | Regular Unleaded | 1988 |  |  |  | Fiberglass Reinforced Plastic
2350 | CENTRAL VALLEY AG COOP | 211 A ST | HAMPTON | 68843 | HAMILTON | CENTRAL VALLEY AG COOP | PO BOX 429 | YORK | NE | 68467 | 4 | Currently in Use | 6000 | Steel | Federally Regulated | None | Galvanic/Sacrificial Current Cathodic Protection, STIP3 Tank | Regular Unleaded | 1988 |  |  |  | Fiberglass Reinforced Plastic
2350 | CENTRAL VALLEY AG COOP | 211 A ST | HAMPTON | 68843 | HAMILTON | CENTRAL VALLEY AG COOP | PO BOX 429 | YORK | NE | 68467 | 5 | Currently in Use | 2000 | Steel | Federally Regulated | None | Galvanic/Sacrificial Current Cathodic Protection, STIP3 Tank | #2 Diesel | 1997 |  |  |  | Fiberglass Reinforced Plastic
2350 | CENTRAL VALLEY AG COOP | 211 A ST | HAMPTON | 68843 | HAMILTON | CENTRAL VALLEY AG COOP | PO BOX 429 | YORK | NE | 68467 | 6 | Currently in Use | 8000 | Steel | Federally Regulated | None | Galvanic/Sacrificial Current Cathodic Protection, STIP3 Tank | #1 Diesel | 2003 |  |  |  | Fiberglass Reinforced Plastic
2350 | CENTRAL VALLEY AG COOP | 211 A ST | HAMPTON | 68843 | HAMILTON | CENTRAL VALLEY AG COOP | PO BOX 429 | YORK | NE | 68467 | 7 | Currently in Use | 4000 | Steel | Federally Regulated | None | Galvanic/Sacrificial Current Cathodic Protection, STIP3 Tank | #1 Diesel | 2003
3372 | KELLYS CORNER | 903 SOUTH W RD | HAMPTON | 68843 | HAMILTON | DALE WILLIAMS | 903 SOUTH 'W' RD | HAMPTON | NE | 68843 | 1 | Permanently Out of Use | 10000 | Steel | Federally Regulated | Unknown | Painted(e.g., asphaltic) | #2 Diesel | 1969 |  |  |  | Steel
3372 | KELLYS CORNER | 903 SOUTH W RD | HAMPTON | 68843 | HAMILTON | DALE WILLIAMS | 903 SOUTH 'W' RD | HAMPTON | NE | 68843 | 2 | Permanently Out of Use | 10000 | Steel | Federally Regulated | Unknown | Painted(e.g., asphaltic) | #2 Diesel | 1969 |  |  |  | Steel
3372 | KELLYS CORNER | 903 SOUTH W RD | HAMPTON | 68843 | HAMILTON | DALE WILLIAMS | 903 SOUTH 'W' RD | HAMPTON | NE | 68843 | 3 | Permanently Out of Use | 10000 | Steel | Federally Regulated | Unknown | Painted(e.g., asphaltic) | Regular Unleaded | 1969 |  |  |  | Steel
3372 | KELLYS CORNER | 903 SOUTH W RD | HAMPTON | 68843 | HAMILTON | DALE WILLIAMS | 903 SOUTH 'W' RD | HAMPTON | NE | 68843 | 4 | Permanently Out of Use | 8000 | Steel | Federally Regulated | Unknown | Painted(e.g., asphaltic) | Regular Unleaded | 1969 |  |  |  | Steel
3372 | KELLYS CORNER | 903 SOUTH W RD | HAMPTON | 68843 | HAMILTON | DALE WILLIAMS | 903 SOUTH 'W' RD | HAMPTON | NE | 68843 | 5 | Permanently Out of Use | 8000 | Steel | Federally Regulated | Unknown | Painted(e.g., asphaltic) | Regular Unleaded | 1969 |  |  |  | Steel
5542 | AURORA COOPERATIVE ELEVATOR CO | 410 RAILROAD | HARDY | 68943 | NUCKOLLS | AURORA COOPERATIVE ELEVATOR | PO BOX 209 | AURORA | NE | 68818-0209 | 4 | Currently in Use | 2000 | Composite | Federally Regulated | None | Fiberglass Reinforced Plastic Coated | Regular Unleaded | 1999 |  |  |  | Fiberglass Reinforced Plastic
5542 | AURORA COOPERATIVE ELEVATOR CO | 410 RAILROAD | HARDY | 68943 | NUCKOLLS | AURORA COOPERATIVE ELEVATOR | PO BOX 209 | AURORA | NE | 68818-0209 | 5 | Currently in Use | 2000 | Composite | Federally Regulated | None | Fiberglass Reinforced Plastic Coated | #2 Diesel | 1999 |  |  |  | Fiberglass Reinforced Plastic
5542 | AURORA COOPERATIVE ELEVATOR CO | 410 RAILROAD | HARDY | 68943 | NUCKOLLS | AURORA COOPERATIVE ELEVATOR | PO BOX 209 | AURORA | NE | 68818-0209 | 6 | Currently in Use | 2000 | Composite | Federally Regulated | None | Fiberglass Reinforced Plastic Coated | #2 Diesel | 1999 |  |  |  | Fiberglass Reinforced Plastic
1926 | GEORGE VRTATKO | SW1/4 15-18-58 ON RANCH | HARRISBURG | 69345 | BANNER | GEORGE VRTATKO | RR 1 | DIX | NE | 69133 | 1 | Permanently Out of Use | 6000 | Steel | Federally Regulated | Unknown | Unknown | #2 Diesel | 1944 | 12/1/1988 |  |  | Unknown
1926 | GEORGE VRTATKO | SW1/4 15-18-58 ON RANCH | HARRISBURG | 69345 | BANNER | GEORGE VRTATKO | RR 1 | DIX | NE | 69133 | 2 | Permanently Out of Use | 6000 | Steel | Federally Regulated | Unknown | Unknown | #2 Diesel | 1944 | 12/1/1988 |  |  | Unknown
1926 | GEORGE VRTATKO | SW1/4 15-18-58 ON RANCH | HARRISBURG | 69345 | BANNER | GEORGE VRTATKO | RR 1 | DIX | NE | 69133 | 3 | Permanently Out of Use | 6000 | Steel | Federally Regulated | Unknown | Unknown | Regular Unleaded | 1947 | 12/1/1988 |  |  | Unknown
1926 | GEORGE VRTATKO | SW1/4 15-18-58 ON RANCH | HARRISBURG | 69345 | BANNER | GEORGE VRTATKO | RR 1 | DIX | NE | 69133 | 4 | Permanently Out of Use | 12000 | Steel | Federally Regulated | Unknown | Unknown | Empty | 1943 | 12/1/1988 |  |  | Unknown
5647 | GLADYS WYATT | HC 50 BOX 4 | HARRISBURG | 69345 | BANNER | GLADYS WYATT | HC 50 BOX 4 | HARRISBURG | NE | 69345 | 1 | Permanently Out of Use | 2000 | Steel | Federally Regulated | Unknown | Unknown | Empty | 1966 | 7/1/1984 |  |  | Unknown
5647 | GLADYS WYATT | HC 50 BOX 4 | HARRISBURG | 69345 | BANNER | GLADYS WYATT | HC 50 BOX 4 | HARRISBURG | NE | 69345 | 2 | Permanently Out of Use | 1000 | Unknown | Federally Regulated | Unknown | Unknown | Regular Unleaded | 1901 | 7/1/1984 |  |  | Unknown
4773 | LEE ROY EDENS | HC 55 BOX 230 | HARRISBURG | 69345 | BANNER | LEE ROY EDENS | HC 55 BOX 230 | HARRISBURG | NE | 69345 | 1 | Permanently Out of Use | 12000 | Steel | Federally Regulated | Unknown | Painted(e.g., asphaltic) | #2 Diesel | 1981 |  |  |  | Unknown
7911 | LOTTONS SERVICE AND REPAIR | 120 W HWY 20 | HARRISON | 69346 | SIOUX | LOTTONS SERVICE AND REPAIR | 120 W HWY 20 | HARRISON | NE | 69346 | 6 | Currently in Use | 4000 | Steel | Federally Regulated | None | Galvanic/Sacrificial Current Cathodic Protection, STIP3 Tank | E-10 | 1996 |  |  |  | Steel
7911 | LOTTONS SERVICE AND REPAIR | 120 W HWY 20 | HARRISON | 69346 | SIOUX | LOTTONS SERVICE AND REPAIR | 120 W HWY 20 | HARRISON | NE | 69346 | 7 | Currently in Use | 8000 | Steel | Federally Regulated | None | Galvanic/Sacrificial Current Cathodic Protection, STIP3 Tank | Regular Unleaded | 1996 |  |  |  | Steel
6478 | CASEYS GENERAL STORE #1173 | 308 S ROBINSON ST | HARTINGTON | 68739-5102 | CEDAR | CASEYS RETAIL CO | PO BOX 3001 | ANKENY | IA | 50021-8045 | 3 | Currently in Use | 10000 | Fiberglass Reinforced Plastic | Federally Regulated | None | None | Regular Unleaded | 2000 |  |  |  | Fiberglass Reinforced Plastic
6478 | CASEYS GENERAL STORE #1173 | 308 S ROBINSON ST | HARTINGTON | 68739-5102 | CEDAR | CASEYS RETAIL CO | PO BOX 3001 | ANKENY | IA | 50021-8045 | 4 | Currently in Use | 10000 | Fiberglass Reinforced Plastic | Federally Regulated | None | None | E-10 | 2000 |  |  |  | Fiberglass Reinforced Plastic
12145 | CEDAR KNOX PPD | 57272 W HWY 84 | HARTINGTON | 68739 | CEDAR | CEDAR KNOX PUBLIC POWER DISTRICT | PO BOX 947 | HARTINGTON | NE | 68739-0947 | 1 | Currently in Use | 550 | Jacketed | Federally Regulated | None | Poly Jacket | Used Oil | 2002 |  |  | Double Walled | Fiberglass Reinforced Plastic
4919 | DELORES DOOLEY | RR 1 | HARTINGTON | 68739 | CEDAR | DELORES DOOLEY | PO BOX 575 | HARTINGTON | NE | 68739 | 1 | Permanently Out of Use | 600 | Steel | Federally Regulated |  |  |  | 1971
121 | FARMERS UNION COOP GAS & OIL CO | 208 N SUMMIT | HARTINGTON | 68739 | CEDAR | FARMERS UNION COOP GAS & OIL CO | PO BOX 755 | HARTINGTON | NE | 68739 | 1 | Currently in Use | 6000 | Steel | Federally Regulated | None | Galvanic/Sacrificial Current Cathodic Protection, STIP3 Tank | Regular Unleaded | 1989 |  |  |  | Fiberglass Reinforced Plastic
121 | FARMERS UNION COOP GAS & OIL CO | 208 N SUMMIT | HARTINGTON | 68739 | CEDAR | FARMERS UNION COOP GAS & OIL CO | PO BOX 755 | HARTINGTON | NE | 68739 | 2 | Currently in Use | 6000 | Steel | Federally Regulated | None | Galvanic/Sacrificial Current Cathodic Protection, STIP3 Tank | Regular Unleaded | 1989 |  |  |  | Fiberglass Reinforced Plastic
121 | FARMERS UNION COOP GAS & OIL CO | 208 N SUMMIT | HARTINGTON | 68739 | CEDAR | FARMERS UNION COOP GAS & OIL CO | PO BOX 755 | HARTINGTON | NE | 68739 | 3 | Currently in Use | 6000 | Steel | Federally Regulated | None | Galvanic/Sacrificial Current Cathodic Protection, STIP3 Tank | Regular Unleaded | 1989 |  |  |  | Fiberglass Reinforced Plastic
121 | FARMERS UNION COOP GAS & OIL CO | 208 N SUMMIT | HARTINGTON | 68739 | CEDAR | FARMERS UNION COOP GAS & OIL CO | PO BOX 755 | HARTINGTON | NE | 68739 | 4 | Currently in Use | 6000 | Steel | Federally Regulated | None | Galvanic/Sacrificial Current Cathodic Protection, STIP3 Tank | #2 Diesel | 1989 |  |  |  | Fiberglass Reinforced Plastic
4563 | KEITHs PACKAGE LIQUOR | 303 S ROBINSON AVE | HARTINGTON | 68739 | CEDAR | KEITH A LOECKER | 503 E FRANKLIN | HARTINGTON | NE | 68739 | 1 | Currently in Use | 6000 | Steel | Federally Regulated | Unknown | Impressed Current Cathodic Protection | Regular Unleaded | 1985 |  |  |  | Steel
4563 | KEITHs PACKAGE LIQUOR | 303 S ROBINSON AVE | HARTINGTON | 68739 | CEDAR | KEITH A LOECKER | 503 E FRANKLIN | HARTINGTON | NE | 68739 | 2 | Currently in Use | 6000 | Steel | Federally Regulated | Unknown | Impressed Current Cathodic Protection | Regular Unleaded | 1985 |  |  |  | Steel
3730 | PINKELMAN SALES INC | RR 3 | HARTINGTON | 68739 | CEDAR | PINKELMAN SALES INC | PO BOX 428 | HARTINGTON | NE | 68739-0428 | 2 | Permanently Out of Use | 5000 | Steel | Federally Regulated | Unknown | None | #2 Diesel | 1966 |  |  |  | Steel
3415 | STOP N GO | 605 N ROBINSON | HARTINGTON | 68739 | CEDAR | ROBERT J THOENE | PO BOX 684 | HARTINGTON | NE | 68739 | 1 | Currently in Use | 6000 | Steel | Federally Regulated | Internal Lining(e.g., epoxy resins) | Impressed Current Cathodic Protection | #2 Diesel | 1972 |  |  |  | Steel
3415 | STOP N GO | 605 N ROBINSON | HARTINGTON | 68739 | CEDAR | ROBERT J THOENE | PO BOX 684 | HARTINGTON | NE | 68739 | 2 | Currently in Use | 4000 | Steel | Federally Regulated | Internal Lining(e.g., epoxy resins) | Impressed Current Cathodic Protection | #1 Diesel | 1972 |  |  |  | Steel
3415 | STOP N GO | 605 N ROBINSON | HARTINGTON | 68739 | CEDAR | ROBERT J THOENE | PO BOX 684 | HARTINGTON | NE | 68739 | 3 | Currently in Use | 6000 | Fiberglass Reinforced Plastic | Federally Regulated | None | None | #2 Diesel | 2002 |  |  |  | Plastic
3415 | STOP N GO | 605 N ROBINSON | HARTINGTON | 68739 | CEDAR | ROBERT J THOENE | PO BOX 684 | HARTINGTON | NE | 68739 | 4 | Currently in Use | 6000 | Fiberglass Reinforced Plastic | Federally Regulated | None | None | E-10 | 2010 |  |  | Double Walled | Plastic
11473 | AURORA COOPERATIVE ELEVATOR CO | 108 N ADAMS | HARVARD | 68944 | CLAY | AURORA COOPERATIVE ELEVATOR | PO BOX 209 | AURORA | NE | 68818-0209 | 1 | Currently in Use | 10000 | Fiberglass Reinforced Plastic | Federally Regulated | None | None | Regular Unleaded | 1996 |  |  |  | Fiberglass Reinforced Plastic
11473 | AURORA COOPERATIVE ELEVATOR CO | 108 N ADAMS | HARVARD | 68944 | CLAY | AURORA COOPERATIVE ELEVATOR | PO BOX 209 | AURORA | NE | 68818-0209 | 2 | Currently in Use | 8000 | Fiberglass Reinforced Plastic | Federally Regulated | None | None | #2 Diesel | 1996 |  |  |  | Fiberglass Reinforced Plastic
7695 | HARVARD FOODMART | 305 N CLAY AVE | HARVARD | 68944 | CLAY | HARVARD FOODMART & LIQUOR INC | 305 N CLAY AVE | HARVARD | NE | 68944 | 1 | Currently in Use | 10000 | Steel | Federally Regulated | None | Galvanic/Sacrificial Current Cathodic Protection, STIP3 Tank | Regular Unleaded | 1987
7695 | HARVARD FOODMART | 305 N CLAY AVE | HARVARD | 68944 | CLAY | HARVARD FOODMART & LIQUOR INC | 305 N CLAY AVE | HARVARD | NE | 68944 | 2 | Temporarily Out of Use | 6000 | Steel | Federally Regulated | None | Galvanic/Sacrificial Current Cathodic Protection, STIP3 Tank | Premium Unleaded | 1987 |  |  |  | Steel
6051 | HARVARD OIL CO | 301 N ADAMS | HARVARD | 68944 | CLAY | VIC OCKINGA | 221 N BROWN | CLAY CENTER | NE | 68933 | 1 | Permanently Out of Use | 6000 | Steel | Federally Regulated | None | Fiberglass Reinforced Plastic Coated, Galvanic/Sacrificial Current Cathodic Protection, Impressed Current Cathodic Protection | Regular Unleaded | 1986 | 9/1/1992
6051 | HARVARD OIL CO | 301 N ADAMS | HARVARD | 68944 | CLAY | VIC OCKINGA | 221 N BROWN | CLAY CENTER | NE | 68933 | 2 | Permanently Out of Use | 6000 | Steel | Federally Regulated | None | Fiberglass Reinforced Plastic Coated, Galvanic/Sacrificial Current Cathodic Protection, Impressed Current Cathodic Protection | Regular Unleaded | 1986 | 9/1/1992 |  |  | Steel
6882 | KOOKIES KWIKI (FORMER) | 125 N CLAY AVE | HARVARD | 68944 | CLAY | PETERSEN OIL & FERTILIZER | 125 N CLAY AVE | HARVARD | NE | 68944 | 1 | Permanently Out of Use | 99999 | Steel | Federally Regulated | Unknown | Unknown | Regular Unleaded | 1956 | 4/1/1990 |  |  | Steel
6882 | KOOKIES KWIKI (FORMER) | 125 N CLAY AVE | HARVARD | 68944 | CLAY | PETERSEN OIL & FERTILIZER | 125 N CLAY AVE | HARVARD | NE | 68944 | 2 | Permanently Out of Use | 99999 | Steel | Federally Regulated | Unknown | Unknown | Regular Unleaded | 1956 | 4/1/1990 |  |  | Steel
3640 | ALTA CONVENIENCE #6216 | 500 S BURLINGTON AVE | HASTINGS | 68901 | ADAMS | CF ALTITUDE LLC | 8400 E PRENTICE AVE STE 400 | GREENWOOD VILLAGE | CO | 80111 | 6 | Currently in Use | 12000 | Fiberglass Reinforced Plastic | Federally Regulated |  |  | Regular Unleaded | 2023 |  |  | Double Walled | Plastic
3640 | ALTA CONVENIENCE #6216 | 500 S BURLINGTON AVE | HASTINGS | 68901 | ADAMS | CF ALTITUDE LLC | 8400 E PRENTICE AVE STE 400 | GREENWOOD VILLAGE | CO | 80111 | 7 | Currently in Use | 6000 | Fiberglass Reinforced Plastic | Federally Regulated |  |  | #2 Diesel | 2023 |  |  | Double Walled | Plastic
3640 | ALTA CONVENIENCE #6216 | 500 S BURLINGTON AVE | HASTINGS | 68901 | ADAMS | CF ALTITUDE LLC | 8400 E PRENTICE AVE STE 400 | GREENWOOD VILLAGE | CO | 80111 | 8 | Currently in Use | 6000 | Fiberglass Reinforced Plastic | Federally Regulated |  |  | Premium Unleaded | 2023 |  |  | Double Walled | Plastic
5043 | CARMICHAEL CONSTRUCTION CO | 1012 W 18TH ST | HASTINGS | 68901 | ADAMS | CARMICHAEL CONSTRUCTION CO | PO BOX 64 | HASTINGS | NE | 68901 | 2 | Currently in Use | 1000 | Composite | Federally Regulated | None | Fiberglass Reinforced Plastic Coated | Regular Unleaded | 1997 |  |  |  | Fiberglass Reinforced Plastic
11092 | CASEYS GENERAL STORE #1780 | 406 S ELM AVE | HASTINGS | 68901 | ADAMS | CASEYS RETAIL CO | PO BOX 3001 | ANKENY | IA | 50021-8045 | 1 | Currently in Use | 10000 | Fiberglass Reinforced Plastic | Federally Regulated | None | None | Regular Unleaded | 1994 |  |  |  | Fiberglass Reinforced Plastic
11092 | CASEYS GENERAL STORE #1780 | 406 S ELM AVE | HASTINGS | 68901 | ADAMS | CASEYS RETAIL CO | PO BOX 3001 | ANKENY | IA | 50021-8045 | 2 | Currently in Use | 10000 | Fiberglass Reinforced Plastic | Federally Regulated | None | None | Regular Unleaded | 1994 |  |  |  | Fiberglass Reinforced Plastic
7145 | CASEYS GENERAL STORE #2719 | 810 W 16TH ST | HASTINGS | 68901 | ADAMS | CASEYS RETAIL CO | PO BOX 3001 | ANKENY | IA | 50021-8045 | 1 | Currently in Use | 10000 | Fiberglass Reinforced Plastic | Federally Regulated | None | None | E-10 | 1991 |  |  |  | Plastic
7145 | CASEYS GENERAL STORE #2719 | 810 W 16TH ST | HASTINGS | 68901 | ADAMS | CASEYS RETAIL CO | PO BOX 3001 | ANKENY | IA | 50021-8045 | 2 | Currently in Use | 8000 | Fiberglass Reinforced Plastic | Federally Regulated | None | None | Regular Unleaded | 1991 |  |  |  | Plastic
1232 | CASEYS GENERAL STORE #2752 | 1725 W 2ND ST | HASTINGS | 68901 | ADAMS | CASEYS RETAIL CO | PO BOX 3001 | ANKENY | IA | 50021-8045 | 12 | Currently in Use | 12000 | Fiberglass Reinforced Plastic | Federally Regulated | None | None | E-10 | 2007 |  |  | Double Walled | Fiberglass Reinforced Plastic
1232 | CASEYS GENERAL STORE #2752 | 1725 W 2ND ST | HASTINGS | 68901 | ADAMS | CASEYS RETAIL CO | PO BOX 3001 | ANKENY | IA | 50021-8045 | 13 | Currently in Use | 12000 | Fiberglass Reinforced Plastic | Federally Regulated | None | None | Regular Unleaded | 2007 |  |  |  | Fiberglass Reinforced Plastic
1920 | CENTRAL SOYA FEED CO INC | 201 S DENVER AVE | HASTINGS | 68901 | ADAMS | CONSOLIDATED NUTRITION INC | PO BOX 2048 | OMAHA | NE | 68103-2048 | 1 | Permanently Out of Use | 10000 | Steel | Heating Oil | Unknown | Unknown | Heating Oil 2 | 1977 |  |  |  | Unknown
1491 | CHRISs CAR WASH & QUICK LUBE | PO BOX 1388 | HASTINGS | 68902 | ADAMS | BPW INC | PO BOX 1388 | HASTINGS | NE | 68902 | 3 | Currently in Use | 10000 | Steel | Federally Regulated | None | Galvanic/Sacrificial Current Cathodic Protection, Painted(e.g., asphaltic), STIP3 Tank | Regular Unleaded | 1990 |  |  |  | Fiberglass Reinforced Plastic
1491 | CHRISs CAR WASH & QUICK LUBE | PO BOX 1388 | HASTINGS | 68902 | ADAMS | BPW INC | PO BOX 1388 | HASTINGS | NE | 68902 | 4 | Currently in Use | 10000 | Steel | Federally Regulated | None | Galvanic/Sacrificial Current Cathodic Protection, Painted(e.g., asphaltic), STIP3 Tank | Regular Unleaded | 1990 |  |  |  | Fiberglass Reinforced Plastic
11986 | CITY OF HASTINGS STREET DEPT | 1010 W A ST | HASTINGS | 68901 | ADAMS | CITY OF HASTINGS STREET DEPT | 1010 W A ST | HASTINGS | NE | 68901 | 1 | Currently in Use | 1000 | Steel | Federally Regulated | None | Impressed Current Cathodic Protection | #1 Diesel | 1991 |  |  |  | Fiberglass Reinforced Plastic
11986 | CITY OF HASTINGS STREET DEPT | 1010 W A ST | HASTINGS | 68901 | ADAMS | CITY OF HASTINGS STREET DEPT | 1010 W A ST | HASTINGS | NE | 68901 | 2 | Currently in Use | 3000 | Steel | Federally Regulated | None | Impressed Current Cathodic Protection | Regular Unleaded | 1991 |  |  |  | Fiberglass Reinforced Plastic
12794 | COACH'S CORNER CONVENIENCE STORE | 3212 OSBORNE DR E | HASTINGS | 68901 | ADAMS | BOYS 3 MCP INC | 3212 OSBORNE DR E | HASTINGS | NE | 68901 | 1 | Currently in Use | 12000 | Fiberglass Reinforced Plastic | Federally Regulated |  |  | E-10 | 2020 |  |  | Double Walled | Plastic
12794 | COACH'S CORNER CONVENIENCE STORE | 3212 OSBORNE DR E | HASTINGS | 68901 | ADAMS | BOYS 3 MCP INC | 3212 OSBORNE DR E | HASTINGS | NE | 68901 | 2 | Currently in Use | 8000 | Fiberglass Reinforced Plastic | Federally Regulated |  |  | Regular Unleaded | 2020 |  |  | Double Walled | Plastic
12794 | COACH'S CORNER CONVENIENCE STORE | 3212 OSBORNE DR E | HASTINGS | 68901 | ADAMS | BOYS 3 MCP INC | 3212 OSBORNE DR E | HASTINGS | NE | 68901 | 3 | Currently in Use | 6000 | Fiberglass Reinforced Plastic | Federally Regulated |  |  | #2 Diesel | 2020 |  |  | Double Walled
12794 | COACH'S CORNER CONVENIENCE STORE | 3212 OSBORNE DR E | HASTINGS | 68901 | ADAMS | BOYS 3 MCP INC | 3212 OSBORNE DR E | HASTINGS | NE | 68901 | 4 | Currently in Use | 4000 | Fiberglass Reinforced Plastic | Federally Regulated |  |  | Premium Unleaded | 2020 |  |  | Double Walled | Plastic
7562 | COAKLEY INDUSTRIAL SERVICE INC | 1354 W 2ND ST | HASTINGS | 68901 | ADAMS | BARBARA BAUER | 204 KERR ST | HASTINGS | NE | 68901 | 1 | Permanently Out of Use | 10000 | Steel | Federally Regulated | Unknown | Unknown | Regular Unleaded | 1969 | 5/1/1990 |  |  | Steel
7562 | COAKLEY INDUSTRIAL SERVICE INC | 1354 W 2ND ST | HASTINGS | 68901 | ADAMS | BARBARA BAUER | 204 KERR ST | HASTINGS | NE | 68901 | 2 | Permanently Out of Use | 10000 | Steel | Federally Regulated | Unknown | Unknown | Regular Unleaded | 1969 | 5/1/1990 |  |  | Steel
7562 | COAKLEY INDUSTRIAL SERVICE INC | 1354 W 2ND ST | HASTINGS | 68901 | ADAMS | BARBARA BAUER | 204 KERR ST | HASTINGS | NE | 68901 | 3 | Permanently Out of Use | 3000 | Steel | Federally Regulated | Unknown | Unknown | Regular Unleaded | 1946 | 5/1/1990 |  |  | Unknown
7562 | COAKLEY INDUSTRIAL SERVICE INC | 1354 W 2ND ST | HASTINGS | 68901 | ADAMS | BARBARA BAUER | 204 KERR ST | HASTINGS | NE | 68901 | 4 | Permanently Out of Use | 1000 | Steel | Federally Regulated |  | STIP3 Tank | #2 Diesel | 1987 | 5/1/1990 |  |  | Steel
4130 | CONSOLIDATED CONCRETE | 2000 N BALTIMORE | HASTINGS | 68901 | ADAMS | CONSOLIDATED CONCRETE | 2000 N BALTIMORE | HASTINGS | NE | 68901 | 2 | Currently in Use | 10000 | Fiberglass Reinforced Plastic | Federally Regulated | None | None | #2 Diesel | 1998 |  |  |  | Fiberglass Reinforced Plastic
3584 | DAVID BIEHL | RR 3 BOX 6 | HASTINGS | 68901 | ADAMS | DAVID BIEHL | RR 3 BOX 6 | HASTINGS | NE | 68901 | 1 | Permanently Out of Use | 500 | Unknown | Federally Regulated | Unknown | Unknown | Regular Unleaded | 1971 |  |  |  | Unknown
6521 | DETAIL PLUS | 321 N BURLINGTON AVE | HASTINGS | 68901 | ADAMS | WARREN NORDEN | PO BOX 805 | HASTINGS | NE | 68902 | 1 | Permanently Out of Use | 3000 | Steel | Federally Regulated | Unknown | TAR COATING | Regular Unleaded | 1976 | 1/1/1991
6521 | DETAIL PLUS | 321 N BURLINGTON AVE | HASTINGS | 68901 | ADAMS | WARREN NORDEN | PO BOX 805 | HASTINGS | NE | 68902 | 2 | Permanently Out of Use | 4500 | Steel | Federally Regulated | Unknown | TAR COATING | Regular Unleaded | 1976 | 1/1/1991
6521 | DETAIL PLUS | 321 N BURLINGTON AVE | HASTINGS | 68901 | ADAMS | WARREN NORDEN | PO BOX 805 | HASTINGS | NE | 68902 | 3 | Permanently Out of Use | 6000 | Steel | Federally Regulated | Unknown | TAR COATING | Regular Unleaded | 1976 | 1/1/1991
7129 | DRUMMOND CONSTRUCTION | 120 N WOODLAND | HASTINGS | 68901 | ADAMS | FRED DRUMMOND | RR 3 BOX 47 | HASTINGS | NE | 68901 | 1 | Permanently Out of Use | 500 | Steel | Federally Regulated | Unknown | Painted(e.g., asphaltic) |  | 1985 | 7/1/1987 |  |  | Steel
5806 | DRUMMOND UNIT STOP CONST | 1001 W SOUTH ST | HASTINGS | 68901 | ADAMS | DRUMMOND UNIT STOP CONSTRUCTION | 1001 W SOUTH ST | HASTINGS | NE | 68901 | 1 | Permanently Out of Use | 2000 | Unknown | Federally Regulated | Unknown | Unknown | Regular Unleaded | 1900 | 1/1/1900 |  |  | Unknown
5806 | DRUMMOND UNIT STOP CONST | 1001 W SOUTH ST | HASTINGS | 68901 | ADAMS | DRUMMOND UNIT STOP CONSTRUCTION | 1001 W SOUTH ST | HASTINGS | NE | 68901 | 2 | Permanently Out of Use | 99999 | Unknown | Federally Regulated | Unknown | Unknown | Empty | 1900 | 1/1/1900 |  |  | Unknown
2937 | EASTGATE PLAZA INC | 1410 E SOUTH ST | HASTINGS | 68901 | ADAMS | EASTGATE PLAZA INC | 1410 E SOUTH ST | HASTINGS | NE | 68901 | 1 | Permanently Out of Use | 4000 | Steel | Federally Regulated | Unknown | Unknown | Empty | 1956 |  |  |  | Unknown
2937 | EASTGATE PLAZA INC | 1410 E SOUTH ST | HASTINGS | 68901 | ADAMS | EASTGATE PLAZA INC | 1410 E SOUTH ST | HASTINGS | NE | 68901 | 2 | Permanently Out of Use | 4000 | Steel | Federally Regulated | Unknown | Unknown | Empty | 1956 |  |  |  | Unknown
2937 | EASTGATE PLAZA INC | 1410 E SOUTH ST | HASTINGS | 68901 | ADAMS | EASTGATE PLAZA INC | 1410 E SOUTH ST | HASTINGS | NE | 68901 | 3 | Permanently Out of Use | 4000 | Steel | Federally Regulated | Unknown | Unknown | Empty | 1956 |  |  |  | Unknown
152 | FILL-N-CHILL #002 | 202 E 2ND ST | HASTINGS | 68901 | ADAMS | HOFF BROS INC | 305 N HASTINGS AVE STE 201 | HASTINGS | NE | 68901 | 1 | Currently in Use | 10000 | Steel | Federally Regulated | None | Impressed Current Cathodic Protection, Painted(e.g., asphaltic), STIP3 Tank | Regular Unleaded | 1985 |  |  |  | Steel
152 | FILL-N-CHILL #002 | 202 E 2ND ST | HASTINGS | 68901 | ADAMS | HOFF BROS INC | 305 N HASTINGS AVE STE 201 | HASTINGS | NE | 68901 | 2 | Currently in Use | 10000 | Steel | Federally Regulated | None | Impressed Current Cathodic Protection, Painted(e.g., asphaltic), STIP3 Tank | E-10 | 1985 |  |  |  | Steel
1293 | FILL-N-CHILL #005 | 2815 PARKLANE DR | HASTINGS | 68901 | ADAMS | HOFF BROS INC | 305 N HASTINGS AVE STE 201 | HASTINGS | NE | 68901 | 3 | Currently in Use | 20000 | Fiberglass Reinforced Plastic | Federally Regulated |  |  | E-10 | 2021 |  |  | Double Walled | Plastic
1293 | FILL-N-CHILL #005 | 2815 PARKLANE DR | HASTINGS | 68901 | ADAMS | HOFF BROS INC | 305 N HASTINGS AVE STE 201 | HASTINGS | NE | 68901 | 4 | Currently in Use | 12000 | Fiberglass Reinforced Plastic | Federally Regulated |  |  | Regular Unleaded | 2021 |  |  | Double Walled | Plastic
1293 | FILL-N-CHILL #005 | 2815 PARKLANE DR | HASTINGS | 68901 | ADAMS | HOFF BROS INC | 305 N HASTINGS AVE STE 201 | HASTINGS | NE | 68901 | 5 | Currently in Use | 6000 | Fiberglass Reinforced Plastic | Federally Regulated |  |  | Premium Unleaded | 2021 |  |  | Double Walled | Plastic
1293 | FILL-N-CHILL #005 | 2815 PARKLANE DR | HASTINGS | 68901 | ADAMS | HOFF BROS INC | 305 N HASTINGS AVE STE 201 | HASTINGS | NE | 68901 | 6 | Currently in Use | 6000 | Fiberglass Reinforced Plastic | Federally Regulated |  |  | #2 Diesel | 2021 |  |  | Double Walled | Plastic
11921 | FILL-N-CHILL #006 | 734 S BURLINGTON AVE | HASTINGS | 68901 | ADAMS | HOFF BROS INC | 305 N HASTINGS AVE STE 201 | HASTINGS | NE | 68901-5147 | 1 | Currently in Use | 6000 | Fiberglass Reinforced Plastic | Federally Regulated | None | None | Regular Unleaded | 2001 |  |  |  | Fiberglass Reinforced Plastic
11921 | FILL-N-CHILL #006 | 734 S BURLINGTON AVE | HASTINGS | 68901 | ADAMS | HOFF BROS INC | 305 N HASTINGS AVE STE 201 | HASTINGS | NE | 68901-5147 | 2 | Currently in Use | 10000 | Fiberglass Reinforced Plastic | Federally Regulated | None | None | Regular Unleaded | 2001 |  |  |  | Fiberglass Reinforced Plastic
11921 | FILL-N-CHILL #006 | 734 S BURLINGTON AVE | HASTINGS | 68901 | ADAMS | HOFF BROS INC | 305 N HASTINGS AVE STE 201 | HASTINGS | NE | 68901-5147 | 3 | Currently in Use | 10000 | Fiberglass Reinforced Plastic | Federally Regulated | None | None | E-10 | 2001 |  |  |  | Fiberglass Reinforced Plastic
6321 | FILL-N-CHILL #007 | 228 N BURLINGTON AVE | HASTINGS | 68901 | ADAMS | HOFF BROS INC | 305 N HASTINGS AVE STE 201 | HASTINGS | NE | 68901 | 1 | Currently in Use | 10000 | Steel | Federally Regulated | Internal Lining(e.g., epoxy resins) | Impressed Current Cathodic Protection | Regular Unleaded | 1981 |  |  |  | Plastic
6321 | FILL-N-CHILL #007 | 228 N BURLINGTON AVE | HASTINGS | 68901 | ADAMS | HOFF BROS INC | 305 N HASTINGS AVE STE 201 | HASTINGS | NE | 68901 | 2 | Currently in Use | 10000 | Steel | Federally Regulated | Internal Lining(e.g., epoxy resins) | Impressed Current Cathodic Protection | Regular Unleaded | 1981 |  |  |  | Plastic
6321 | FILL-N-CHILL #007 | 228 N BURLINGTON AVE | HASTINGS | 68901 | ADAMS | HOFF BROS INC | 305 N HASTINGS AVE STE 201 | HASTINGS | NE | 68901 | 3 | Currently in Use | 10000 | Steel | Federally Regulated | Internal Lining(e.g., epoxy resins) | Impressed Current Cathodic Protection | E-10 | 1981 |  |  |  | Plastic
6321 | FILL-N-CHILL #007 | 228 N BURLINGTON AVE | HASTINGS | 68901 | ADAMS | HOFF BROS INC | 305 N HASTINGS AVE STE 201 | HASTINGS | NE | 68901 | 4 | Currently in Use | 10000 | Steel | Federally Regulated | Internal Lining(e.g., epoxy resins) | Impressed Current Cathodic Protection | E-10 | 1981 |  |  |  | Plastic
6321 | FILL-N-CHILL #007 | 228 N BURLINGTON AVE | HASTINGS | 68901 | ADAMS | HOFF BROS INC | 305 N HASTINGS AVE STE 201 | HASTINGS | NE | 68901 | 5 | Currently in Use | 10000 | Steel | Federally Regulated | Internal Lining(e.g., epoxy resins) | Impressed Current Cathodic Protection | E-85 | 1981 |  |  |  | Plastic
6321 | FILL-N-CHILL #007 | 228 N BURLINGTON AVE | HASTINGS | 68901 | ADAMS | HOFF BROS INC | 305 N HASTINGS AVE STE 201 | HASTINGS | NE | 68901 | 6 | Currently in Use | 10000 | Steel | Federally Regulated | Internal Lining(e.g., epoxy resins) | Impressed Current Cathodic Protection | #2 Diesel | 1981 |  |  |  | Plastic
7123 | FOOTE REALTY | 2ND & KANSAS ST | HASTINGS | 68901 | ADAMS | FOOTE REALTY/ROBERT FOOTE | 2ND & KANSAS ST | HASTINGS | NE | 68901 | 1 | Permanently Out of Use | 500 | Steel | Federally Regulated | Unknown | Unknown | Regular Unleaded | 1937 | 6/1/1983 |  |  | Steel
7123 | FOOTE REALTY | 2ND & KANSAS ST | HASTINGS | 68901 | ADAMS | FOOTE REALTY/ROBERT FOOTE | 2ND & KANSAS ST | HASTINGS | NE | 68901 | 2 | Permanently Out of Use | 500 | Steel | Federally Regulated | Unknown | Unknown | Regular Unleaded | 1937 | 6/1/1983 |  |  | Steel
1037 | GIT N SPLIT #4 | 819 E SOUTH ST | HASTINGS | 68901 | ADAMS | GAS N SHOP INC | PO BOX 81463 | LINCOLN | NE | 68501 | 4 | Currently in Use | 8000 | Fiberglass Reinforced Plastic | Federally Regulated | None | None | Regular Unleaded | 1997 |  |  |  | Fiberglass Reinforced Plastic
1037 | GIT N SPLIT #4 | 819 E SOUTH ST | HASTINGS | 68901 | ADAMS | GAS N SHOP INC | PO BOX 81463 | LINCOLN | NE | 68501 | 5 | Currently in Use | 8000 | Fiberglass Reinforced Plastic | Federally Regulated | None | None | Regular Unleaded | 1997 |  |  |  | Fiberglass Reinforced Plastic
1037 | GIT N SPLIT #4 | 819 E SOUTH ST | HASTINGS | 68901 | ADAMS | GAS N SHOP INC | PO BOX 81463 | LINCOLN | NE | 68501 | 6 | Currently in Use | 4000 | Fiberglass Reinforced Plastic | Federally Regulated | None | None | #2 Diesel | 1997 |  |  |  | Fiberglass Reinforced Plastic
1913 | HASTINGS ADAMS COUNTY CIVIL DEFENSE | 1313 N HASTINGS AVE | HASTINGS | 68901 | ADAMS | CITY OF HASTINGS | 1313 N HASTINGS AVE | HASTINGS | NE | 68901 | 1 | Currently in Use | 2500 | Fiberglass Reinforced Plastic | Federally Regulated | None | None | #2 Diesel | 1992 |  |  | Double Walled | Copper, Fiberglass Reinforced Plastic, Steel
12243 | HASTINGS FORD LINCOLN | 3005 OSBORNE DR W | HASTINGS | 68901 | ADAMS | HASTINGS AUTOMOTIVE COMPANY | 3101 OSBORNE DR W | HASTINGS | NE | 68901 | 1 | Currently in Use | 12000 | Fiberglass Reinforced Plastic | Federally Regulated | None | None | Regular Unleaded | 2004 |  |  |  | Fiberglass Reinforced Plastic
12243 | HASTINGS FORD LINCOLN | 3005 OSBORNE DR W | HASTINGS | 68901 | ADAMS | HASTINGS AUTOMOTIVE COMPANY | 3101 OSBORNE DR W | HASTINGS | NE | 68901 | 2 | Currently in Use | 5000 | Fiberglass Reinforced Plastic | Federally Regulated | None | None | Regular Unleaded | 2004 |  |  |  | Fiberglass Reinforced Plastic
12243 | HASTINGS FORD LINCOLN | 3005 OSBORNE DR W | HASTINGS | 68901 | ADAMS | HASTINGS AUTOMOTIVE COMPANY | 3101 OSBORNE DR W | HASTINGS | NE | 68901 | 3 | Currently in Use | 8000 | Fiberglass Reinforced Plastic | Federally Regulated | None | None | #1 Diesel | 2004 |  |  |  | Fiberglass Reinforced Plastic
4440 | HASTINGS PARKS DEPT | 310 EAST D ST | HASTINGS | 68901 | ADAMS | CITY OF HASTINGS | PARKS DIVISION 310 EAST D ST | HASTINGS | NE | 68901 | 1 | Permanently Out of Use | 1000 | Steel | Federally Regulated | Unknown | Unknown | #2 Diesel, Empty | 1966 |  |  |  | Unknown
4440 | HASTINGS PARKS DEPT | 310 EAST D ST | HASTINGS | 68901 | ADAMS | CITY OF HASTINGS | PARKS DIVISION 310 EAST D ST | HASTINGS | NE | 68901 | 2 | Permanently Out of Use | 1000 | Steel | Federally Regulated | Unknown | Unknown | Empty, Regular Unleaded | 1966 |  |  |  | Unknown
3377 | HUDSON #327 | 309 S ELM ST | HASTINGS | 68901 | ADAMS | HUDSON OIL CO INC | PO BOX B | KANSAS CITY | KS | 66103 | 1 | Permanently Out of Use | 12000 | Steel | Federally Regulated | None | Painted(e.g., asphaltic) | Regular Unleaded | 1966 |  |  |  | Steel
3377 | HUDSON #327 | 309 S ELM ST | HASTINGS | 68901 | ADAMS | HUDSON OIL CO INC | PO BOX B | KANSAS CITY | KS | 66103 | 2 | Permanently Out of Use | 8000 | Steel | Federally Regulated | None | Painted(e.g., asphaltic) | Regular Unleaded | 1966 |  |  |  | Steel
3377 | HUDSON #327 | 309 S ELM ST | HASTINGS | 68901 | ADAMS | HUDSON OIL CO INC | PO BOX B | KANSAS CITY | KS | 66103 | 3 | Permanently Out of Use | 800 | Steel | Federally Regulated | None | None | Other->BULK OIL | 1961 |  |  |  | Steel
4022 | J C ROBINSON SEED CO | NE/4 NE/4 TAX LOT 4 | HASTINGS | 68901 | ADAMS | J C ROBINSON SEED CO | N HWY 64 | WATERLOO | NE | 68069 | 1 | Permanently Out of Use | 1500 | Steel | Federally Regulated | Unknown | Painted(e.g., asphaltic) | Empty, Regular Unleaded | 1966 |  |  |  | Steel
7631 | JERRY SPADY PONITAC CADILLAC | 212 W 2ND ST | HASTINGS | 68901 | ADAMS | JERRY SPADY PONTIAC CADILLAC | 212 W 2ND ST | HASTINGS | NE | 68901 | 1 | Permanently Out of Use | 5000 | Steel | Federally Regulated | None | Galvanic/Sacrificial Current Cathodic Protection, Impressed Current Cathodic Protection, Painted(e.g., asphaltic) | Regular Unleaded | 1978 |  |  |  | Steel
7631 | JERRY SPADY PONITAC CADILLAC | 212 W 2ND ST | HASTINGS | 68901 | ADAMS | JERRY SPADY PONTIAC CADILLAC | 212 W 2ND ST | HASTINGS | NE | 68901 | 2 | Permanently Out of Use | 2500 | Steel | Federally Regulated | None | Galvanic/Sacrificial Current Cathodic Protection, Impressed Current Cathodic Protection, Painted(e.g., asphaltic) | Empty | 1978 |  |  |  | Steel
7631 | JERRY SPADY PONITAC CADILLAC | 212 W 2ND ST | HASTINGS | 68901 | ADAMS | JERRY SPADY PONTIAC CADILLAC | 212 W 2ND ST | HASTINGS | NE | 68901 | 3 | Permanently Out of Use | 500 | Steel | Federally Regulated | None | Galvanic/Sacrificial Current Cathodic Protection, Impressed Current Cathodic Protection, Painted(e.g., asphaltic) | Used Oil | 1978 |  |  |  | Steel
7631 | JERRY SPADY PONITAC CADILLAC | 212 W 2ND ST | HASTINGS | 68901 | ADAMS | JERRY SPADY PONTIAC CADILLAC | 212 W 2ND ST | HASTINGS | NE | 68901 | 4 | Permanently Out of Use | 5000 | Steel | Federally Regulated | None | Galvanic/Sacrificial Current Cathodic Protection, Impressed Current Cathodic Protection, Painted(e.g., asphaltic) | Regular Unleaded | 1978 |  |  |  | Steel
3371 | KARNES AUTO REPAIR | 623 E 2ND ST | HASTINGS | 68901 | ADAMS | TODD KARNES | 623 E 2ND ST | HASTINGS | NE | 68901 | 1 | Currently in Use | 10000 | Steel | Federally Regulated | Unknown | Galvanic/Sacrificial Current Cathodic Protection, STIP3 Tank | Regular Unleaded | 1989 |  |  |  | Fiberglass Reinforced Plastic
3371 | KARNES AUTO REPAIR | 623 E 2ND ST | HASTINGS | 68901 | ADAMS | TODD KARNES | 623 E 2ND ST | HASTINGS | NE | 68901 | 2 | Currently in Use | 10000 | Steel | Federally Regulated | None | Galvanic/Sacrificial Current Cathodic Protection, STIP3 Tank | Regular Unleaded | 1989 |  |  |  | Fiberglass Reinforced Plastic
3371 | KARNES AUTO REPAIR | 623 E 2ND ST | HASTINGS | 68901 | ADAMS | TODD KARNES | 623 E 2ND ST | HASTINGS | NE | 68901 | 3 | Permanently Out of Use | 550 | Unknown | Federally Regulated | Unknown | Unknown | Used Oil | 1965 |  |  |  | Steel
8541 | MARY LANNING MEMORIAL HOSPITAL | 715 N ST JOSEPH | HASTINGS | 68901 | ADAMS | MARY LANNING MEMORIAL HOSPITAL | 715 N ST JOSEPH | HASTINGS | NE | 68901 | 2 | Currently in Use | 3000 | Fiberglass Reinforced Plastic | Federally Regulated | None | None | #2 Diesel | 1995 |  |  |  | Fiberglass Reinforced Plastic
7813 | MIDTOWNE MART | 1921 W 2ND ST | HASTINGS | 68901 | ADAMS | RYAN RUTT | 1001 W 1ST ST | HASTINGS | NE | 68901 | 1 | Currently in Use | 6000 | Steel | Federally Regulated | None | Galvanic/Sacrificial Current Cathodic Protection, Painted(e.g., asphaltic), STIP3 Tank | #2 Diesel | 1988
7813 | MIDTOWNE MART | 1921 W 2ND ST | HASTINGS | 68901 | ADAMS | RYAN RUTT | 1001 W 1ST ST | HASTINGS | NE | 68901 | 2 | Currently in Use | 6000 | Steel | Federally Regulated | None | Galvanic/Sacrificial Current Cathodic Protection, Painted(e.g., asphaltic), STIP3 Tank | Regular Unleaded | 1988
7813 | MIDTOWNE MART | 1921 W 2ND ST | HASTINGS | 68901 | ADAMS | RYAN RUTT | 1001 W 1ST ST | HASTINGS | NE | 68901 | 3 | Currently in Use | 12000 | Steel | Federally Regulated | None | Galvanic/Sacrificial Current Cathodic Protection, Painted(e.g., asphaltic), STIP3 Tank | E-10 | 1988
7813 | MIDTOWNE MART | 1921 W 2ND ST | HASTINGS | 68901 | ADAMS | RYAN RUTT | 1001 W 1ST ST | HASTINGS | NE | 68901 | 4 | Currently in Use | 12000 | Steel | Federally Regulated | None | Galvanic/Sacrificial Current Cathodic Protection, Painted(e.g., asphaltic), STIP3 Tank | E-10 | 1988
149 | POLLUTION CONTROL CENTER | 2120 E 26TH ST | HASTINGS | 68901 | ADAMS | HASTINGS UTILITIES DEPT | PO BOX 289 | HASTINGS | NE | 68901 | 3 | Currently in Use | 2500 | Composite | Federally Regulated | None | Fiberglass Reinforced Plastic Coated | #2 Diesel | 2005 |  |  | Double Walled | Fiberglass Reinforced Plastic
11477 | PREMIER STOP NORTH | 1414 N BURLINGTON AVE | HASTINGS | 68901 | ADAMS | COOPERATIVE PRODUCERS INC | PO BOX 1008 | HASTINGS | NE | 68902-1008 | 1 | Currently in Use | 12000 | Fiberglass Reinforced Plastic | Federally Regulated | None | None | Regular Unleaded | 1996 |  |  |  | Fiberglass Reinforced Plastic
11477 | PREMIER STOP NORTH | 1414 N BURLINGTON AVE | HASTINGS | 68901 | ADAMS | COOPERATIVE PRODUCERS INC | PO BOX 1008 | HASTINGS | NE | 68902-1008 | 2 | Currently in Use | 10000 | Fiberglass Reinforced Plastic | Federally Regulated | None | None | E-10 | 1996 |  |  |  | Fiberglass Reinforced Plastic
11477 | PREMIER STOP NORTH | 1414 N BURLINGTON AVE | HASTINGS | 68901 | ADAMS | COOPERATIVE PRODUCERS INC | PO BOX 1008 | HASTINGS | NE | 68902-1008 | 3 | Currently in Use | 6000 | Fiberglass Reinforced Plastic | Federally Regulated | None | None | Premium Unleaded | 1996 |  |  |  | Fiberglass Reinforced Plastic
11434 | PREMIER STOP SOUTH | 1410 W J ST | HASTINGS | 68901 | ADAMS | COOPERATIVE PRODUCERS INC | PO BOX 1008 | HASTINGS | NE | 68902-1008 | 1 | Currently in Use | 12000 | Fiberglass Reinforced Plastic | Federally Regulated | None | None | Regular Unleaded | 1995 |  |  |  | Fiberglass Reinforced Plastic
11434 | PREMIER STOP SOUTH | 1410 W J ST | HASTINGS | 68901 | ADAMS | COOPERATIVE PRODUCERS INC | PO BOX 1008 | HASTINGS | NE | 68902-1008 | 2 | Currently in Use | 12000 | Fiberglass Reinforced Plastic | Federally Regulated | None | None | E-10 | 1995 |  |  |  | Fiberglass Reinforced Plastic
11434 | PREMIER STOP SOUTH | 1410 W J ST | HASTINGS | 68901 | ADAMS | COOPERATIVE PRODUCERS INC | PO BOX 1008 | HASTINGS | NE | 68902-1008 | 3 | Currently in Use | 5000 | Fiberglass Reinforced Plastic | Federally Regulated | None | None | #2 Diesel | 1995 |  |  |  | Fiberglass Reinforced Plastic
11434 | PREMIER STOP SOUTH | 1410 W J ST | HASTINGS | 68901 | ADAMS | COOPERATIVE PRODUCERS INC | PO BOX 1008 | HASTINGS | NE | 68902-1008 | 4 | Currently in Use | 6000 | Fiberglass Reinforced Plastic | Federally Regulated | None | None | #2 Diesel | 1995 |  |  |  | Fiberglass Reinforced Plastic
3792 | PUMP & PANTRY #24 | 1630 E SOUTH ST | HASTINGS | 68901 | ADAMS | BOSSELMAN PUMP & PANTRY INC | PO BOX 4905 | GRAND ISLAND | NE | 68802-4905 | 9 | Currently in Use | 12000 | Fiberglass Reinforced Plastic | Federally Regulated | None | None | E-10 | 1991 |  |  |  | Fiberglass Reinforced Plastic
3792 | PUMP & PANTRY #24 | 1630 E SOUTH ST | HASTINGS | 68901 | ADAMS | BOSSELMAN PUMP & PANTRY INC | PO BOX 4905 | GRAND ISLAND | NE | 68802-4905 | 10 | Currently in Use | 6000 | Fiberglass Reinforced Plastic | Federally Regulated | None | None | Regular Unleaded | 1991 |  |  |  | Fiberglass Reinforced Plastic
3792 | PUMP & PANTRY #24 | 1630 E SOUTH ST | HASTINGS | 68901 | ADAMS | BOSSELMAN PUMP & PANTRY INC | PO BOX 4905 | GRAND ISLAND | NE | 68802-4905 | 11 | Currently in Use | 6000 | Fiberglass Reinforced Plastic | Federally Regulated | None | None | Regular Unleaded | 1991 |  |  |  | Fiberglass Reinforced Plastic
3792 | PUMP & PANTRY #24 | 1630 E SOUTH ST | HASTINGS | 68901 | ADAMS | BOSSELMAN PUMP & PANTRY INC | PO BOX 4905 | GRAND ISLAND | NE | 68802-4905 | 12 | Currently in Use | 12000 | Fiberglass Reinforced Plastic | Federally Regulated | None | None | #2 Diesel | 1991 |  |  |  | Fiberglass Reinforced Plastic
3792 | PUMP & PANTRY #24 | 1630 E SOUTH ST | HASTINGS | 68901 | ADAMS | BOSSELMAN PUMP & PANTRY INC | PO BOX 4905 | GRAND ISLAND | NE | 68802-4905 | 13 | Currently in Use | 6000 | Fiberglass Reinforced Plastic | Federally Regulated | None | None | Other->Soy Diesel | 1991 |  |  |  | Fiberglass Reinforced Plastic
4438 | THOMSEN OIL CO | 806 E SOUTH ST | HASTINGS | 68901 | ADAMS | THOMSEN OIL CO | 806 E SOUTH ST | HASTINGS | NE | 68901 | 1 | Currently in Use | 20000 | Steel | Federally Regulated | Unknown | Galvanic/Sacrificial Current Cathodic Protection, Painted(e.g., asphaltic) | #2 Diesel | 1990 |  |  |  | Fiberglass Reinforced Plastic
4438 | THOMSEN OIL CO | 806 E SOUTH ST | HASTINGS | 68901 | ADAMS | THOMSEN OIL CO | 806 E SOUTH ST | HASTINGS | NE | 68901 | 2 | Currently in Use | 20000 | Steel | Federally Regulated | Unknown | Galvanic/Sacrificial Current Cathodic Protection, Painted(e.g., asphaltic) | Regular Unleaded | 1990 |  |  |  | Fiberglass Reinforced Plastic
4438 | THOMSEN OIL CO | 806 E SOUTH ST | HASTINGS | 68901 | ADAMS | THOMSEN OIL CO | 806 E SOUTH ST | HASTINGS | NE | 68901 | 3 | Currently in Use | 10000 | Steel | Federally Regulated | Unknown | Galvanic/Sacrificial Current Cathodic Protection, Painted(e.g., asphaltic) | Regular Unleaded | 1990 |  |  |  | Fiberglass Reinforced Plastic
4438 | THOMSEN OIL CO | 806 E SOUTH ST | HASTINGS | 68901 | ADAMS | THOMSEN OIL CO | 806 E SOUTH ST | HASTINGS | NE | 68901 | 4 | Currently in Use | 10000 | Steel | Federally Regulated | Unknown | Galvanic/Sacrificial Current Cathodic Protection, Painted(e.g., asphaltic) | Regular Unleaded | 1990 |  |  |  | Fiberglass Reinforced Plastic
4438 | THOMSEN OIL CO | 806 E SOUTH ST | HASTINGS | 68901 | ADAMS | THOMSEN OIL CO | 806 E SOUTH ST | HASTINGS | NE | 68901 | 5 | Currently in Use | 10000 | Steel | Federally Regulated | Unknown | Galvanic/Sacrificial Current Cathodic Protection, Painted(e.g., asphaltic) | #2 Diesel | 1990 |  |  |  | Fiberglass Reinforced Plastic
4438 | THOMSEN OIL CO | 806 E SOUTH ST | HASTINGS | 68901 | ADAMS | THOMSEN OIL CO | 806 E SOUTH ST | HASTINGS | NE | 68901 | 6 | Currently in Use | 10000 | Steel | Federally Regulated | Unknown | Galvanic/Sacrificial Current Cathodic Protection, Painted(e.g., asphaltic) | Kerosene | 1990 |  |  |  | Fiberglass Reinforced Plastic
6515 | WERNER CONST CO | 2430 E 7TH ST | HASTINGS | 68901 | ADAMS | WERNER CONST CO | PO BOX 2003 | HASTINGS | NE | 68902-2003 | 10 | Currently in Use | 12000 | Fiberglass Reinforced Plastic | Federally Regulated | None | None | #2 Diesel | 1994 |  |  |  | Fiberglass Reinforced Plastic
6515 | WERNER CONST CO | 2430 E 7TH ST | HASTINGS | 68901 | ADAMS | WERNER CONST CO | PO BOX 2003 | HASTINGS | NE | 68902-2003 | 11 | Currently in Use | 12000 | Fiberglass Reinforced Plastic | Federally Regulated | None | None | Regular Unleaded | 1994 |  |  |  | Fiberglass Reinforced Plastic
4437 | WEST 2ND BEST STOP | 2304 W 2ND ST | HASTINGS | 68901 | ADAMS | THOMSEN OIL CO | 806 E SOUTH ST | HASTINGS | NE | 68901 | 1 | Currently in Use | 8000 | Steel | Federally Regulated | None | Galvanic/Sacrificial Current Cathodic Protection, STIP3 Tank | Regular Unleaded | 1987 |  |  |  | Fiberglass Reinforced Plastic
4437 | WEST 2ND BEST STOP | 2304 W 2ND ST | HASTINGS | 68901 | ADAMS | THOMSEN OIL CO | 806 E SOUTH ST | HASTINGS | NE | 68901 | 2 | Currently in Use | 8000 | Steel | Federally Regulated | None | Galvanic/Sacrificial Current Cathodic Protection, STIP3 Tank | Regular Unleaded | 1987 |  |  |  | Fiberglass Reinforced Plastic
4437 | WEST 2ND BEST STOP | 2304 W 2ND ST | HASTINGS | 68901 | ADAMS | THOMSEN OIL CO | 806 E SOUTH ST | HASTINGS | NE | 68901 | 3 | Currently in Use | 10000 | Steel | Federally Regulated | None | Galvanic/Sacrificial Current Cathodic Protection, STIP3 Tank | Regular Unleaded | 1987 |  |  |  | Fiberglass Reinforced Plastic
4437 | WEST 2ND BEST STOP | 2304 W 2ND ST | HASTINGS | 68901 | ADAMS | THOMSEN OIL CO | 806 E SOUTH ST | HASTINGS | NE | 68901 | 4 | Currently in Use | 10000 | Steel | Federally Regulated | None | Galvanic/Sacrificial Current Cathodic Protection, STIP3 Tank | Regular Unleaded | 1987 |  |  |  | Fiberglass Reinforced Plastic
7585 | XPRESS MART | 2211 N KANSAS AVE | HASTINGS | 68901 | ADAMS | L C S INC D/B/A XPRESS MART | 2211 N KANSAS AVE | HASTINGS | NE | 68901 | 1 | Currently in Use | 10000 | Steel | Federally Regulated | None | Galvanic/Sacrificial Current Cathodic Protection, STIP3 Tank | Regular Unleaded | 1988 |  |  |  | Steel
7585 | XPRESS MART | 2211 N KANSAS AVE | HASTINGS | 68901 | ADAMS | L C S INC D/B/A XPRESS MART | 2211 N KANSAS AVE | HASTINGS | NE | 68901 | 2 | Currently in Use | 10000 | Steel | Federally Regulated | None | Galvanic/Sacrificial Current Cathodic Protection, STIP3 Tank | E-10 | 1988 |  |  |  | Steel
7119 | ZIEMBA ROOFING CO INC | 806 W 17TH ST | HASTINGS | 68901 | ADAMS | ZIEMBA ROOFING CO INC | PO BOX 2043 | HASTINGS | NE | 68902 | 3 | Currently in Use | 4000 | Fiberglass Reinforced Plastic | Federally Regulated | None | None | Regular Unleaded | 1998 |  |  |  | Fiberglass Reinforced Plastic
7033 | SACKERS | 105 S 1ST ST | HAY SPRINGS | 69347 | SHERIDAN | SACKERS LLC | 105 S FIRST ST | HAY SPRINGS | NE | 69347 | 1 | Currently in Use | 10000 | Steel | Federally Regulated | None | Impressed Current Cathodic Protection | #2 Diesel | 1979 |  |  |  | Steel
7033 | SACKERS | 105 S 1ST ST | HAY SPRINGS | 69347 | SHERIDAN | SACKERS LLC | 105 S FIRST ST | HAY SPRINGS | NE | 69347 | 2 | Currently in Use | 8000 | Steel | Federally Regulated | None | Impressed Current Cathodic Protection | E-10 | 1979 |  |  |  | Steel
7033 | SACKERS | 105 S 1ST ST | HAY SPRINGS | 69347 | SHERIDAN | SACKERS LLC | 105 S FIRST ST | HAY SPRINGS | NE | 69347 | 3 | Currently in Use | 7000 | Steel | Federally Regulated | None | Impressed Current Cathodic Protection | #2 Diesel | 1979 |  |  |  | Steel
2737 | WESTCO | 100 S 1ST ST | HAY SPRINGS | 69347 | SHERIDAN | WESTERN COOPERATIVE CO | PO BOX H | ALLIANCE | NE | 69301 | 8 | Currently in Use | 8000 | Fiberglass Reinforced Plastic | Federally Regulated | None | None | Regular Unleaded | 2007 |  |  |  | Fiberglass Reinforced Plastic
2737 | WESTCO | 100 S 1ST ST | HAY SPRINGS | 69347 | SHERIDAN | WESTERN COOPERATIVE CO | PO BOX H | ALLIANCE | NE | 69301 | 9 | Currently in Use | 8000 | Fiberglass Reinforced Plastic | Federally Regulated | None | None | E-85 | 2007 |  |  |  | Fiberglass Reinforced Plastic
2737 | WESTCO | 100 S 1ST ST | HAY SPRINGS | 69347 | SHERIDAN | WESTERN COOPERATIVE CO | PO BOX H | ALLIANCE | NE | 69301 | 10 | Currently in Use | 12000 | Fiberglass Reinforced Plastic | Federally Regulated | None | None | E-85 | 2007 |  |  |  | Fiberglass Reinforced Plastic
2737 | WESTCO | 100 S 1ST ST | HAY SPRINGS | 69347 | SHERIDAN | WESTERN COOPERATIVE CO | PO BOX H | ALLIANCE | NE | 69301 | 11 | Currently in Use | 12000 | Fiberglass Reinforced Plastic | Federally Regulated | None | None | #2 Diesel | 2007 |  |  |  | Fiberglass Reinforced Plastic
2737 | WESTCO | 100 S 1ST ST | HAY SPRINGS | 69347 | SHERIDAN | WESTERN COOPERATIVE CO | PO BOX H | ALLIANCE | NE | 69301 | 12 | Currently in Use | 4000 | Fiberglass Reinforced Plastic | Federally Regulated | None | None | #2 Diesel, Other->Dyed diesel | 2007 |  |  |  | Fiberglass Reinforced Plastic
7272 | GAS KEY | 73597 HWY 25 | HAYES CENTER | 69032 | HAYES | MALLECK OIL LLC | PO BOX 1015 | MCCOOK | NE | 69001 | 4 | Temporarily Out of Use | 4000 | Steel | Federally Regulated | None | Galvanic/Sacrificial Current Cathodic Protection | Regular Unleaded | 1996 | 5/1/2020 |  |  | Steel
7272 | GAS KEY | 73597 HWY 25 | HAYES CENTER | 69032 | HAYES | MALLECK OIL LLC | PO BOX 1015 | MCCOOK | NE | 69001 | 5 | Temporarily Out of Use | 4000 | Steel | Federally Regulated | None | Galvanic/Sacrificial Current Cathodic Protection, STIP3 Tank | #2 Diesel | 1996 | 8/1/2022 |  |  | Steel
7272 | GAS KEY | 73597 HWY 25 | HAYES CENTER | 69032 | HAYES | MALLECK OIL LLC | PO BOX 1015 | MCCOOK | NE | 69001 | 6 | Temporarily Out of Use | 2000 | Steel | Federally Regulated | None | Galvanic/Sacrificial Current Cathodic Protection, STIP3 Tank | #2 Diesel | 1996 | 9/1/2022 |  |  | Steel
4733 | HAYES CENTER PUBLIC SCHOOLS | 501 TROTH ST | HAYES CENTER | 69032 | HAYES | HAYES CENTER PUBLIC SCHOOL | PO BOX 8 | HAYES CENTER | NE | 69032 | 1 | Permanently Out of Use | 12000 | Steel | Heating Oil | Internal Lining(e.g., epoxy resins) | None | Heating Oil 1 | 1968 | 10/1/2021 |  |  | Plastic
4733 | HAYES CENTER PUBLIC SCHOOLS | 501 TROTH ST | HAYES CENTER | 69032 | HAYES | HAYES CENTER PUBLIC SCHOOL | PO BOX 8 | HAYES CENTER | NE | 69032 | 2 | Permanently Out of Use | 5000 | Steel | Heating Oil | Internal Lining(e.g., epoxy resins) | None | Heating Oil 1 | 1965 | 10/1/2021 |  |  | Plastic
6962 | HAYES COUNTY CO-OP | 306 TATE AVE | HAYES CENTER | 69032 | HAYES | HAYES COUNTY FARMERS N/S COOP | PO BOX 96 | HAYES CENTER | NE | 69032 | 1 | Currently in Use | 10000 | Steel | Federally Regulated | Internal Lining(e.g., epoxy resins) | None | #2 Diesel | 1975 |  |  |  | Fiberglass Reinforced Plastic
6962 | HAYES COUNTY CO-OP | 306 TATE AVE | HAYES CENTER | 69032 | HAYES | HAYES COUNTY FARMERS N/S COOP | PO BOX 96 | HAYES CENTER | NE | 69032 | 2 | Currently in Use | 10000 | Steel | Federally Regulated | Internal Lining(e.g., epoxy resins) | None | Regular Unleaded | 1975 |  |  |  | Fiberglass Reinforced Plastic
828 | NICK COX | 73709 HIGHWAY 25 | HAYES CENTER | 69032 | HAYES | NICHOLAS & ERICKA COX | 74298 HIGHWAY 25 | HAYES CENTER | NE | 69032 | 1 | Currently in Use | 971 | Fiberglass Reinforced Plastic | Federally Regulated | None | None | #2 Diesel | 1987 |  |  |  | Fiberglass Reinforced Plastic
6636 | US POSTAL SERVICE | LOT 21,22,23 BLK 3 ORG TOWN | HAYES CENTER | 69032 | HAYES | US POSTAL DEPT | UNKNOWN | UNKNOWN | NE | Unknown | 1 | Permanently Out of Use | 99999 | Steel | Federally Regulated | Unknown | Unknown |  | 1901 |  |  |  | Steel
6636 | US POSTAL SERVICE | LOT 21,22,23 BLK 3 ORG TOWN | HAYES CENTER | 69032 | HAYES | US POSTAL DEPT | UNKNOWN | UNKNOWN | NE | Unknown | 2 | Permanently Out of Use | 99999 | Steel | Federally Regulated | Unknown | Unknown | Mixed | 1901 |  |  |  | Steel
6636 | US POSTAL SERVICE | LOT 21,22,23 BLK 3 ORG TOWN | HAYES CENTER | 69032 | HAYES | US POSTAL DEPT | UNKNOWN | UNKNOWN | NE | Unknown | 3 | Permanently Out of Use | 99999 | Steel | Federally Regulated | Unknown | Unknown | Mixed | 1901 |  |  |  | Steel
6636 | US POSTAL SERVICE | LOT 21,22,23 BLK 3 ORG TOWN | HAYES CENTER | 69032 | HAYES | US POSTAL DEPT | UNKNOWN | UNKNOWN | NE | Unknown | 4 | Permanently Out of Use | 99999 | Unknown | Federally Regulated | Unknown | Unknown | Mixed | 1901 |  |  |  | Unknown
6636 | US POSTAL SERVICE | LOT 21,22,23 BLK 3 ORG TOWN | HAYES CENTER | 69032 | HAYES | US POSTAL DEPT | UNKNOWN | UNKNOWN | NE | Unknown | 5 | Permanently Out of Use | 99999 | Unknown | Federally Regulated | Unknown | Unknown | Mixed | 1901 |  |  |  | Unknown
7321 | JOHN LEITHOFF | GENERAL DELIVERY | HAZARD | 68869 | SHERMAN | JOHN LEITHOFF | GEN DEL | RAVENNA | NE | 68869 | 1 | Permanently Out of Use | 99999 | Unknown | Federally Regulated | Unknown | Unknown | Regular Unleaded | 1937 |  |  |  | Unknown
12049 | 81 EXPRESS | 1375 DOVE RD | HEBRON | 68730 | THAYER | C & M SUPPLY INC | PO BOX 8 | RUSKIN | NE | 68974-0008 | 1 | Currently in Use | 10000 | Fiberglass Reinforced Plastic | Federally Regulated | None | None | #1 Diesel | 2000 |  |  |  | plastic composite - double wall
12049 | 81 EXPRESS | 1375 DOVE RD | HEBRON | 68730 | THAYER | C & M SUPPLY INC | PO BOX 8 | RUSKIN | NE | 68974-0008 | 2 | Currently in Use | 10000 | Fiberglass Reinforced Plastic | Federally Regulated | None | None | Regular Unleaded | 2000 |  |  |  | Plastic, plastic composite - double wall
12049 | 81 EXPRESS | 1375 DOVE RD | HEBRON | 68730 | THAYER | C & M SUPPLY INC | PO BOX 8 | RUSKIN | NE | 68974-0008 | 3 | Currently in Use | 6000 | Fiberglass Reinforced Plastic | Federally Regulated | None | None | Regular Unleaded | 2000 |  |  |  | Plastic, plastic composite - double wall
12049 | 81 EXPRESS | 1375 DOVE RD | HEBRON | 68730 | THAYER | C & M SUPPLY INC | PO BOX 8 | RUSKIN | NE | 68974-0008 | 4 | Currently in Use | 6000 | Fiberglass Reinforced Plastic | Federally Regulated | None | None | Regular Unleaded | 2000 |  |  |  | Plastic, plastic composite - double wall
8030 | CASEYS GENERAL STORE #1576 | 105 S 13TH ST | HEBRON | 68370 | THAYER | CASEYS RETAIL CO | PO BOX 3001 | ANKENY | IA | 50021-8045 | 1 | Currently in Use | 6000 | Fiberglass Reinforced Plastic | Federally Regulated | None | None | #2 Diesel | 1988 |  |  |  | DOUBLE WALLED, Fiberglass Reinforced Plastic
8030 | CASEYS GENERAL STORE #1576 | 105 S 13TH ST | HEBRON | 68370 | THAYER | CASEYS RETAIL CO | PO BOX 3001 | ANKENY | IA | 50021-8045 | 2 | Currently in Use | 6000 | Fiberglass Reinforced Plastic | Federally Regulated | None | None | Regular Unleaded | 1988 |  |  |  | DOUBLE WALLED, Fiberglass Reinforced Plastic
8030 | CASEYS GENERAL STORE #1576 | 105 S 13TH ST | HEBRON | 68370 | THAYER | CASEYS RETAIL CO | PO BOX 3001 | ANKENY | IA | 50021-8045 | 3 | Currently in Use | 12000 | Fiberglass Reinforced Plastic | Federally Regulated | None | None | E-10 | 1988 |  |  |  | DOUBLE WALLED, Fiberglass Reinforced Plastic
3705 | DANSID LLC | 510 LINCOLN AVE | HEBRON | 68370 | THAYER | DANSID LLC | PO BOX 81067 | LINCOLN | NE | 68501 | 4 | Permanently Out of Use | 6000 | Steel | Federally Regulated | None | STIP3 Tank | Regular Unleaded | 1988 | 7/1/1998
3705 | DANSID LLC | 510 LINCOLN AVE | HEBRON | 68370 | THAYER | DANSID LLC | PO BOX 81067 | LINCOLN | NE | 68501 | 5 | Permanently Out of Use | 6000 | Steel | Federally Regulated | None | STIP3 Tank | Regular Unleaded | 1988 | 7/1/1998
3018 | SPEEDEE MART #2903 | 243 S 13TH ST | HEBRON | 68370 | THAYER | DANCO II CB LLC | PO BOX 10 | VALENTINE | NE | 69201-0010 | 1 | Currently in Use | 12000 | Steel | Federally Regulated | None | Impressed Current Cathodic Protection, Painted(e.g., asphaltic) | Regular Unleaded | 1979
3018 | SPEEDEE MART #2903 | 243 S 13TH ST | HEBRON | 68370 | THAYER | DANCO II CB LLC | PO BOX 10 | VALENTINE | NE | 69201-0010 | 2 | Currently in Use | 8000 | Steel | Federally Regulated | None | Impressed Current Cathodic Protection, STIP3 Tank | Regular Unleaded | 1987
3018 | SPEEDEE MART #2903 | 243 S 13TH ST | HEBRON | 68370 | THAYER | DANCO II CB LLC | PO BOX 10 | VALENTINE | NE | 69201-0010 | 3 | Currently in Use | 8000 | Steel | Federally Regulated | None | Impressed Current Cathodic Protection, STIP3 Tank | Regular Unleaded | 1987
3018 | SPEEDEE MART #2903 | 243 S 13TH ST | HEBRON | 68370 | THAYER | DANCO II CB LLC | PO BOX 10 | VALENTINE | NE | 69201-0010 | 4 | Currently in Use | 8000 | Steel | Federally Regulated | None | Impressed Current Cathodic Protection, STIP3 Tank | #2 Diesel | 1987
3018 | SPEEDEE MART #2903 | 243 S 13TH ST | HEBRON | 68370 | THAYER | DANCO II CB LLC | PO BOX 10 | VALENTINE | NE | 69201-0010 | 5 | Currently in Use | 8000 | Steel | Federally Regulated | None | Impressed Current Cathodic Protection, STIP3 Tank | #2 Diesel | 1987
3293 | ARLEE PHILLIPS | 7600 DODGE RD | HEMINGFORD | 69348 | BOX BUTTE | ARLEE PHILLIPS | 7600 DODGE RD | HEMINGFORD | NE | 69348 | 1 | Permanently Out of Use | 2000 | Steel | Federally Regulated | None | Painted(e.g., asphaltic) | #2 Diesel | 1983 |  |  |  | Steel
3293 | ARLEE PHILLIPS | 7600 DODGE RD | HEMINGFORD | 69348 | BOX BUTTE | ARLEE PHILLIPS | 7600 DODGE RD | HEMINGFORD | NE | 69348 | 2 | Permanently Out of Use | 2000 | Steel | Federally Regulated | None | Painted(e.g., asphaltic) | Regular Unleaded | 1983 |  |  |  | Steel
3293 | ARLEE PHILLIPS | 7600 DODGE RD | HEMINGFORD | 69348 | BOX BUTTE | ARLEE PHILLIPS | 7600 DODGE RD | HEMINGFORD | NE | 69348 | 3 | Permanently Out of Use | 2000 | Steel | Federally Regulated | None | Painted(e.g., asphaltic) | #2 Diesel | 1983 |  |  |  | Steel
6592 | BOBCAT PITSTOP | 816 NIOBRARA | HEMINGFORD | 69348 | BOX BUTTE | PHILLIPS F & T INC | 7600 DODGE RD | HEMINGFORD | NE | 69348 | 3 | Permanently Out of Use | 10000 | Steel | Federally Regulated | None | Galvanic/Sacrificial Current Cathodic Protection, STIP3 Tank | Regular Unleaded | 1999 | 2/1/2015 |  | 360 Excavation Liner | Plastic
5255 | CONOCO BULK PLANT | NE OF JCT HWY 2 & 87 | HEMINGFORD | 69348 | BOX BUTTE | DEAVER GRAIN CO INC | PO BOX 764 | ALLIANCE | NE | 69301 | 1 | Permanently Out of Use | 1000 | Steel | Federally Regulated | Unknown | Painted(e.g., asphaltic) | Regular Unleaded | 1961 |  |  |  | Steel
2139 | L KEITH SCHUMACHER | HC 60 BOX 100B | HEMINGFORD | 69348 | BOX BUTTE | L KEITH SCHUMACHER | HC 60 BOX 100B | HEMINGFORD | NE | 69348 | 1 | Permanently Out of Use | 6000 | Steel | Federally Regulated | None | Painted(e.g., asphaltic) | #2 Diesel | 1981 |  |  |  | Steel
785 | NEBRASKA DEPT OF ROADS | E HWY 87 | HEMINGFORD | 69348 | BOX BUTTE | NEBRASKA DEPT OF ROADS | 5001 S 14TH ST | LINCOLN | NE | 68512 | 1 | Permanently Out of Use | 1000 | Steel | Federally Regulated |  |  |  | 1957 | 1/1/1978
11611 | WESTCO HEMINGFORD C STORE | 705 WYOMING AVE | HEMINGFORD | 69348 | BOX BUTTE | WESTERN COOPERATIVE CO | PO BOX H | ALLIANCE | NE | 69301 | 1 | Currently in Use | 10000 | Steel | Federally Regulated | None | Impressed Current Cathodic Protection, STIP3 Tank | E-10 | 1997 |  |  |  | Fiberglass Reinforced Plastic
11611 | WESTCO HEMINGFORD C STORE | 705 WYOMING AVE | HEMINGFORD | 69348 | BOX BUTTE | WESTERN COOPERATIVE CO | PO BOX H | ALLIANCE | NE | 69301 | 2 | Currently in Use | 8000 | Steel | Federally Regulated | None | Impressed Current Cathodic Protection, STIP3 Tank | #2 Diesel | 1997 |  |  |  | Fiberglass Reinforced Plastic
11611 | WESTCO HEMINGFORD C STORE | 705 WYOMING AVE | HEMINGFORD | 69348 | BOX BUTTE | WESTERN COOPERATIVE CO | PO BOX H | ALLIANCE | NE | 69301 | 3 | Currently in Use | 8000 | Steel | Federally Regulated | None | Impressed Current Cathodic Protection, STIP3 Tank | #2 Diesel | 1997 |  |  |  | Fiberglass Reinforced Plastic
11611 | WESTCO HEMINGFORD C STORE | 705 WYOMING AVE | HEMINGFORD | 69348 | BOX BUTTE | WESTERN COOPERATIVE CO | PO BOX H | ALLIANCE | NE | 69301 | 4 | Currently in Use | 6000 | Steel | Federally Regulated | None | Impressed Current Cathodic Protection, STIP3 Tank | E-10 | 1997 |  |  |  | Fiberglass Reinforced Plastic
1344 | HENDERSON COMMUNITY COOP | 1101 OAK ST | HENDERSON | 68371 | YORK | HENDERSON COMMUNITY COOP | PO BOX 546 | HENDERSON | NE | 68371 | 1 | Permanently Out of Use | 500 | Steel | Federally Regulated | Unknown | Unknown | Regular Unleaded | 1946
6848 | HENDERSON FUEL STOP INC #791 | 908 ROAD B | HENDERSON | 68371 | YORK | ADVANCE REALTY INVESTMENT LLC | 908 ROAD B | HENDERSON | NE | 68371 | 1 | Currently in Use | 8000 | Steel | Federally Regulated | Internal Lining(e.g., epoxy resins) | Painted(e.g., asphaltic) | #2 Diesel | 1978 |  |  |  | Plastic
6848 | HENDERSON FUEL STOP INC #791 | 908 ROAD B | HENDERSON | 68371 | YORK | ADVANCE REALTY INVESTMENT LLC | 908 ROAD B | HENDERSON | NE | 68371 | 2 | Currently in Use | 6000 | Steel | Federally Regulated | Internal Lining(e.g., epoxy resins) | Painted(e.g., asphaltic) | #2 Diesel | 1978 |  |  |  | Plastic
6848 | HENDERSON FUEL STOP INC #791 | 908 ROAD B | HENDERSON | 68371 | YORK | ADVANCE REALTY INVESTMENT LLC | 908 ROAD B | HENDERSON | NE | 68371 | 3 | Currently in Use | 6000 | Steel | Federally Regulated | Internal Lining(e.g., epoxy resins) | Painted(e.g., asphaltic) | Regular Unleaded | 1978 |  |  |  | Plastic
6848 | HENDERSON FUEL STOP INC #791 | 908 ROAD B | HENDERSON | 68371 | YORK | ADVANCE REALTY INVESTMENT LLC | 908 ROAD B | HENDERSON | NE | 68371 | 4 | Currently in Use | 10000 | Steel | Federally Regulated | Internal Lining(e.g., epoxy resins) | Painted(e.g., asphaltic) | E-10 | 1978 |  |  |  | Plastic
6848 | HENDERSON FUEL STOP INC #791 | 908 ROAD B | HENDERSON | 68371 | YORK | ADVANCE REALTY INVESTMENT LLC | 908 ROAD B | HENDERSON | NE | 68371 | 5 | Currently in Use | 12000 | Fiberglass Reinforced Plastic | Federally Regulated | None | None | #2 Diesel | 1994 |  |  | Double Walled | Plastic
2008 | HENDERSON STATION | 1101 14TH ST | HENDERSON | 68371 | YORK | CENTRAL VALLEY AG COOP | PO BOX 429 | YORK | NE | 68467 | 1 | Currently in Use | 8000 | Fiberglass Reinforced Plastic | Federally Regulated | None | None | E-10 | 1993 |  |  | Double Walled | Plastic
2008 | HENDERSON STATION | 1101 14TH ST | HENDERSON | 68371 | YORK | CENTRAL VALLEY AG COOP | PO BOX 429 | YORK | NE | 68467 | 2 | Currently in Use | 8000 | Fiberglass Reinforced Plastic | Federally Regulated | None | None | #2 Diesel | 1993 |  |  | Double Walled | Double walled, Plastic
2008 | HENDERSON STATION | 1101 14TH ST | HENDERSON | 68371 | YORK | CENTRAL VALLEY AG COOP | PO BOX 429 | YORK | NE | 68467 | 3 | Currently in Use | 3000 | Fiberglass Reinforced Plastic | Federally Regulated | None | None | #2 Diesel | 1993 |  |  | Double Walled | Double walled, Plastic
5976 | ORRS CONOCO STATION | 321 HWY 26 E | HENRY | 69349 | SCOTTS BLUFF | ROBERT & PAULINE ORR | 1765 N NICHOLS | HENRY | NE | 69349 | 1 | Permanently Out of Use | 3000 | Steel | Federally Regulated | Unknown | Painted(e.g., asphaltic), Unknown | Empty | 1955 | 2/1/1995 |  |  | Unknown
5976 | ORRS CONOCO STATION | 321 HWY 26 E | HENRY | 69349 | SCOTTS BLUFF | ROBERT & PAULINE ORR | 1765 N NICHOLS | HENRY | NE | 69349 | 2 | Permanently Out of Use | 2000 | Steel | Federally Regulated | Unknown | Painted(e.g., asphaltic), Unknown | Empty | 1955 | 3/1/1997 |  |  | Unknown
5976 | ORRS CONOCO STATION | 321 HWY 26 E | HENRY | 69349 | SCOTTS BLUFF | ROBERT & PAULINE ORR | 1765 N NICHOLS | HENRY | NE | 69349 | 3 | Permanently Out of Use | 1000 | Steel | Federally Regulated | Unknown | None | Empty | 1955 | 3/1/1997 |  |  | Unknown
7588 | FAST STOP 1151 INC | 812 N SPUR 56C | HERSHEY | 69143 | LINCOLN | FAST STOP | PO BOX 150545 | OGDEN | UT | 84415 | 1 | Currently in Use | 10000 | Steel | Federally Regulated | Internal Lining(e.g., epoxy resins) | Painted(e.g., asphaltic) | Regular Unleaded | 1972 |  |  |  | Fiberglass Reinforced Plastic
7588 | FAST STOP 1151 INC | 812 N SPUR 56C | HERSHEY | 69143 | LINCOLN | FAST STOP | PO BOX 150545 | OGDEN | UT | 84415 | 2 | Currently in Use | 12000 | Steel | Federally Regulated | Internal Lining(e.g., epoxy resins) | Painted(e.g., asphaltic) | #2 Diesel | 1972 |  |  |  | Fiberglass Reinforced Plastic, Plastic
7588 | FAST STOP 1151 INC | 812 N SPUR 56C | HERSHEY | 69143 | LINCOLN | FAST STOP | PO BOX 150545 | OGDEN | UT | 84415 | 3 | Currently in Use | 12000 | Steel | Federally Regulated | Internal Lining(e.g., epoxy resins) | Painted(e.g., asphaltic) | #2 Diesel | 1972 |  |  |  | Fiberglass Reinforced Plastic, Plastic
7588 | FAST STOP 1151 INC | 812 N SPUR 56C | HERSHEY | 69143 | LINCOLN | FAST STOP | PO BOX 150545 | OGDEN | UT | 84415 | 4 | Currently in Use | 6000 | Steel | Federally Regulated | Internal Lining(e.g., epoxy resins) | Painted(e.g., asphaltic) | Premium Unleaded | 1972 |  |  |  | Fiberglass Reinforced Plastic, Plastic
7393 | PATRIOT MOTOR FUELS LLC | 817 N SPUR 56C | HERSHEY | 69143 | LINCOLN | KIRBY & DERBY LINSE | 6102 W WAGON TRAIL RD | NORTH PLATTE | NE | 69101 | 1 | Permanently Out of Use | 4000 | Steel | Federally Regulated | None | Galvanic/Sacrificial Current Cathodic Protection, STIP3 | E-10 | 1992 | 12/1/2006 |  |  | Fiberglass Reinforced Plastic
7393 | PATRIOT MOTOR FUELS LLC | 817 N SPUR 56C | HERSHEY | 69143 | LINCOLN | KIRBY & DERBY LINSE | 6102 W WAGON TRAIL RD | NORTH PLATTE | NE | 69101 | 2 | Permanently Out of Use | 4000 | Steel | Federally Regulated | None | Galvanic/Sacrificial Current Cathodic Protection, STIP3 | E-10 | 1992 | 12/1/2006 |  |  | Fiberglass Reinforced Plastic
7393 | PATRIOT MOTOR FUELS LLC | 817 N SPUR 56C | HERSHEY | 69143 | LINCOLN | KIRBY & DERBY LINSE | 6102 W WAGON TRAIL RD | NORTH PLATTE | NE | 69101 | 3 | Permanently Out of Use | 4000 | Steel | Federally Regulated | None | Galvanic/Sacrificial Current Cathodic Protection, STIP3 | E-85 | 1992 | 12/1/2006 |  |  | Fiberglass Reinforced Plastic
12683 | U STOP #17 | 18940 S 68TH ST | HICKMAN | 68372 | LANCASTER | WHITEHEAD OIL CO | PO BOX 30211 | LINCOLN | NE | 68503-0211 | 1 | Currently in Use | 8000 | Fiberglass Reinforced Plastic | Federally Regulated |  |  | Premium Unleaded | 2016 |  |  | Double Walled | Plastic
12683 | U STOP #17 | 18940 S 68TH ST | HICKMAN | 68372 | LANCASTER | WHITEHEAD OIL CO | PO BOX 30211 | LINCOLN | NE | 68503-0211 | 2 | Currently in Use | 15000 | Fiberglass Reinforced Plastic | Federally Regulated |  |  | Regular Unleaded | 2016 |  |  | Double Walled | Plastic
12683 | U STOP #17 | 18940 S 68TH ST | HICKMAN | 68372 | LANCASTER | WHITEHEAD OIL CO | PO BOX 30211 | LINCOLN | NE | 68503-0211 | 3 | Currently in Use | 15000 | Fiberglass Reinforced Plastic | Federally Regulated |  |  | E-10 | 2016 |  |  | Double Walled | Plastic
12683 | U STOP #17 | 18940 S 68TH ST | HICKMAN | 68372 | LANCASTER | WHITEHEAD OIL CO | PO BOX 30211 | LINCOLN | NE | 68503-0211 | 4 | Currently in Use | 15000 | Fiberglass Reinforced Plastic | Federally Regulated |  |  | #2 Diesel | 2016 |  |  | Double Walled | Plastic
12683 | U STOP #17 | 18940 S 68TH ST | HICKMAN | 68372 | LANCASTER | WHITEHEAD OIL CO | PO BOX 30211 | LINCOLN | NE | 68503-0211 | 6 | Currently in Use | 6000 | Fiberglass Reinforced Plastic | Federally Regulated |  |  | #2 Diesel, Other->DYED DIESEL | 2016 |  |  | Double Walled | Plastic
1604 | HILDRETH SERVICE | 200 COMMERCIAL AVE | HILDRETH | 68947 | FRANKLIN | HILDRETH SERVICE | 200 COMMERCIAL AVE | HILDRETH | NE | 68947 | 1 | Permanently Out of Use | 1100 | Steel | Federally Regulated |  |  |  | 1901
1604 | HILDRETH SERVICE | 200 COMMERCIAL AVE | HILDRETH | 68947 | FRANKLIN | HILDRETH SERVICE | 200 COMMERCIAL AVE | HILDRETH | NE | 68947 | 2 | Permanently Out of Use | 560 | Steel | Federally Regulated |  |  |  | 1901
1604 | HILDRETH SERVICE | 200 COMMERCIAL AVE | HILDRETH | 68947 | FRANKLIN | HILDRETH SERVICE | 200 COMMERCIAL AVE | HILDRETH | NE | 68947 | 3 | Permanently Out of Use | 560 | Steel | Federally Regulated |  |  |  | 1901
1604 | HILDRETH SERVICE | 200 COMMERCIAL AVE | HILDRETH | 68947 | FRANKLIN | HILDRETH SERVICE | 200 COMMERCIAL AVE | HILDRETH | NE | 68947 | 4 | Permanently Out of Use | 560 | Steel | Federally Regulated |  |  |  | 1901
3165 | HOLBROOK STATION | 419 CENTER AVE | HOLBROOK | 68948 | FURNAS | HOLBROOK STATION LLC | 71727 RD 420 | HOLBROOK | NE | 68948 | 6 | Currently in Use | 2000 | Steel | Federally Regulated | None | Galvanic/Sacrificial Current Cathodic Protection, Painted(e.g., asphaltic), STIP3 Tank | E-10 | 1994 |  |  |  | Fiberglass Reinforced Plastic
3165 | HOLBROOK STATION | 419 CENTER AVE | HOLBROOK | 68948 | FURNAS | HOLBROOK STATION LLC | 71727 RD 420 | HOLBROOK | NE | 68948 | 7 | Currently in Use | 3000 | Steel | Federally Regulated | None | Galvanic/Sacrificial Current Cathodic Protection, Painted(e.g., asphaltic), STIP3 Tank | Regular Unleaded | 1994 |  |  |  | Fiberglass Reinforced Plastic
3165 | HOLBROOK STATION | 419 CENTER AVE | HOLBROOK | 68948 | FURNAS | HOLBROOK STATION LLC | 71727 RD 420 | HOLBROOK | NE | 68948 | 8 | Currently in Use | 3000 | Steel | Federally Regulated | None | Galvanic/Sacrificial Current Cathodic Protection, Painted(e.g., asphaltic), STIP3 Tank | #2 Diesel | 1994 |  |  |  | Fiberglass Reinforced Plastic
3165 | HOLBROOK STATION | 419 CENTER AVE | HOLBROOK | 68948 | FURNAS | HOLBROOK STATION LLC | 71727 RD 420 | HOLBROOK | NE | 68948 | 9 | Currently in Use | 2000 | Steel | Federally Regulated | None | Galvanic/Sacrificial Current Cathodic Protection, Painted(e.g., asphaltic), STIP3 Tank | #2 Diesel | 1994 |  |  |  | Fiberglass Reinforced Plastic
8422 | CASEYS GENERAL STORE #1606 | 1206 N BURLINGTON | HOLDREGE | 68949 | PHELPS | CASEYS RETAIL CO | PO BOX 3001 | ANKENY | IA | 50021-8045 | 1 | Currently in Use | 10000 | Fiberglass Reinforced Plastic | Federally Regulated | None | None | Regular Unleaded | 1991 |  |  |  | Double walled, Fiberglass Reinforced Plastic
8422 | CASEYS GENERAL STORE #1606 | 1206 N BURLINGTON | HOLDREGE | 68949 | PHELPS | CASEYS RETAIL CO | PO BOX 3001 | ANKENY | IA | 50021-8045 | 2 | Currently in Use | 10000 | Fiberglass Reinforced Plastic | Federally Regulated | None | None | E-10 | 1991 |  |  |  | Double walled, Fiberglass Reinforced Plastic
8422 | CASEYS GENERAL STORE #1606 | 1206 N BURLINGTON | HOLDREGE | 68949 | PHELPS | CASEYS RETAIL CO | PO BOX 3001 | ANKENY | IA | 50021-8045 | 3 | Currently in Use | 10000 | Fiberglass Reinforced Plastic | Federally Regulated | None | None | #2 Diesel | 1991 |  |  |  | Double walled, Fiberglass Reinforced Plastic
11120 | CASEYS GENERAL STORE #1800 | 420 W 4TH AVE | HOLDREGE | 68949-1303 | PHELPS | CASEYS RETAIL CO | PO BOX 3001 | ANKENY | IA | 50021-8045 | 1 | Currently in Use | 10000 | Fiberglass Reinforced Plastic | Federally Regulated | None | None | Regular Unleaded | 1995 |  |  |  | Fiberglass Reinforced Plastic
11120 | CASEYS GENERAL STORE #1800 | 420 W 4TH AVE | HOLDREGE | 68949-1303 | PHELPS | CASEYS RETAIL CO | PO BOX 3001 | ANKENY | IA | 50021-8045 | 2 | Currently in Use | 10000 | Fiberglass Reinforced Plastic | Federally Regulated | None | None | E-10 | 1995 |  |  |  | Fiberglass Reinforced Plastic
6323 | CHS AGRI SERVICE CENTER NORTH | 1119 E 4TH AVE | HOLDREGE | 68949 | PHELPS | CHS INC | 310 LOGAN | HOLDREGE | NE | 68949 | 6 | Currently in Use | 6000 | Fiberglass Reinforced Plastic | Federally Regulated | None | None | Regular Unleaded | 1998 |  |  |  | Fiberglass Reinforced Plastic
6323 | CHS AGRI SERVICE CENTER NORTH | 1119 E 4TH AVE | HOLDREGE | 68949 | PHELPS | CHS INC | 310 LOGAN | HOLDREGE | NE | 68949 | 7 | Currently in Use | 10000 | Fiberglass Reinforced Plastic | Federally Regulated | None | None | Regular Unleaded | 1998 |  |  |  | Fiberglass Reinforced Plastic
6323 | CHS AGRI SERVICE CENTER NORTH | 1119 E 4TH AVE | HOLDREGE | 68949 | PHELPS | CHS INC | 310 LOGAN | HOLDREGE | NE | 68949 | 8 | Currently in Use | 10000 | Fiberglass Reinforced Plastic | Federally Regulated | None | None | E-10 | 1998 |  |  |  | Fiberglass Reinforced Plastic
6323 | CHS AGRI SERVICE CENTER NORTH | 1119 E 4TH AVE | HOLDREGE | 68949 | PHELPS | CHS INC | 310 LOGAN | HOLDREGE | NE | 68949 | 9 | Currently in Use | 12000 | Fiberglass Reinforced Plastic | Federally Regulated | None | None | E-85 | 1998 |  |  |  | Fiberglass Reinforced Plastic
4636 | FARE INC | RR 3 BOX 160 | HOLDREGE | 68949 | PHELPS | FARE INC | RR 3 BOX 160 | HOLDREGE | NE | 68949 | 1 | Permanently Out of Use | 2000 | Steel | Federally Regulated | None | Painted(e.g., asphaltic) | #2 Diesel | 1978 |  |  |  | Steel
4598 | GLENN POPPERT | RR 3 | HOLDREGE | 68949 | PHELPS | POPPERT, GLENN | RR 3 BOX 111 | HOLDREGE | NE | 68949 | 1 | Permanently Out of Use | 2000 | Steel | Federally Regulated | Unknown | Painted(e.g., asphaltic) | #2 Diesel | 1980 |  |  |  | Steel
3583 | HOLDREGE AIRPORT AUTHORITY | 1320 BREWSTER RD | HOLDREGE | 68949 | PHELPS | HOLDREGE AIRPORT AUTHORITY | 1320 BREWSTER RD PO BOX 436 | HOLDREGE | NE | 68949 | 3 | Currently in Use | 8000 | Fiberglass Reinforced Plastic | Federally Regulated | None | None | Other->Aviation Fuel | 1993 |  |  |  | Fiberglass Reinforced Plastic
399 | KEITHs CONOCO | 401 4TH ST | HOLDREGE | 68949 | PHELPS | KEITH HEINZ | 72964 J STREET | HOLDREGE | NE | 68949 | 1 | Permanently Out of Use | 3000 | Steel | Federally Regulated | None | Painted(e.g., asphaltic) | Regular Unleaded | 1961 | 1/1/1990 |  |  | Steel
399 | KEITHs CONOCO | 401 4TH ST | HOLDREGE | 68949 | PHELPS | KEITH HEINZ | 72964 J STREET | HOLDREGE | NE | 68949 | 2 | Permanently Out of Use | 4000 | Steel | Federally Regulated | None | Painted(e.g., asphaltic) | Regular Unleaded | 1961 | 1/1/1990 |  |  | Steel
399 | KEITHs CONOCO | 401 4TH ST | HOLDREGE | 68949 | PHELPS | KEITH HEINZ | 72964 J STREET | HOLDREGE | NE | 68949 | 3 | Permanently Out of Use | 1500 | Steel | Federally Regulated | None | Painted(e.g., asphaltic) | #2 Diesel | 1961 | 1/1/1990 |  |  | Steel
399 | KEITHs CONOCO | 401 4TH ST | HOLDREGE | 68949 | PHELPS | KEITH HEINZ | 72964 J STREET | HOLDREGE | NE | 68949 | 4 | Permanently Out of Use | 2000 | Steel | Federally Regulated | None | Painted(e.g., asphaltic) | Empty | 1961 | 1/1/1990 |  |  | Steel
399 | KEITHs CONOCO | 401 4TH ST | HOLDREGE | 68949 | PHELPS | KEITH HEINZ | 72964 J STREET | HOLDREGE | NE | 68949 | 5 | Permanently Out of Use | 9999 | Unknown | Federally Regulated | Unknown | Unknown | Empty | 1901 | 1/1/1988
545 | KLNE TV CHANNEL 3 | 72821 J RD | HOLDREGE | 68949 | PHELPS | NEBRASKA ETV COMMISSION | 1800 N 33RD ST | LINCOLN | NE | 68503 | 3 | Currently in Use | 600 | Fiberglass Reinforced Plastic | Federally Regulated | None | None | #2 Diesel | 2001 |  |  | Double Walled | Fiberglass Reinforced Plastic, Steel
8790 | PHELPS MEMORIAL HEALTH CTR | 1215 TIBBALS ST | HOLDREGE | 68949 | PHELPS | PHELPS MEMORIAL HEALTH CTR | 1215 TIBBALS ST | HOLDREGE | NE | 68949 | 2 | Currently in Use | 10000 | Fiberglass Reinforced Plastic | Federally Regulated | None | None | #2 Diesel | 2011 |  |  |  | Plastic
11610 | PUMP & PANTRY #23 | 916 4TH AVE | HOLDREGE | 68949 | PHELPS | BOSSELMAN PUMP & PANTRY INC | PO BOX 4905 | GRAND ISLAND | NE | 68802-4905 | 1 | Currently in Use | 6000 | Fiberglass Reinforced Plastic | Federally Regulated | None | None | Regular Unleaded | 1997 |  |  |  | Fiberglass Reinforced Plastic
11610 | PUMP & PANTRY #23 | 916 4TH AVE | HOLDREGE | 68949 | PHELPS | BOSSELMAN PUMP & PANTRY INC | PO BOX 4905 | GRAND ISLAND | NE | 68802-4905 | 2 | Currently in Use | 10000 | Fiberglass Reinforced Plastic | Federally Regulated | None | None | E-10 | 1997 |  |  |  | Fiberglass Reinforced Plastic
11610 | PUMP & PANTRY #23 | 916 4TH AVE | HOLDREGE | 68949 | PHELPS | BOSSELMAN PUMP & PANTRY INC | PO BOX 4905 | GRAND ISLAND | NE | 68802-4905 | 3 | Currently in Use | 4000 | Fiberglass Reinforced Plastic | Federally Regulated | None | None | #1 Diesel | 1997 |  |  |  | Double Walled, Fiberglass Reinforced Plastic, Plastic
11610 | PUMP & PANTRY #23 | 916 4TH AVE | HOLDREGE | 68949 | PHELPS | BOSSELMAN PUMP & PANTRY INC | PO BOX 4905 | GRAND ISLAND | NE | 68802-4905 | 4 | Currently in Use | 6000 | Fiberglass Reinforced Plastic | Federally Regulated | None | None | #2 Diesel | 1997 |  |  |  | Double walled, Fiberglass Reinforced Plastic, Plastic
11610 | PUMP & PANTRY #23 | 916 4TH AVE | HOLDREGE | 68949 | PHELPS | BOSSELMAN PUMP & PANTRY INC | PO BOX 4905 | GRAND ISLAND | NE | 68802-4905 | 5 | Currently in Use | 6000 | Fiberglass Reinforced Plastic | Federally Regulated |  |  | Premium Unleaded | 2023 |  |  | Double Walled | Plastic
11610 | PUMP & PANTRY #23 | 916 4TH AVE | HOLDREGE | 68949 | PHELPS | BOSSELMAN PUMP & PANTRY INC | PO BOX 4905 | GRAND ISLAND | NE | 68802-4905 | 6 | Currently in Use | 6000 | Fiberglass Reinforced Plastic | Federally Regulated |  |  | E-98 | 2023 |  |  | Double Walled | Plastic
3487 | ROBINSON MOTOR CO | 512 4TH AVE | HOLDREGE | 68949 | PHELPS | JEAN ROBINSON (MRS) | 1013 MORTON ST | HOLDREGE | NE | 68949 | 1 | Permanently Out of Use | 300 | Steel | Federally Regulated | Unknown | Painted(e.g., asphaltic) | Empty, Used Oil | 1961
1112 | SPADY BUICK PONTIAC GMC TRUCK INC | 524 4TH AVE | HOLDREGE | 68949 | PHELPS | TODD SPADY | 512 4TH AVE | HOLDREGE | NE | 68949 | 5 | Permanently Out of Use | 8000 | Steel | Federally Regulated | None | Galvanic/Sacrificial Current Cathodic Protection, Painted(e.g., asphaltic), STIP3 Tank | Regular Unleaded | 1991 | 10/1/2011 |  |  | Fiberglass Reinforced Plastic
1112 | SPADY BUICK PONTIAC GMC TRUCK INC | 524 4TH AVE | HOLDREGE | 68949 | PHELPS | TODD SPADY | 512 4TH AVE | HOLDREGE | NE | 68949 | 6 | Permanently Out of Use | 8000 | Steel | Federally Regulated | None | Galvanic/Sacrificial Current Cathodic Protection, Painted(e.g., asphaltic), STIP3 Tank | Regular Unleaded | 1991 | 10/1/2011 |  |  | Fiberglass Reinforced Plastic
11554 | WAYNE & DORIS POWER | 320 NOBES | HOLDREGE | 68949 | PHELPS | POWER MART INC | 320 NOBES ST | HOLDREGE | NE | 68949 | 1 | Permanently Out of Use | 12000 | Steel | Federally Regulated | Unknown | Painted(e.g., asphaltic) | Empty | 1969 | 11/1/1989 |  |  | Steel
11554 | WAYNE & DORIS POWER | 320 NOBES | HOLDREGE | 68949 | PHELPS | POWER MART INC | 320 NOBES ST | HOLDREGE | NE | 68949 | 2 | Permanently Out of Use | 6000 | Steel | Federally Regulated | None | Painted(e.g., asphaltic) | Empty | 1969 | 11/1/1989 |  |  | Steel
11554 | WAYNE & DORIS POWER | 320 NOBES | HOLDREGE | 68949 | PHELPS | POWER MART INC | 320 NOBES ST | HOLDREGE | NE | 68949 | 3 | Permanently Out of Use | 2000 | Steel | Federally Regulated | None | Painted(e.g., asphaltic) | Empty | 1973 | 11/1/1989 |  |  | Steel
11097 | MID-NEBRASKA LUBRICANTS | MAIN ST | HOLSTEIN | 68950 | ADAMS | COOPERATIVE PRODUCERS INC | PO BOX 1008 | HASTINGS | NE | 68902-1008 | 1 | Currently in Use | 8000 | Steel | Federally Regulated | None | Galvanic/Sacrificial Current Cathodic Protection, Painted(e.g., asphaltic), STIP3 Tank | E-10 | 1993 |  |  |  | Fiberglass Reinforced Plastic
11097 | MID-NEBRASKA LUBRICANTS | MAIN ST | HOLSTEIN | 68950 | ADAMS | COOPERATIVE PRODUCERS INC | PO BOX 1008 | HASTINGS | NE | 68902-1008 | 2 | Currently in Use | 8000 | Steel | Federally Regulated | None | Galvanic/Sacrificial Current Cathodic Protection, Painted(e.g., asphaltic), STIP3 Tank | #2 Diesel | 1993 |  |  |  | Fiberglass Reinforced Plastic
8012 | J & Js PRONTO | 108 N HWY 77 | HOMER | 68030 | DAKOTA | J WOODARD INC | PO BOX 307 | HOMER | NE | 68030 | 1 | Currently in Use | 8000 | Fiberglass Reinforced Plastic | Federally Regulated | None | None | Regular Unleaded | 1989
8012 | J & Js PRONTO | 108 N HWY 77 | HOMER | 68030 | DAKOTA | J WOODARD INC | PO BOX 307 | HOMER | NE | 68030 | 2 | Currently in Use | 8000 | Fiberglass Reinforced Plastic | Federally Regulated | None | None | E-10 | 1989
8012 | J & Js PRONTO | 108 N HWY 77 | HOMER | 68030 | DAKOTA | J WOODARD INC | PO BOX 307 | HOMER | NE | 68030 | 3 | Currently in Use | 8000 | Fiberglass Reinforced Plastic | Federally Regulated | None | None | #2 Diesel | 1989
2288 | CENTRAL VALLEY AG COOP | 103 W FULTON | HOOPER | 68031 | DODGE | CENTRAL VALLEY AG COOP | PO BOX 429 | YORK | NE | 68467 | 1 | Currently in Use | 6000 | Steel | Federally Regulated | Internal Lining(e.g., epoxy resins) | Impressed Current Cathodic Protection | Regular Unleaded | 1973 |  |  |  | Fiberglass Reinforced Plastic
2288 | CENTRAL VALLEY AG COOP | 103 W FULTON | HOOPER | 68031 | DODGE | CENTRAL VALLEY AG COOP | PO BOX 429 | YORK | NE | 68467 | 2 | Currently in Use | 6000 | Steel | Federally Regulated | Internal Lining(e.g., epoxy resins) | Impressed Current Cathodic Protection | #2 Diesel | 1973 |  |  |  | Fiberglass Reinforced Plastic
2288 | CENTRAL VALLEY AG COOP | 103 W FULTON | HOOPER | 68031 | DODGE | CENTRAL VALLEY AG COOP | PO BOX 429 | YORK | NE | 68467 | 3 | Currently in Use | 6000 | Steel | Federally Regulated | Internal Lining(e.g., epoxy resins) | Impressed Current Cathodic Protection | #2 Diesel | 1973 |  |  |  | Fiberglass Reinforced Plastic
2288 | CENTRAL VALLEY AG COOP | 103 W FULTON | HOOPER | 68031 | DODGE | CENTRAL VALLEY AG COOP | PO BOX 429 | YORK | NE | 68467 | 4 | Currently in Use | 6000 | Steel | Federally Regulated | Internal Lining(e.g., epoxy resins) | Impressed Current Cathodic Protection | Regular Unleaded | 1973 |  |  |  | Fiberglass Reinforced Plastic
11756 | G & C STORAGE | 220 N MAIN ST | HOOPER | 68031 | DODGE | G & C STORAGE | 220 NORTH MAIN ST | HOOPER | NE | 68031 | 1 | Permanently Out of Use | 99999 | Unknown | Federally Regulated | Unknown | Unknown | Empty | 1940 | 1/1/1940 |  |  | Unknown
11756 | G & C STORAGE | 220 N MAIN ST | HOOPER | 68031 | DODGE | G & C STORAGE | 220 NORTH MAIN ST | HOOPER | NE | 68031 | 2 | Permanently Out of Use | 99999 | Unknown | Federally Regulated | Unknown | Unknown | Empty | 1940 | 1/1/1940 |  |  | Unknown
12010 | THE STATION | 301 E HOWARD | HOOPER | 68031 | DODGE | NEIL ARMANI DINAH INC | 301 E HOWARD ST | HOOPER | NE | 68031 | 4 | Currently in Use | 10000 | Fiberglass Reinforced Plastic | Federally Regulated |  |  | Regular Unleaded | 2003 |  |  |  | Fiberglass Reinforced Plastic
12010 | THE STATION | 301 E HOWARD | HOOPER | 68031 | DODGE | NEIL ARMANI DINAH INC | 301 E HOWARD ST | HOOPER | NE | 68031 | 5 | Currently in Use | 6000 | Fiberglass Reinforced Plastic | Federally Regulated |  |  | Premium Unleaded | 2003 |  |  |  | Fiberglass Reinforced Plastic
12010 | THE STATION | 301 E HOWARD | HOOPER | 68031 | DODGE | NEIL ARMANI DINAH INC | 301 E HOWARD ST | HOOPER | NE | 68031 | 6 | Currently in Use | 4000 | Fiberglass Reinforced Plastic | Federally Regulated |  |  | #2 Diesel | 2003 |  |  |  | Fiberglass Reinforced Plastic
3250 | CENTRAL VALLEY AG COOP | HWY 66 | HORDVILLE | 68846 | HAMILTON | CENTRAL VALLEY AG COOP | PO BOX 429 | YORK | NE | 68467 | 1 | Currently in Use | 6000 | Steel | Federally Regulated | None | Galvanic/Sacrificial Current Cathodic Protection, Painted(e.g., asphaltic) | Regular Unleaded | 1985 |  |  |  | Fiberglass Reinforced Plastic
3250 | CENTRAL VALLEY AG COOP | HWY 66 | HORDVILLE | 68846 | HAMILTON | CENTRAL VALLEY AG COOP | PO BOX 429 | YORK | NE | 68467 | 2 | Currently in Use | 6000 | Steel | Federally Regulated | None | Galvanic/Sacrificial Current Cathodic Protection, Painted(e.g., asphaltic) | Regular Unleaded | 1985 |  |  |  | Fiberglass Reinforced Plastic
5978 | WALTER FLEER JR | 85329 559TH AVE | HOSKINS | 68740 | WAYNE | WALTER FLEER JR | 55932 853RD RD | HOSKINS | NE | 68740 | 6 | Currently in Use | 2000 | Composite | Federally Regulated | None | Fiberglass Reinforced Plastic Coated | Regular Unleaded | 1998 |  |  |  | Fiberglass Reinforced Plastic
5978 | WALTER FLEER JR | 85329 559TH AVE | HOSKINS | 68740 | WAYNE | WALTER FLEER JR | 55932 853RD RD | HOSKINS | NE | 68740 | 7 | Currently in Use | 2000 | Composite | Federally Regulated | None | Fiberglass Reinforced Plastic Coated | Regular Unleaded | 1998 |  |  |  | Fiberglass Reinforced Plastic
5978 | WALTER FLEER JR | 85329 559TH AVE | HOSKINS | 68740 | WAYNE | WALTER FLEER JR | 55932 853RD RD | HOSKINS | NE | 68740 | 8 | Currently in Use | 6000 | Composite | Federally Regulated | None | Fiberglass Reinforced Plastic Coated | #2 Diesel | 1998 |  |  |  | Fiberglass Reinforced Plastic
1383 | CBK INC | RR 1 BOX 277 | HOWELLS | 68641 | COLFAX | CBK INC | RR 1 BOX 277 | HOWELLS | NE | 68641 | 1 | Permanently Out of Use | 1000 | Steel | Federally Regulated | Unknown | Painted(e.g., asphaltic) | Regular Unleaded | 1978 | 12/1/1986 |  |  | Steel
2200 | HANEL OIL INC | 140 N 3RD ST | HOWELLS | 68641 | COLFAX | HANEL OIL INC | PO BOX 399 | HOWELLS | NE | 68641 | 1 | Currently in Use | 1000 | Steel | Federally Regulated | None | Galvanic/Sacrificial Current Cathodic Protection, STIP3 Tank | #2 Diesel | 1988
2200 | HANEL OIL INC | 140 N 3RD ST | HOWELLS | 68641 | COLFAX | HANEL OIL INC | PO BOX 399 | HOWELLS | NE | 68641 | 2 | Currently in Use | 2000 | Steel | Federally Regulated | None | Galvanic/Sacrificial Current Cathodic Protection, STIP3 Tank | Regular Unleaded | 1988
2200 | HANEL OIL INC | 140 N 3RD ST | HOWELLS | 68641 | COLFAX | HANEL OIL INC | PO BOX 399 | HOWELLS | NE | 68641 | 3 | Currently in Use | 2000 | Steel | Federally Regulated | None | Galvanic/Sacrificial Current Cathodic Protection, STIP3 Tank | Regular Unleaded | 1988
2199 | MAIN EXPRESS LLC | 232 N 3RD ST | HOWELLS | 68641 | COLFAX | RUSS & KATHY PICKHINKE | 422 S 4TH ST | HOWELLS | NE | 68641 | 2 | Currently in Use | 3000 | Steel | Federally Regulated | Internal Lining(e.g., epoxy resins) | Galvanic/Sacrificial Current Cathodic Protection | #2 Diesel | 1986 |  |  |  | Fiberglass Reinforced Plastic
2199 | MAIN EXPRESS LLC | 232 N 3RD ST | HOWELLS | 68641 | COLFAX | RUSS & KATHY PICKHINKE | 422 S 4TH ST | HOWELLS | NE | 68641 | 5 | Currently in Use | 4000 | Steel | Federally Regulated | None | Galvanic/Sacrificial Current Cathodic Protection, STIP3 Tank | Regular Unleaded | 1993 |  |  |  | Fiberglass Reinforced Plastic
2199 | MAIN EXPRESS LLC | 232 N 3RD ST | HOWELLS | 68641 | COLFAX | RUSS & KATHY PICKHINKE | 422 S 4TH ST | HOWELLS | NE | 68641 | 6 | Currently in Use | 4000 | Steel | Federally Regulated | None | Galvanic/Sacrificial Current Cathodic Protection, STIP3 Tank | Regular Unleaded | 1993 |  |  |  | Fiberglass Reinforced Plastic
4635 | ADAMS SERVICE | ASH & NEBRASKA | HUBBARD | 68741 | DAKOTA | ADAMS SERVICE | ASH & NEBRASKA | HUBBARD | NE | 68741 | 1 | Permanently Out of Use | 2000 | Steel | Federally Regulated | None | Painted(e.g., asphaltic) | Empty, Regular Unleaded | 1975 |  |  |  | Steel
4635 | ADAMS SERVICE | ASH & NEBRASKA | HUBBARD | 68741 | DAKOTA | ADAMS SERVICE | ASH & NEBRASKA | HUBBARD | NE | 68741 | 2 | Permanently Out of Use | 2000 | Steel | Federally Regulated | None | Painted(e.g., asphaltic) | Empty, Regular Unleaded | 1975 |  |  |  | Steel
12031 | K&K HUBBARD MINI-MART LLC | 319 MAIN ST | HUBBARD | 68741 | DAKOTA | K&K HUBBARD MINI-MART LLC | 1553 164TH ST | JACKSON | NE | 68743 | 1 | Currently in Use | 6000 | Fiberglass Reinforced Plastic | Federally Regulated | None | None | Regular Unleaded | 1994 |  |  |  | Fiberglass Reinforced Plastic
12031 | K&K HUBBARD MINI-MART LLC | 319 MAIN ST | HUBBARD | 68741 | DAKOTA | K&K HUBBARD MINI-MART LLC | 1553 164TH ST | JACKSON | NE | 68743 | 2 | Currently in Use | 5000 | Fiberglass Reinforced Plastic | Federally Regulated | None | None | E-10 | 1994 |  |  |  | Fiberglass Reinforced Plastic
12031 | K&K HUBBARD MINI-MART LLC | 319 MAIN ST | HUBBARD | 68741 | DAKOTA | K&K HUBBARD MINI-MART LLC | 1553 164TH ST | JACKSON | NE | 68743 | 3 | Currently in Use | 3000 | Fiberglass Reinforced Plastic | Federally Regulated | None | None | #2 Diesel | 1994 |  |  |  | Fiberglass Reinforced Plastic
3610 | DANIEL WIEDEL | RR 1 BOX 46 | HUBBELL | 68375 | THAYER | WIEDEL, DANIEL | RR 1 BOX 46 | HUBBELL | NE | 68375 | 1 | Permanently Out of Use | 9988 | Steel | Federally Regulated | None | Painted(e.g., asphaltic) | #2 Diesel | 1979 |  |  |  | Steel
6951 | JIMs SERVICE | PO BOX 23 | HUBBELL | 68375 | THAYER | JIMS SERVICE | PO BOX 23 | HUBBELL | NE | 68375 | 1 | Permanently Out of Use | 2000 | Steel | Federally Regulated | Unknown | Painted(e.g., asphaltic) | Empty | 1971 | 1/1/1989 |  |  | Steel
6951 | JIMs SERVICE | PO BOX 23 | HUBBELL | 68375 | THAYER | JIMS SERVICE | PO BOX 23 | HUBBELL | NE | 68375 | 2 | Permanently Out of Use | 500 | Steel | Federally Regulated | Unknown | Painted(e.g., asphaltic) | Regular Unleaded | 1971 | 1/1/1989 |  |  | Steel
6951 | JIMs SERVICE | PO BOX 23 | HUBBELL | 68375 | THAYER | JIMS SERVICE | PO BOX 23 | HUBBELL | NE | 68375 | 3 | Permanently Out of Use | 500 | Steel | Federally Regulated | Unknown | Painted(e.g., asphaltic) | Regular Unleaded | 1971 | 1/1/1989 |  |  | Steel
6951 | JIMs SERVICE | PO BOX 23 | HUBBELL | 68375 | THAYER | JIMS SERVICE | PO BOX 23 | HUBBELL | NE | 68375 | 4 | Permanently Out of Use | 1000 | Steel | Federally Regulated | Unknown | Painted(e.g., asphaltic) | Used Oil | 1971 | 1/1/1989 |  |  | Steel
6951 | JIMs SERVICE | PO BOX 23 | HUBBELL | 68375 | THAYER | JIMS SERVICE | PO BOX 23 | HUBBELL | NE | 68375 | 5 | Permanently Out of Use | 1000 | Steel | Federally Regulated | Unknown | Painted(e.g., asphaltic) | Mixed | 1901 | 1/1/1989 |  |  | Steel
12478 | SAPP BROS PETROLEUM | 1142 GRAND AVE | HUMBOLDT | 68376 | RICHARDSON | SAPP BROS PETROLEUM INC | PO BOX 29631 | LINCOLN | NE | 68529 | 1 | Currently in Use | 6000 | Fiberglass Reinforced Plastic | Federally Regulated | None | None | #2 Diesel | 2010 |  |  | Double Walled | Plastic
12478 | SAPP BROS PETROLEUM | 1142 GRAND AVE | HUMBOLDT | 68376 | RICHARDSON | SAPP BROS PETROLEUM INC | PO BOX 29631 | LINCOLN | NE | 68529 | 2 | Currently in Use | 6000 | Fiberglass Reinforced Plastic | Federally Regulated | None | None | E-10 | 2010 |  |  | Double Walled | Plastic
12478 | SAPP BROS PETROLEUM | 1142 GRAND AVE | HUMBOLDT | 68376 | RICHARDSON | SAPP BROS PETROLEUM INC | PO BOX 29631 | LINCOLN | NE | 68529 | 3 | Currently in Use | 6000 | Fiberglass Reinforced Plastic | Federally Regulated | None | None | Regular Unleaded | 2010 |  |  | Double Walled | Plastic
2690 | THE STATION SERVICE CENTER | 404 NEMAHA ST | HUMBOLDT | 68376 | RICHARDSON | THE STATION SERVICE CTR LLC | PO BOX 248 | HUMBOLDT | NE | 68376 | 1 | Currently in Use | 6000 | Steel | Federally Regulated | Internal Lining(e.g., epoxy resins) | Impressed Current Cathodic Protection | #2 Diesel | 1976 |  |  |  | Fiberglass Reinforced Plastic
2690 | THE STATION SERVICE CENTER | 404 NEMAHA ST | HUMBOLDT | 68376 | RICHARDSON | THE STATION SERVICE CTR LLC | PO BOX 248 | HUMBOLDT | NE | 68376 | 2 | Currently in Use | 6000 | Steel | Federally Regulated | Internal Lining(e.g., epoxy resins) | Impressed Current Cathodic Protection | Regular Unleaded | 1976 |  |  |  | Fiberglass Reinforced Plastic
7852 | TITAN DINER | 833 N NEMAHA | HUMBOLDT | 68376 | RICHARDSON | TITAN DINER LLC | 833 N NEMAHA ST | HUMBOLDT | NE | 68376 | 1 | Permanently Out of Use | 6000 | Steel | Federally Regulated | Internal Lining(e.g., epoxy resins) | Impressed Current Cathodic Protection, Painted(e.g., asphaltic) | Regular Unleaded | 1980 | 12/1/2014 |  |  | Steel
7852 | TITAN DINER | 833 N NEMAHA | HUMBOLDT | 68376 | RICHARDSON | TITAN DINER LLC | 833 N NEMAHA ST | HUMBOLDT | NE | 68376 | 2 | Permanently Out of Use | 6000 | Steel | Federally Regulated | Internal Lining(e.g., epoxy resins) | Impressed Current Cathodic Protection, Painted(e.g., asphaltic) | #2 Diesel | 1980 | 7/1/2011 |  |  | Steel
5444 | CENTRAL VALLEY AG COOP | 203 OAK ST | HUMPHREY | 68642 | PLATTE | CENTRAL VALLEY AG COOP | PO BOX 429 | YORK | NE | 68467 | 4 | Currently in Use | 4000 | Fiberglass Reinforced Plastic | Federally Regulated | None | None | Regular Unleaded | 1997 |  |  |  | Fiberglass Reinforced Plastic
5444 | CENTRAL VALLEY AG COOP | 203 OAK ST | HUMPHREY | 68642 | PLATTE | CENTRAL VALLEY AG COOP | PO BOX 429 | YORK | NE | 68467 | 5 | Currently in Use | 4000 | Fiberglass Reinforced Plastic | Federally Regulated | None | None | Regular Unleaded | 1997 |  |  |  | Fiberglass Reinforced Plastic
5444 | CENTRAL VALLEY AG COOP | 203 OAK ST | HUMPHREY | 68642 | PLATTE | CENTRAL VALLEY AG COOP | PO BOX 429 | YORK | NE | 68467 | 6 | Currently in Use | 4000 | Fiberglass Reinforced Plastic | Federally Regulated | None | None | #2 Diesel | 1997 |  |  |  | Fiberglass Reinforced Plastic
1954 | CITY OF HUMPHREY | 608 PINE ST | HUMPHREY | 68642 | PLATTE | CITY OF HUMPHREY | PO BOX 486 | HUMPHREY | NE | 68642 | 1 | Permanently Out of Use | 500 | Steel | Federally Regulated | None | Painted(e.g., asphaltic) | Regular Unleaded | 1976 | 12/1/1992 |  |  | Steel
7388 | K & L CORNER LLC | 100 N THIRD | HUMPHREY | 68642 | PLATTE | KRISTOFER HEINEN LLC | PO BOX 63 | HUMPHREY | NE | 68642 | 1 | Currently in Use | 6000 | Steel | Federally Regulated | None | Galvanic/Sacrificial Current Cathodic Protection, STIP3 Tank | E-10 | 1988 |  |  |  | Fiberglass Reinforced Plastic
7388 | K & L CORNER LLC | 100 N THIRD | HUMPHREY | 68642 | PLATTE | KRISTOFER HEINEN LLC | PO BOX 63 | HUMPHREY | NE | 68642 | 2 | Currently in Use | 4000 | Steel | Federally Regulated | None | Galvanic/Sacrificial Current Cathodic Protection, STIP3 Tank | Regular Unleaded | 1988 |  |  |  | Fiberglass Reinforced Plastic
7388 | K & L CORNER LLC | 100 N THIRD | HUMPHREY | 68642 | PLATTE | KRISTOFER HEINEN LLC | PO BOX 63 | HUMPHREY | NE | 68642 | 3 | Currently in Use | 4000 | Steel | Federally Regulated | None | Galvanic/Sacrificial Current Cathodic Protection, STIP3 Tank | E-85 | 1988 |  |  |  | Fiberglass Reinforced Plastic
8231 | KLUB 81 II INC | 26557 HIGHWAY 91 | HUMPHREY | 68642 | PLATTE | KRISTOFER HEINEN S CORP | PO BOX 487 | HUMPHREY | NE | 68642 | 1 | Currently in Use | 10000 | Steel | Federally Regulated | None | Impressed Current Cathodic Protection | #1 Diesel | 1981 |  |  |  | Fiberglass Reinforced Plastic
8231 | KLUB 81 II INC | 26557 HIGHWAY 91 | HUMPHREY | 68642 | PLATTE | KRISTOFER HEINEN S CORP | PO BOX 487 | HUMPHREY | NE | 68642 | 2 | Currently in Use | 10000 | Steel | Federally Regulated | None | Impressed Current Cathodic Protection | Regular Unleaded | 1981 |  |  |  | Fiberglass Reinforced Plastic
8231 | KLUB 81 II INC | 26557 HIGHWAY 91 | HUMPHREY | 68642 | PLATTE | KRISTOFER HEINEN S CORP | PO BOX 487 | HUMPHREY | NE | 68642 | 3 | Currently in Use | 10000 | Steel | Federally Regulated | None | Impressed Current Cathodic Protection | E-10 | 1981 |  |  |  | Fiberglass Reinforced Plastic
8231 | KLUB 81 II INC | 26557 HIGHWAY 91 | HUMPHREY | 68642 | PLATTE | KRISTOFER HEINEN S CORP | PO BOX 487 | HUMPHREY | NE | 68642 | 4 | Currently in Use | 6000 | Steel | Federally Regulated | None | Impressed Current Cathodic Protection, STIP3 Tank | Premium Unleaded | 1991 |  |  |  | Fiberglass Reinforced Plastic
8231 | KLUB 81 II INC | 26557 HIGHWAY 91 | HUMPHREY | 68642 | PLATTE | KRISTOFER HEINEN S CORP | PO BOX 487 | HUMPHREY | NE | 68642 | 5 | Currently in Use | 6000 | Steel | Federally Regulated | None | Impressed Current Cathodic Protection, STIP3 Tank | #2 Diesel | 1991 |  |  |  | Fiberglass Reinforced Plastic
3999 | HUNTLEY SERVICE | 1514 DIVISION AVE | HUNTLEY | 68971 | HARLAN | HUNTIN & SERVIN INC dba HUNTLEY SERVICE | 1514 DIVISION AVE | HUNTLEY | NE | 68971 | 4 | Permanently Out of Use | 1000 | Unknown | Federally Regulated | Unknown | Unknown |  | 1900 |  |  |  | Unknown
3999 | HUNTLEY SERVICE | 1514 DIVISION AVE | HUNTLEY | 68971 | HARLAN | HUNTIN & SERVIN INC dba HUNTLEY SERVICE | 1514 DIVISION AVE | HUNTLEY | NE | 68971 | 5 | Currently in Use | 1000 | Steel | Federally Regulated | None | Galvanic/Sacrificial Current Cathodic Protection, STIP3 Tank | #2 Diesel, Other->Dyed | 1999 |  |  |  | Fiberglass Reinforced Plastic
3999 | HUNTLEY SERVICE | 1514 DIVISION AVE | HUNTLEY | 68971 | HARLAN | HUNTIN & SERVIN INC dba HUNTLEY SERVICE | 1514 DIVISION AVE | HUNTLEY | NE | 68971 | 6 | Currently in Use | 1000 | Steel | Federally Regulated | None | Galvanic/Sacrificial Current Cathodic Protection, STIP3 Tank | Regular Unleaded | 1999 |  |  |  | Fiberglass Reinforced Plastic
11096 | VIC OLSON | HWY 2 | HYANNIS | 69350 | GRANT | OLSON, VIC | PO BOX 281 | HYANNIS | NE | 69350 | 1 | Permanently Out of Use | 1000 | Steel | Federally Regulated | Unknown | Unknown | Empty | 1950 | 1/1/1984 |  |  | Unknown
11096 | VIC OLSON | HWY 2 | HYANNIS | 69350 | GRANT | OLSON, VIC | PO BOX 281 | HYANNIS | NE | 69350 | 2 | Permanently Out of Use | 1000 | Steel | Federally Regulated | Unknown | Unknown | Empty | 1950 | 1/1/1984 |  |  | Unknown
11096 | VIC OLSON | HWY 2 | HYANNIS | 69350 | GRANT | OLSON, VIC | PO BOX 281 | HYANNIS | NE | 69350 | 3 | Permanently Out of Use | 1000 | Steel | Federally Regulated | Unknown | Unknown | Empty | 1950 | 1/1/1984 |  |  | Unknown
7038 | FVC T-JUNCTION | 810 E HIGHWAY 6 | IMPERIAL | 69033 | CHASE | FRENCHMAN VALLEY COOP | PO BOX 578 | IMPERIAL | NE | 69033 | 4 | Currently in Use | 2200 | Steel | Federally Regulated | None | Galvanic/Sacrificial Current Cathodic Protection, STIP3 Tank | #2 Diesel | 1998 |  |  |  | Plastic
7038 | FVC T-JUNCTION | 810 E HIGHWAY 6 | IMPERIAL | 69033 | CHASE | FRENCHMAN VALLEY COOP | PO BOX 578 | IMPERIAL | NE | 69033 | 5 | Currently in Use | 9800 | Steel | Federally Regulated | None | Galvanic/Sacrificial Current Cathodic Protection, STIP3 Tank | #2 Diesel | 1998 |  |  |  | Plastic
7038 | FVC T-JUNCTION | 810 E HIGHWAY 6 | IMPERIAL | 69033 | CHASE | FRENCHMAN VALLEY COOP | PO BOX 578 | IMPERIAL | NE | 69033 | 6 | Currently in Use | 10000 | Steel | Federally Regulated | None | Galvanic/Sacrificial Current Cathodic Protection, STIP3 Tank | E-10 | 1998 |  |  |  | Plastic
7038 | FVC T-JUNCTION | 810 E HIGHWAY 6 | IMPERIAL | 69033 | CHASE | FRENCHMAN VALLEY COOP | PO BOX 578 | IMPERIAL | NE | 69033 | 7 | Currently in Use | 6000 | Steel | Federally Regulated | None | Galvanic/Sacrificial Current Cathodic Protection, STIP3 Tank | Regular Unleaded | 1998 |  |  |  | Plastic
11769 | FVC-AGRONOMY CENTER | 101 S DOUGLAS | IMPERIAL | 69033 | CHASE | FRENCHMAN VALLEY COOP | PO BOX 578 | IMPERIAL | NE | 69033 | 1 | Currently in Use | 8000 | Fiberglass Reinforced Plastic | Federally Regulated | None | None | #2 Diesel | 1999 |  |  |  | Fiberglass Reinforced Plastic
11769 | FVC-AGRONOMY CENTER | 101 S DOUGLAS | IMPERIAL | 69033 | CHASE | FRENCHMAN VALLEY COOP | PO BOX 578 | IMPERIAL | NE | 69033 | 2 | Currently in Use | 4000 | Fiberglass Reinforced Plastic | Federally Regulated | None | None | #2 Diesel, Other->DYED DIESEL | 1999 |  |  |  | Fiberglass Reinforced Plastic
1184 | FVC-IMPERIAL STATION | 103 W 3RD ST | IMPERIAL | 69033 | CHASE | FRENCHMAN VALLEY COOP | PO BOX 578 | IMPERIAL | NE | 69033 | 1 | Currently in Use | 10000 | Steel | Federally Regulated | None | Impressed Current Cathodic Protection | Regular Unleaded | 1984 |  |  |  | Fiberglass Reinforced Plastic
1184 | FVC-IMPERIAL STATION | 103 W 3RD ST | IMPERIAL | 69033 | CHASE | FRENCHMAN VALLEY COOP | PO BOX 578 | IMPERIAL | NE | 69033 | 2 | Currently in Use | 10000 | Steel | Federally Regulated | None | Impressed Current Cathodic Protection | E-10 | 1984 |  |  |  | Fiberglass Reinforced Plastic
1184 | FVC-IMPERIAL STATION | 103 W 3RD ST | IMPERIAL | 69033 | CHASE | FRENCHMAN VALLEY COOP | PO BOX 578 | IMPERIAL | NE | 69033 | 3 | Currently in Use | 10000 | Steel | Federally Regulated | None | Impressed Current Cathodic Protection | Regular Unleaded | 1984 |  |  |  | Fiberglass Reinforced Plastic
1184 | FVC-IMPERIAL STATION | 103 W 3RD ST | IMPERIAL | 69033 | CHASE | FRENCHMAN VALLEY COOP | PO BOX 578 | IMPERIAL | NE | 69033 | 4 | Currently in Use | 10000 | Steel | Federally Regulated | None | Impressed Current Cathodic Protection | #2 Diesel, Other->Ruby Roadmaster | 1982 |  |  |  | Fiberglass Reinforced Plastic
5287 | KWIK STOP #6 | 343 BROADWAY | IMPERIAL | 69033 | CHASE | KWIK STOP FOOD STORES INC | PO BOX 1665 | NORTH PLATTE | NE | 69103-1665 | 5 | Currently in Use | 6000 | Steel | Federally Regulated | None | Galvanic/Sacrificial Current Cathodic Protection, Painted(e.g., asphaltic) | #2 Diesel | 1998 |  |  |  | Fiberglass Reinforced Plastic, Plastic
5287 | KWIK STOP #6 | 343 BROADWAY | IMPERIAL | 69033 | CHASE | KWIK STOP FOOD STORES INC | PO BOX 1665 | NORTH PLATTE | NE | 69103-1665 | 6 | Currently in Use | 6000 | Steel | Federally Regulated | None | Galvanic/Sacrificial Current Cathodic Protection, Painted(e.g., asphaltic) | Regular Unleaded | 1998 |  |  |  | Fiberglass Reinforced Plastic, Plastic
5287 | KWIK STOP #6 | 343 BROADWAY | IMPERIAL | 69033 | CHASE | KWIK STOP FOOD STORES INC | PO BOX 1665 | NORTH PLATTE | NE | 69103-1665 | 7 | Currently in Use | 10000 | Steel | Federally Regulated | None | Galvanic/Sacrificial Current Cathodic Protection, Painted(e.g., asphaltic) | E-10 | 1998 |  |  |  | Fiberglass Reinforced Plastic, Plastic
1725 | MER DELL ENT INC | W HWY 6 PO BOX 5 | IMPERIAL | 69033-0005 | CHASE | MER DELL ENT INC | PO BOX 5 | IMPERIAL | NE | 69033 | 1 | Permanently Out of Use | 4000 | Steel | Federally Regulated | None | Painted(e.g., asphaltic) | Regular Unleaded | 1976 | 11/1/1992 |  |  | Steel
1725 | MER DELL ENT INC | W HWY 6 PO BOX 5 | IMPERIAL | 69033-0005 | CHASE | MER DELL ENT INC | PO BOX 5 | IMPERIAL | NE | 69033 | 2 | Permanently Out of Use | 4000 | Steel | Federally Regulated | None | Painted(e.g., asphaltic) | #2 Diesel | 1976 | 12/1/1992 |  |  | Steel
1725 | MER DELL ENT INC | W HWY 6 PO BOX 5 | IMPERIAL | 69033-0005 | CHASE | MER DELL ENT INC | PO BOX 5 | IMPERIAL | NE | 69033 | 3 | Permanently Out of Use | 4000 | Steel | Federally Regulated | None | Painted(e.g., asphaltic) | #2 Diesel | 1976 | 3/1/1993 |  |  | Steel
5391 | WRENS WELL SERVICE | N HWY 61 | IMPERIAL | 69033 | CHASE | WRENS WELL SERVICE | N HWY 61 | IMPERIAL | NE | 69033 | 1 | Permanently Out of Use | 6000 | Steel | Federally Regulated | Unknown | Painted(e.g., asphaltic) | #2 Diesel, Empty | 1978 |  |  |  | Steel
5391 | WRENS WELL SERVICE | N HWY 61 | IMPERIAL | 69033 | CHASE | WRENS WELL SERVICE | N HWY 61 | IMPERIAL | NE | 69033 | 2 | Permanently Out of Use | 6000 | Steel | Federally Regulated | Unknown | Painted(e.g., asphaltic) | #2 Diesel, Empty | 1978 |  |  |  | Steel
5091 | KUON-TV NETV | 851 COUNTY RD G | ITHACA | 68033 | SAUNDERS | NEBRASKA ETV COMMISSION | 1800 N 33RD ST | LINCOLN | NE | 68503 | 3 | Currently in Use | 500 | Jacketed | Federally Regulated | None | Poly Jacket | #2 Diesel | 1998 |  |  |  | Fiberglass Reinforced Plastic
12030 | PUMP & PANTRY #53 | 400 W ELK ST | JACKSON | 68743 | DAKOTA | BOSSELMAN PUMP & PANTRY INC | PO BOX 4905 | GRAND ISLAND | NE | 68802-4905 | 1 | Currently in Use | 10000 | Fiberglass Reinforced Plastic | Federally Regulated | None | None | E-10 | 1993 |  |  |  | Fiberglass Reinforced Plastic
12030 | PUMP & PANTRY #53 | 400 W ELK ST | JACKSON | 68743 | DAKOTA | BOSSELMAN PUMP & PANTRY INC | PO BOX 4905 | GRAND ISLAND | NE | 68802-4905 | 2 | Currently in Use | 10000 | Fiberglass Reinforced Plastic | Federally Regulated | None | None | E-10 | 1993 |  |  |  | Fiberglass Reinforced Plastic
12030 | PUMP & PANTRY #53 | 400 W ELK ST | JACKSON | 68743 | DAKOTA | BOSSELMAN PUMP & PANTRY INC | PO BOX 4905 | GRAND ISLAND | NE | 68802-4905 | 3 | Currently in Use | 6000 | Fiberglass Reinforced Plastic | Federally Regulated |  |  | #1 Diesel | 2012 |  |  | Double Walled | Plastic
12030 | PUMP & PANTRY #53 | 400 W ELK ST | JACKSON | 68743 | DAKOTA | BOSSELMAN PUMP & PANTRY INC | PO BOX 4905 | GRAND ISLAND | NE | 68802-4905 | 4 | Currently in Use | 14000 | Fiberglass Reinforced Plastic | Federally Regulated |  |  | #2 Diesel | 2012 |  |  | Double Walled | Plastic
12030 | PUMP & PANTRY #53 | 400 W ELK ST | JACKSON | 68743 | DAKOTA | BOSSELMAN PUMP & PANTRY INC | PO BOX 4905 | GRAND ISLAND | NE | 68802-4905 | 5 | Currently in Use | 4000 | Fiberglass Reinforced Plastic | Federally Regulated |  |  | Premium Unleaded | 2012 |  |  | Double Walled | Plastic
12030 | PUMP & PANTRY #53 | 400 W ELK ST | JACKSON | 68743 | DAKOTA | BOSSELMAN PUMP & PANTRY INC | PO BOX 4905 | GRAND ISLAND | NE | 68802-4905 | 6 | Currently in Use | 12000 | Fiberglass Reinforced Plastic | Federally Regulated |  |  | E-98 | 2012 |  |  | Double Walled | Plastic
11923 | DC EXPRESS | 74888 JOHNSON LAKE DR 25 | JOHNSON LAKE | 68937 | GOSPER | DC EXPRESS LLC | 73779 RD 438 | BERTRAND | NE | 68927 | 1 | Currently in Use | 6000 | Fiberglass Reinforced Plastic | Federally Regulated | None | None | Premium Unleaded | 2001 |  |  |  | Fiberglass Reinforced Plastic
11923 | DC EXPRESS | 74888 JOHNSON LAKE DR 25 | JOHNSON LAKE | 68937 | GOSPER | DC EXPRESS LLC | 73779 RD 438 | BERTRAND | NE | 68927 | 2 | Currently in Use | 4000 | Fiberglass Reinforced Plastic | Federally Regulated | None | None | #2 Diesel | 2001 |  |  |  | Fiberglass Reinforced Plastic
11923 | DC EXPRESS | 74888 JOHNSON LAKE DR 25 | JOHNSON LAKE | 68937 | GOSPER | DC EXPRESS LLC | 73779 RD 438 | BERTRAND | NE | 68927 | 3 | Currently in Use | 10000 | Fiberglass Reinforced Plastic | Federally Regulated | None | None | E-10 | 2001 |  |  |  | Fiberglass Reinforced Plastic
1511 | NAUTICAL ROSE | 2 LAKEVIEW ACRES DR 14 | JOHNSON LAKE | 68937 | DAWSON | NAUTICAL ROSE | 2 LAKEVIEW ACRES DR 14 | JOHNSON LAKE | NE | 68937 | 3 | Currently in Use | 10000 | Jacketed | Federally Regulated | None | Plastic Jacket | Regular Unleaded | 1998 |  |  | Double Walled | Plastic
102 | THE VILLAGE STORE | HWY 20 & MAIN | JOHNSTOWN | 69214 | BROWN | ROBERT & IDA GOODMAN | PO BOX 127 | JOHNSTOWN | NE | 69214 | 1 | Permanently Out of Use | 2000 | Steel | Federally Regulated | Unknown | Painted(e.g., asphaltic) |  | 1981 | 11/1/1996 |  |  | Steel
102 | THE VILLAGE STORE | HWY 20 & MAIN | JOHNSTOWN | 69214 | BROWN | ROBERT & IDA GOODMAN | PO BOX 127 | JOHNSTOWN | NE | 69214 | 2 | Permanently Out of Use | 2000 | Steel | Federally Regulated | Unknown | Painted(e.g., asphaltic) |  | 1981 | 11/1/1996 |  |  | Steel
7894 | ADAMS COUNTY HWY DEPT | 415 N ADAMS CENTRAL AVE | JUNIATA | 68955 | ADAMS | ADAMS COUNTY HWY DEPT | 415 N ADAMS CENTRAL AVE | JUNIATA | NE | 68955 | 1 | Currently in Use | 8000 | Steel | Federally Regulated | None | Galvanic/Sacrificial Current Cathodic Protection, STIP3 Tank | #2 Diesel | 1987
7894 | ADAMS COUNTY HWY DEPT | 415 N ADAMS CENTRAL AVE | JUNIATA | 68955 | ADAMS | ADAMS COUNTY HWY DEPT | 415 N ADAMS CENTRAL AVE | JUNIATA | NE | 68955 | 2 | Currently in Use | 8000 | Steel | Federally Regulated | None | Galvanic/Sacrificial Current Cathodic Protection, STIP3 Tank | Regular Unleaded | 1987
7296 | CASEYS GENERAL STORE #2603 | 107 W 14TH ST | JUNIATA | 68955 | ADAMS | CASEYS RETAIL CO | PO BOX 3001 | ANKENY | IA | 50021-8045 | 3 | Currently in Use | 20000 | Fiberglass Reinforced Plastic | Federally Regulated | None | None | E-10 | 2015 |  |  | Double Walled | Plastic
7296 | CASEYS GENERAL STORE #2603 | 107 W 14TH ST | JUNIATA | 68955 | ADAMS | CASEYS RETAIL CO | PO BOX 3001 | ANKENY | IA | 50021-8045 | 4 | Currently in Use | 12000 | Fiberglass Reinforced Plastic | Federally Regulated | None | None | Regular Unleaded | 2015 |  |  | Double Walled | Plastic
7296 | CASEYS GENERAL STORE #2603 | 107 W 14TH ST | JUNIATA | 68955 | ADAMS | CASEYS RETAIL CO | PO BOX 3001 | ANKENY | IA | 50021-8045 | 5 | Currently in Use | 8000 | Fiberglass Reinforced Plastic | Federally Regulated | None | None | #2 Diesel | 2015 |  |  | Double Walled | Plastic
5186 | JUNIATA FARMERS COOP ASSOC | MAIN ST & RAILROAD | JUNIATA | 68955 | ADAMS | JUNIATA FARMERS COOP ASSOC | PO BOX 128 | JUNIATA | NE | 68955 | 1 | Permanently Out of Use | 1000 | Steel | Federally Regulated |  |  |  | 1966
1058 | ABBOTTS DAIRY | 8TH & AVE A | KEARNEY | 68847 | BUFFALO | OLSON OIL INC | PO BOX 301 | KEARNEY | NE | 68847 | 1 | Permanently Out of Use | 2000 | Steel | Federally Regulated | None | Painted(e.g., asphaltic) | Empty, Regular Unleaded | 1977 |  |  |  | Steel
3813 | BAMFORD INC | 2815 W 24TH ST | KEARNEY | 68845 | BUFFALO | BAMFORD INC | PO BOX 1868 | KEARNEY | NE | 68848 | 2 | Currently in Use | 4000 | Fiberglass Reinforced Plastic | Federally Regulated | None | None | Regular Unleaded | 1998 |  |  |  | Fiberglass Reinforced Plastic
12844 | BOSS ENERGY | 4300 AIRPORT RD | KEARNEY | 68847 | BUFFALO | BOSSELMAN ENERGY | PO BOX 1567 | GRAND ISLAND | NE | 68802-1567 | 1 | Currently in Use | 8000 | Fiberglass Reinforced Plastic | Federally Regulated |  |  | E-10 | 2022 |  |  | Double Walled | Plastic
12844 | BOSS ENERGY | 4300 AIRPORT RD | KEARNEY | 68847 | BUFFALO | BOSSELMAN ENERGY | PO BOX 1567 | GRAND ISLAND | NE | 68802-1567 | 2 | Currently in Use | 12000 | Fiberglass Reinforced Plastic | Federally Regulated |  |  | #2 Diesel | 2022 |  |  | Double Walled | Plastic
12844 | BOSS ENERGY | 4300 AIRPORT RD | KEARNEY | 68847 | BUFFALO | BOSSELMAN ENERGY | PO BOX 1567 | GRAND ISLAND | NE | 68802-1567 | 3 | Currently in Use | 12000 | Fiberglass Reinforced Plastic | Federally Regulated |  |  | #2 Diesel, Other->DYED DIESEL | 2022 |  |  | Double Walled | Plastic
12386 | BUFFALO COUNTY COURTHOUSE | 1500 CENTRAL AVE | KEARNEY | 68847 | BUFFALO | BUFFALO COUNTY | PO BOX 1270 | KEARNEY | NE | 68848 | 2 | Currently in Use | 2000 | Jacketed | Federally Regulated | None | Fiberglass Reinforced Plastic Coated | #2 Diesel | 2009 |  |  | Double Walled | Plastic
11197 | CASEYS GENERAL STORE #1735 | 1308 E 39TH ST | KEARNEY | 68848 | BUFFALO | CASEYS RETAIL CO | PO BOX 3001 | ANKENY | IA | 50021-8045 | 1 | Currently in Use | 10000 | Fiberglass Reinforced Plastic | Federally Regulated | None | None | Regular Unleaded | 1994 |  |  |  | Fiberglass Reinforced Plastic
11197 | CASEYS GENERAL STORE #1735 | 1308 E 39TH ST | KEARNEY | 68848 | BUFFALO | CASEYS RETAIL CO | PO BOX 3001 | ANKENY | IA | 50021-8045 | 2 | Currently in Use | 10000 | Fiberglass Reinforced Plastic | Federally Regulated | None | None | E-10 | 1994 |  |  |  | Fiberglass Reinforced Plastic
11682 | CASEYS GENERAL STORE #2038 | 2710 W 24TH ST | KEARNEY | 68845 | BUFFALO | CASEYS RETAIL CO | PO BOX 3001 | ANKENY | IA | 50021-8045 | 1 | Currently in Use | 10000 | Fiberglass Reinforced Plastic | Federally Regulated | None | None | Regular Unleaded | 1999 |  |  |  | Fiberglass Reinforced Plastic
11682 | CASEYS GENERAL STORE #2038 | 2710 W 24TH ST | KEARNEY | 68845 | BUFFALO | CASEYS RETAIL CO | PO BOX 3001 | ANKENY | IA | 50021-8045 | 2 | Currently in Use | 10000 | Fiberglass Reinforced Plastic | Federally Regulated | None | None | E-10 | 1999 |  |  |  | Fiberglass Reinforced Plastic
7566 | CASEYS GENERAL STORE #2711 | 607 W 39TH ST | KEARNEY | 68847 | BUFFALO | CASEYS RETAIL CO | PO BOX 3001 | ANKENY | IA | 50021-8045 | 1 | Currently in Use | 8000 | Fiberglass Reinforced Plastic | Federally Regulated | None | None | Regular Unleaded | 1987 |  |  |  | Fiberglass Reinforced Plastic
7566 | CASEYS GENERAL STORE #2711 | 607 W 39TH ST | KEARNEY | 68847 | BUFFALO | CASEYS RETAIL CO | PO BOX 3001 | ANKENY | IA | 50021-8045 | 2 | Currently in Use | 8000 | Fiberglass Reinforced Plastic | Federally Regulated | None | None | E-10 | 1987 |  |  |  | Fiberglass Reinforced Plastic
5669 | CASEYS GENERAL STORE #2884 | 115 E 25TH ST | KEARNEY | 68847 | BUFFALO | CASEYS RETAIL CO | PO BOX 3001 | ANKENY | IA | 50021-8045 | 4 | Currently in Use | 8000 | Steel | Federally Regulated | None | Galvanic/Sacrificial Current Cathodic Protection, Painted(e.g., asphaltic) | #2 Diesel | 1994 |  |  |  | Fiberglass Reinforced Plastic
5669 | CASEYS GENERAL STORE #2884 | 115 E 25TH ST | KEARNEY | 68847 | BUFFALO | CASEYS RETAIL CO | PO BOX 3001 | ANKENY | IA | 50021-8045 | 5 | Currently in Use | 12000 | Steel | Federally Regulated | None | Galvanic/Sacrificial Current Cathodic Protection, Painted(e.g., asphaltic), STIP3 Tank | Regular Unleaded | 1994 |  |  |  | Fiberglass Reinforced Plastic
5669 | CASEYS GENERAL STORE #2884 | 115 E 25TH ST | KEARNEY | 68847 | BUFFALO | CASEYS RETAIL CO | PO BOX 3001 | ANKENY | IA | 50021-8045 | 6 | Currently in Use | 12000 | Steel | Federally Regulated | None | Galvanic/Sacrificial Current Cathodic Protection, Painted(e.g., asphaltic), STIP3 Tank | Regular Unleaded | 1994 |  |  |  | Fiberglass Reinforced Plastic
5669 | CASEYS GENERAL STORE #2884 | 115 E 25TH ST | KEARNEY | 68847 | BUFFALO | CASEYS RETAIL CO | PO BOX 3001 | ANKENY | IA | 50021-8045 | 7 | Currently in Use | 12000 | Steel | Federally Regulated | None | Galvanic/Sacrificial Current Cathodic Protection, Painted(e.g., asphaltic), STIP3 Tank | E-10 | 1994 |  |  |  | Fiberglass Reinforced Plastic
12311 | CASEYs GENERAL STORE #3298 | 112 W TALMADGE RD | KEARNEY | 68847 | BUFFALO | CASEYS RETAIL CO | PO BOX 3001 | ANKENY | IA | 50021-8045 | 1 | Currently in Use | 15000 | Fiberglass Reinforced Plastic | Federally Regulated | None | None | Regular Unleaded | 2005 |  |  |  | Fiberglass Reinforced Plastic
12311 | CASEYs GENERAL STORE #3298 | 112 W TALMADGE RD | KEARNEY | 68847 | BUFFALO | CASEYS RETAIL CO | PO BOX 3001 | ANKENY | IA | 50021-8045 | 2 | Currently in Use | 15000 | Fiberglass Reinforced Plastic | Federally Regulated | None | None | E-10 | 2005 |  |  |  | Fiberglass Reinforced Plastic
12311 | CASEYs GENERAL STORE #3298 | 112 W TALMADGE RD | KEARNEY | 68847 | BUFFALO | CASEYS RETAIL CO | PO BOX 3001 | ANKENY | IA | 50021-8045 | 3 | Currently in Use | 5000 | Fiberglass Reinforced Plastic | Federally Regulated | None | None | Regular Unleaded | 2005 |  |  |  | Fiberglass Reinforced Plastic
12311 | CASEYs GENERAL STORE #3298 | 112 W TALMADGE RD | KEARNEY | 68847 | BUFFALO | CASEYS RETAIL CO | PO BOX 3001 | ANKENY | IA | 50021-8045 | 4 | Currently in Use | 10000 | Fiberglass Reinforced Plastic | Federally Regulated | None | None | #2 Diesel | 2005 |  |  |  | Fiberglass Reinforced Plastic
11843 | CASEYs GENERAL STORE #3997 | 1107 2ND AVE | KEARNEY | 68847 | BUFFALO | CASEYS RETAIL CO | PO BOX 3001 | ANKENY | IA | 50021-8045 | 1 | Currently in Use | 6000 | Fiberglass Reinforced Plastic | Federally Regulated | None | None | #2 Diesel | 1999 |  |  |  | Plastic
11843 | CASEYs GENERAL STORE #3997 | 1107 2ND AVE | KEARNEY | 68847 | BUFFALO | CASEYS RETAIL CO | PO BOX 3001 | ANKENY | IA | 50021-8045 | 2 | Currently in Use | 12000 | Fiberglass Reinforced Plastic | Federally Regulated | None | None | E-10 | 1999 |  |  |  | Plastic
11843 | CASEYs GENERAL STORE #3997 | 1107 2ND AVE | KEARNEY | 68847 | BUFFALO | CASEYS RETAIL CO | PO BOX 3001 | ANKENY | IA | 50021-8045 | 3 | Currently in Use | 12000 | Fiberglass Reinforced Plastic | Federally Regulated | None | None | Regular Unleaded | 1999 |  |  |  | Plastic
8487 | CASH WA DISTRIBUTING CO | 401 W 4TH ST | KEARNEY | 68848 | BUFFALO | CASH-WA DISTRIBUTING CO | PO BOX 309 | KEARNEY | NE | 68848 | 1 | Currently in Use | 10000 | Fiberglass Reinforced Plastic | Federally Regulated | None | None | #2 Diesel | 1992 |  |  |  | Fiberglass Reinforced Plastic
12278 | CLEVENGER PETROLEUM | 315 W 8TH ST | KEARNEY | 68847 | BUFFALO | CLEVENGER PETROLEUM | 315 W 8TH | KEARNEY | NE | 68847 | 1 | Currently in Use | 2000 | Steel | Federally Regulated | None | Galvanic/Sacrificial Current Cathodic Protection, STIP3 Tank | Regular Unleaded | 2004 |  |  |  | Fiberglass Reinforced Plastic
12603 | FAITH UNITED METHODIST CHURCH | 1623 CENTRAL AVE (PARKING LOT) | KEARNEY | 68847 | BUFFALO | UNKNOWN | UNKNOWN | UNKNOWN | NE | Unknown | 1 | Permanently Out of Use | 99999 | Unknown | Federally Regulated | Unknown | Unknown |  | 1901 | 1/1/1970
12603 | FAITH UNITED METHODIST CHURCH | 1623 CENTRAL AVE (PARKING LOT) | KEARNEY | 68847 | BUFFALO | UNKNOWN | UNKNOWN | UNKNOWN | NE | Unknown | 2 | Permanently Out of Use | 99999 | Unknown | Federally Regulated | Unknown | Unknown |  | 1901 | 1/1/1970
12603 | FAITH UNITED METHODIST CHURCH | 1623 CENTRAL AVE (PARKING LOT) | KEARNEY | 68847 | BUFFALO | UNKNOWN | UNKNOWN | UNKNOWN | NE | Unknown | 3 | Permanently Out of Use | 99999 | Unknown | Federally Regulated | Unknown | Unknown |  | 1901 | 1/1/1970
11710 | FAMILY FRESH MARKET | 3920 2ND AVE | KEARNEY | 68845 | BUFFALO | U SAVE FOODS INC | 850 76TH ST SW | BYRON CENTER | MI | 49315-8510 | 1 | Currently in Use | 10000 | Fiberglass Reinforced Plastic | Federally Regulated | None | None | E-10 | 1998 |  |  |  | Fiberglass Reinforced Plastic
11710 | FAMILY FRESH MARKET | 3920 2ND AVE | KEARNEY | 68845 | BUFFALO | U SAVE FOODS INC | 850 76TH ST SW | BYRON CENTER | MI | 49315-8510 | 2 | Currently in Use | 10000 | Fiberglass Reinforced Plastic | Federally Regulated | None | None | Regular Unleaded | 1998 |  |  |  | Fiberglass Reinforced Plastic
122 | FARMERS UNION COOP ASSOC | 1210 E 25TH ST | KEARNEY | 68847 | BUFFALO | FARMERS UNION COOP ASSOC | PO BOX 161 | KEARNEY | NE | 68847-0161 | 6 | Currently in Use | 10000 | Composite | Federally Regulated | None | Double Walled | Regular Unleaded | 1993 |  |  | Double Walled | Double Walled, Plastic
122 | FARMERS UNION COOP ASSOC | 1210 E 25TH ST | KEARNEY | 68847 | BUFFALO | FARMERS UNION COOP ASSOC | PO BOX 161 | KEARNEY | NE | 68847-0161 | 7 | Currently in Use | 4500 | Composite | Federally Regulated | None | Double Walled | #1 Diesel | 1993 |  |  | Double Walled | Double Walled, Plastic
122 | FARMERS UNION COOP ASSOC | 1210 E 25TH ST | KEARNEY | 68847 | BUFFALO | FARMERS UNION COOP ASSOC | PO BOX 161 | KEARNEY | NE | 68847-0161 | 8 | Currently in Use | 5500 | Composite | Federally Regulated | None | Double Walled | E-10 | 1993 |  |  | Double Walled | Double Walled, Plastic
122 | FARMERS UNION COOP ASSOC | 1210 E 25TH ST | KEARNEY | 68847 | BUFFALO | FARMERS UNION COOP ASSOC | PO BOX 161 | KEARNEY | NE | 68847-0161 | 9 | Currently in Use | 4500 | Composite | Federally Regulated | None | Double Walled | Kerosene | 1993 |  |  | Double Walled | Double Walled, Plastic
122 | FARMERS UNION COOP ASSOC | 1210 E 25TH ST | KEARNEY | 68847 | BUFFALO | FARMERS UNION COOP ASSOC | PO BOX 161 | KEARNEY | NE | 68847-0161 | 10 | Currently in Use | 5500 | Composite | Federally Regulated | None | Double Walled | #2 Diesel | 1993 |  |  | Double Walled | Double Walled, Plastic
6820 | FAST PHIL PLAZA | 405 S 2ND AVE | KEARNEY | 68847 | BUFFALO | G S S INC | PO BOX 1565 | KEARNEY | NE | 68848 | 1 | Currently in Use | 8000 | Steel | Federally Regulated | None | Galvanic/Sacrificial Current Cathodic Protection, Painted(e.g., asphaltic) | Regular Unleaded | 1991 |  |  |  | Fiberglass Reinforced Plastic
6820 | FAST PHIL PLAZA | 405 S 2ND AVE | KEARNEY | 68847 | BUFFALO | G S S INC | PO BOX 1565 | KEARNEY | NE | 68848 | 2 | Currently in Use | 8000 | Steel | Federally Regulated | None | Galvanic/Sacrificial Current Cathodic Protection, Painted(e.g., asphaltic) | E-10 | 1991 |  |  |  | Fiberglass Reinforced Plastic
6820 | FAST PHIL PLAZA | 405 S 2ND AVE | KEARNEY | 68847 | BUFFALO | G S S INC | PO BOX 1565 | KEARNEY | NE | 68848 | 3 | Currently in Use | 4000 | Steel | Federally Regulated | None | Galvanic/Sacrificial Current Cathodic Protection, Painted(e.g., asphaltic) | Regular Unleaded | 1991 |  |  |  | Fiberglass Reinforced Plastic
6820 | FAST PHIL PLAZA | 405 S 2ND AVE | KEARNEY | 68847 | BUFFALO | G S S INC | PO BOX 1565 | KEARNEY | NE | 68848 | 4 | Currently in Use | 4000 | Steel | Federally Regulated | None | Galvanic/Sacrificial Current Cathodic Protection, Painted(e.g., asphaltic) | #2 Diesel | 1991 |  |  |  | Fiberglass Reinforced Plastic
11740 | FILL-N-CHILL #011 | 5605 2ND AVE W | KEARNEY | 68847 | BUFFALO | HOFF BROS INC | 305 N HASTINGS AVE STE 201 | HASTINGS | NE | 68901 | 1 | Currently in Use | 10000 | Fiberglass Reinforced Plastic | Federally Regulated | None | None | Regular Unleaded | 1998 |  |  |  | Fiberglass Reinforced Plastic
11740 | FILL-N-CHILL #011 | 5605 2ND AVE W | KEARNEY | 68847 | BUFFALO | HOFF BROS INC | 305 N HASTINGS AVE STE 201 | HASTINGS | NE | 68901 | 2 | Currently in Use | 10000 | Fiberglass Reinforced Plastic | Federally Regulated | None | None | E-10 | 1998 |  |  |  | Fiberglass Reinforced Plastic
11740 | FILL-N-CHILL #011 | 5605 2ND AVE W | KEARNEY | 68847 | BUFFALO | HOFF BROS INC | 305 N HASTINGS AVE STE 201 | HASTINGS | NE | 68901 | 3 | Currently in Use | 6000 | Fiberglass Reinforced Plastic | Federally Regulated | None | None | Premium Unleaded | 1998 |  |  |  | Fiberglass Reinforced Plastic
11740 | FILL-N-CHILL #011 | 5605 2ND AVE W | KEARNEY | 68847 | BUFFALO | HOFF BROS INC | 305 N HASTINGS AVE STE 201 | HASTINGS | NE | 68901 | 4 | Currently in Use | 4000 | Fiberglass Reinforced Plastic | Federally Regulated | None | None | #2 Diesel | 1998 |  |  |  | Fiberglass Reinforced Plastic
2996 | FOOTE CONVENIENCE PLAZA | 1810 E HWY 30 | KEARNEY | 68847 | BUFFALO | CCT PARTNERS LLC | PO BOX 653 | KEARNEY | NE | 68847 | 1 | Currently in Use | 15000 | Steel | Federally Regulated | Internal Lining(e.g., epoxy resins) | Impressed Current Cathodic Protection | #2 Diesel | 1981 |  |  |  | Plastic
2996 | FOOTE CONVENIENCE PLAZA | 1810 E HWY 30 | KEARNEY | 68847 | BUFFALO | CCT PARTNERS LLC | PO BOX 653 | KEARNEY | NE | 68847 | 2 | Currently in Use | 15000 | Steel | Federally Regulated | Internal Lining(e.g., epoxy resins) | Impressed Current Cathodic Protection | Regular Unleaded | 1981 |  |  |  | Plastic
2996 | FOOTE CONVENIENCE PLAZA | 1810 E HWY 30 | KEARNEY | 68847 | BUFFALO | CCT PARTNERS LLC | PO BOX 653 | KEARNEY | NE | 68847 | 3 | Currently in Use | 10000 | Steel | Federally Regulated | None | Impressed Current Cathodic Protection, Painted(e.g., asphaltic), STIP3 Tank | E-10 | 1987 |  |  |  | Plastic
4882 | GOOD SAMARITAN HOSPITAL | 10 E 31ST ST | KEARNEY | 68847 | BUFFALO | GOOD SAMARITAN HOSPITAL | PO BOX 1990 | KEARNEY | NE | 68848-1990 | 1 | Currently in Use | 10000 | Fiberglass Reinforced Plastic | Federally Regulated | None | None | Other->Jet A | 1991 |  |  | Double Walled | Steel
4882 | GOOD SAMARITAN HOSPITAL | 10 E 31ST ST | KEARNEY | 68847 | BUFFALO | GOOD SAMARITAN HOSPITAL | PO BOX 1990 | KEARNEY | NE | 68848-1990 | 3 | Currently in Use | 550 | Fiberglass Reinforced Plastic | Federally Regulated | None | None | #2 Diesel | 1998 |  |  | Double Walled | Steel encased in FRP, Unknown
12595 | HY-VEE GAS | 5204 2ND AVE | KEARNEY | 68847 | BUFFALO | HY VEE INC | 5820 WESTOWN PKWY | WEST DES MOINES | IA | 50266 | 1 | Currently in Use | 20000 | Fiberglass Reinforced Plastic | Federally Regulated |  |  | E-10 | 2014 |  |  |  | Double walled, Plastic
12595 | HY-VEE GAS | 5204 2ND AVE | KEARNEY | 68847 | BUFFALO | HY VEE INC | 5820 WESTOWN PKWY | WEST DES MOINES | IA | 50266 | 2 | Currently in Use | 8000 | Fiberglass Reinforced Plastic | Federally Regulated |  |  | Regular Unleaded | 2014 |  |  |  | Double walled, Plastic
12595 | HY-VEE GAS | 5204 2ND AVE | KEARNEY | 68847 | BUFFALO | HY VEE INC | 5820 WESTOWN PKWY | WEST DES MOINES | IA | 50266 | 3 | Currently in Use | 6000 | Fiberglass Reinforced Plastic | Federally Regulated |  |  | Regular Unleaded | 2014 |  |  |  | Double walled, Plastic
12595 | HY-VEE GAS | 5204 2ND AVE | KEARNEY | 68847 | BUFFALO | HY VEE INC | 5820 WESTOWN PKWY | WEST DES MOINES | IA | 50266 | 4 | Currently in Use | 6000 | Fiberglass Reinforced Plastic | Federally Regulated |  |  | #2 Diesel | 2014 |  |  |  | Double walled, Plastic
11117 | KEARNEY AREA SOLID WASTE AGENCY | 6711 W 56TH ST | KEARNEY | 68847 | BUFFALO | CITY OF KEARNEY/KEARNEY AREA SOLID WASTE AGENCY | 18 E 22ND ST | KEARNEY | NE | 68847 | 1 | Currently in Use | 3000 | Steel | Federally Regulated | None | Galvanic/Sacrificial Current Cathodic Protection | #2 Diesel | 1993 |  |  |  | Fiberglass Reinforced Plastic
11985 | KEARNEY REGIONAL AIRPORT | 5139 AIRPORT RD | KEARNEY | 68847 | BUFFALO | CITY OF KEARNEY | PO BOX 1180 | KEARNEY | NE | 68848-1180 | 1 | Currently in Use | 12000 | Fiberglass Reinforced Plastic | Federally Regulated | None | None | Other->Jet A | 1998 |  |  |  | Aboveground
11985 | KEARNEY REGIONAL AIRPORT | 5139 AIRPORT RD | KEARNEY | 68847 | BUFFALO | CITY OF KEARNEY | PO BOX 1180 | KEARNEY | NE | 68848-1180 | 2 | Currently in Use | 12000 | Fiberglass Reinforced Plastic | Federally Regulated | None | None | , Other->AV Gas | 1998 |  |  |  | Aboveground
6078 | KIM LEWIS FARMS | 7922 KEYSTONE RD | KEARNEY | 68847 | BUFFALO | KIM LEWIS FARMS | 7922 KEYSTONE RD | KEARNEY | NE | 68847 | 1 | Currently in Use | 16000 | Fiberglass Reinforced Plastic | Federally Regulated | None | None | #2 Diesel | 1980 |  |  |  | Plastic
6078 | KIM LEWIS FARMS | 7922 KEYSTONE RD | KEARNEY | 68847 | BUFFALO | KIM LEWIS FARMS | 7922 KEYSTONE RD | KEARNEY | NE | 68847 | 9 | Currently in Use | 8000 | Fiberglass Reinforced Plastic | Federally Regulated | None | None | #2 Diesel | 2008 |  |  | Double Walled | Plastic
6078 | KIM LEWIS FARMS | 7922 KEYSTONE RD | KEARNEY | 68847 | BUFFALO | KIM LEWIS FARMS | 7922 KEYSTONE RD | KEARNEY | NE | 68847 | 10 | Currently in Use | 4000 | Fiberglass Reinforced Plastic | Federally Regulated | None | None | E-10 | 2008 |  |  | Double Walled | Plastic
12255 | KWIK STOP #11 | 414 2ND AVE S | KEARNEY | 68848 | BUFFALO | KS PLUS INC | PO BOX 1665 | NORTH PLATTE | NE | 69103 | 1 | Currently in Use | 15000 | Composite | Federally Regulated | None | Fiberglass Reinforced Plastic Coated | E-10 | 2004 |  |  |  | Fiberglass Reinforced Plastic
12255 | KWIK STOP #11 | 414 2ND AVE S | KEARNEY | 68848 | BUFFALO | KS PLUS INC | PO BOX 1665 | NORTH PLATTE | NE | 69103 | 2 | Currently in Use | 8000 | Composite | Federally Regulated | None | Fiberglass Reinforced Plastic Coated | E-10 | 2004 |  |  |  | Fiberglass Reinforced Plastic
12255 | KWIK STOP #11 | 414 2ND AVE S | KEARNEY | 68848 | BUFFALO | KS PLUS INC | PO BOX 1665 | NORTH PLATTE | NE | 69103 | 3 | Currently in Use | 7000 | Composite | Federally Regulated | None | Fiberglass Reinforced Plastic Coated | #2 Diesel | 2004 |  |  |  | Fiberglass Reinforced Plastic
920 | KWIK STOP #15 | 1206 W 24TH ST | KEARNEY | 68845 | BUFFALO | KWIK STOP FOOD STORES INC | PO BOX 1665 | NORTH PLATTE | NE | 69103 | 4 | Currently in Use | 12000 | Steel | Federally Regulated | None | Galvanic/Sacrificial Current Cathodic Protection, Painted(e.g., asphaltic) | E-10 | 2000 |  |  |  | Fiberglass Reinforced Plastic
920 | KWIK STOP #15 | 1206 W 24TH ST | KEARNEY | 68845 | BUFFALO | KWIK STOP FOOD STORES INC | PO BOX 1665 | NORTH PLATTE | NE | 69103 | 5 | Currently in Use | 4000 | Steel | Federally Regulated | None | Galvanic/Sacrificial Current Cathodic Protection, Painted(e.g., asphaltic) | Regular Unleaded | 2000 |  |  |  | Fiberglass Reinforced Plastic
7567 | KWIK STOP #19 | 3912 17TH AVE | KEARNEY | 68847 | BUFFALO | JOE SOBOTKA | PO BOX 1723 | KEARNEY | NE | 68848 | 1 | Currently in Use | 10000 | Steel | Federally Regulated | Unknown | Galvanic/Sacrificial Current Cathodic Protection, Painted(e.g., asphaltic), STIP3 Tank | Regular Unleaded | 1986 |  |  |  | Fiberglass Reinforced Plastic
7567 | KWIK STOP #19 | 3912 17TH AVE | KEARNEY | 68847 | BUFFALO | JOE SOBOTKA | PO BOX 1723 | KEARNEY | NE | 68848 | 2 | Currently in Use | 10000 | Steel | Federally Regulated | Unknown | Galvanic/Sacrificial Current Cathodic Protection, Painted(e.g., asphaltic), STIP3 Tank | E-10 | 1986 |  |  |  | Fiberglass Reinforced Plastic
2143 | LITTLE USA | 5405 W HWY 30 | KEARNEY | 68847 | BUFFALO | CORNELL HEIMKE | PO BOX 1903 | KEARNEY | NE | 68848 | 7 | Currently in Use | 6000 | Fiberglass Reinforced Plastic | Federally Regulated | None | None | Regular Unleaded | 1994 |  |  |  | Fiberglass Reinforced Plastic
2143 | LITTLE USA | 5405 W HWY 30 | KEARNEY | 68847 | BUFFALO | CORNELL HEIMKE | PO BOX 1903 | KEARNEY | NE | 68848 | 8 | Currently in Use | 8000 | Fiberglass Reinforced Plastic | Federally Regulated | None | None | E-10 | 1994 |  |  |  | Fiberglass Reinforced Plastic
2143 | LITTLE USA | 5405 W HWY 30 | KEARNEY | 68847 | BUFFALO | CORNELL HEIMKE | PO BOX 1903 | KEARNEY | NE | 68848 | 9 | Currently in Use | 4000 | Fiberglass Reinforced Plastic | Federally Regulated | None | None | #2 Diesel | 1994 |  |  |  | Fiberglass Reinforced Plastic
11947 | MAGNUM LTL | 911 E 11TH ST | KEARNEY | 68847 | BUFFALO | MAGNUM LTL - TENANT | 3000 7TH AVE N | FARGO | ND | 58102 | 1 | Currently in Use | 12000 | Fiberglass Reinforced Plastic | Federally Regulated | None | None | #2 Diesel | 2001 |  |  |  | Fiberglass Reinforced Plastic
8035 | NEBRASKA DEPT OF ROADS | 11 E 25TH ST | KEARNEY | 68847 | BUFFALO | UNKNOWN | UNKNOWN | UNKNOWN | XX | Unknown | 1 | Permanently Out of Use | 1000 | Steel | Federally Regulated | Unknown | None | Mixed | 1901 | 1/1/1986 |  |  | Unknown
8035 | NEBRASKA DEPT OF ROADS | 11 E 25TH ST | KEARNEY | 68847 | BUFFALO | UNKNOWN | UNKNOWN | UNKNOWN | XX | Unknown | 2 | Permanently Out of Use | 1000 | Steel | Federally Regulated | Unknown | None | Mixed | 1901 | 1/1/1986 |  |  | Unknown
2038 | PREMIER STOP KEARNEY | 7810 N 2ND AVE | KEARNEY | 68848 | BUFFALO | COOPERATIVE PRODUCERS INC | PO BOX 1008 | HASTINGS | NE | 68902-1008 | 1 | Currently in Use | 6000 | Steel | Federally Regulated | None | Impressed Current Cathodic Protection, Painted(e.g., asphaltic) | Regular Unleaded | 1991 |  |  |  | Fiberglass Reinforced Plastic
2038 | PREMIER STOP KEARNEY | 7810 N 2ND AVE | KEARNEY | 68848 | BUFFALO | COOPERATIVE PRODUCERS INC | PO BOX 1008 | HASTINGS | NE | 68902-1008 | 2 | Currently in Use | 4000 | Steel | Federally Regulated | None | Impressed Current Cathodic Protection, Painted(e.g., asphaltic) | #2 Diesel | 1991 |  |  |  | Fiberglass Reinforced Plastic
2038 | PREMIER STOP KEARNEY | 7810 N 2ND AVE | KEARNEY | 68848 | BUFFALO | COOPERATIVE PRODUCERS INC | PO BOX 1008 | HASTINGS | NE | 68902-1008 | 3 | Currently in Use | 4000 | Steel | Federally Regulated | None | Impressed Current Cathodic Protection, Painted(e.g., asphaltic) | E-10 | 1991 |  |  |  | Fiberglass Reinforced Plastic
3864 | PUBLIC WORKS BUILDING | 1919 15TH AVE | KEARNEY | 68847 | BUFFALO | CITY OF KEARNEY/PUBLIC WORKS | PO BOX 1180 | KEARNEY | NE | 68848-1180 | 6 | Currently in Use | 9728 | Fiberglass Reinforced Plastic | Federally Regulated | None | None | #2 Diesel | 1994 |  |  |  | Fiberglass Reinforced Plastic
3864 | PUBLIC WORKS BUILDING | 1919 15TH AVE | KEARNEY | 68847 | BUFFALO | CITY OF KEARNEY/PUBLIC WORKS | PO BOX 1180 | KEARNEY | NE | 68848-1180 | 7 | Currently in Use | 9728 | Fiberglass Reinforced Plastic | Federally Regulated | None | None | E-10 | 1994 |  |  |  | Fiberglass Reinforced Plastic
7812 | PUMP & PANTRY #27 | 4211 2ND AVE | KEARNEY | 68847 | BUFFALO | BOSSELMAN PUMP & PANTRY INC | PO BOX 4905 | GRAND ISLAND | NE | 68802-4905 | 1 | Currently in Use | 12000 | Steel | Federally Regulated | None | Galvanic/Sacrificial Current Cathodic Protection, Painted(e.g., asphaltic), STIP3 Tank | E-10 | 1987 |  |  |  | Fiberglass Reinforced Plastic
7812 | PUMP & PANTRY #27 | 4211 2ND AVE | KEARNEY | 68847 | BUFFALO | BOSSELMAN PUMP & PANTRY INC | PO BOX 4905 | GRAND ISLAND | NE | 68802-4905 | 2 | Currently in Use | 12000 | Steel | Federally Regulated | None | Galvanic/Sacrificial Current Cathodic Protection, Painted(e.g., asphaltic), STIP3 Tank | Regular Unleaded | 1987 |  |  |  | Fiberglass Reinforced Plastic
7812 | PUMP & PANTRY #27 | 4211 2ND AVE | KEARNEY | 68847 | BUFFALO | BOSSELMAN PUMP & PANTRY INC | PO BOX 4905 | GRAND ISLAND | NE | 68802-4905 | 3 | Currently in Use | 6000 | Steel | Federally Regulated | None | Galvanic/Sacrificial Current Cathodic Protection, Painted(e.g., asphaltic), STIP3 Tank | E-15 | 1987 |  |  |  | Fiberglass Reinforced Plastic
7812 | PUMP & PANTRY #27 | 4211 2ND AVE | KEARNEY | 68847 | BUFFALO | BOSSELMAN PUMP & PANTRY INC | PO BOX 4905 | GRAND ISLAND | NE | 68802-4905 | 4 | Currently in Use | 6000 | Steel | Federally Regulated | None | Galvanic/Sacrificial Current Cathodic Protection, Painted(e.g., asphaltic), STIP3 Tank | #2 Diesel | 1987 |  |  |  | Fiberglass Reinforced Plastic
1633 | PUMP & PANTRY #40 | 1616 2ND AVE | KEARNEY | 68847 | BUFFALO | BOSSELMAN PUMP & PANTRY INC | PO BOX 4905 | GRAND ISLAND | NE | 68802-4905 | 1 | Currently in Use | 10000 | Steel | Federally Regulated | None | Galvanic/Sacrificial Current Cathodic Protection, Painted(e.g., asphaltic), STIP3 Tank | Regular Unleaded | 1990 |  |  |  | DW FLEX ADDED 2012, Fiberglass Reinforced Plastic, Plastic
1633 | PUMP & PANTRY #40 | 1616 2ND AVE | KEARNEY | 68847 | BUFFALO | BOSSELMAN PUMP & PANTRY INC | PO BOX 4905 | GRAND ISLAND | NE | 68802-4905 | 2 | Currently in Use | 10000 | Steel | Federally Regulated | None | Galvanic/Sacrificial Current Cathodic Protection, Painted(e.g., asphaltic), STIP3 Tank | E-10 | 1990 |  |  |  | DW FLEX ADDED 2012, Fiberglass Reinforced Plastic, Plastic
1633 | PUMP & PANTRY #40 | 1616 2ND AVE | KEARNEY | 68847 | BUFFALO | BOSSELMAN PUMP & PANTRY INC | PO BOX 4905 | GRAND ISLAND | NE | 68802-4905 | 3 | Currently in Use | 10000 | Steel | Federally Regulated | None | Galvanic/Sacrificial Current Cathodic Protection, Painted(e.g., asphaltic), STIP3 Tank | Regular Unleaded | 1990 |  |  |  | DW FLEX ADDED 2012, Fiberglass Reinforced Plastic, Plastic
1633 | PUMP & PANTRY #40 | 1616 2ND AVE | KEARNEY | 68847 | BUFFALO | BOSSELMAN PUMP & PANTRY INC | PO BOX 4905 | GRAND ISLAND | NE | 68802-4905 | 8 | Currently in Use | 6000 | Jacketed | Federally Regulated |  |  | #2 Diesel | 2023 |  |  | Double Walled | Plastic
1633 | PUMP & PANTRY #40 | 1616 2ND AVE | KEARNEY | 68847 | BUFFALO | BOSSELMAN PUMP & PANTRY INC | PO BOX 4905 | GRAND ISLAND | NE | 68802-4905 | 9 | Currently in Use | 6000 | Jacketed | Federally Regulated |  |  | E-98 | 2023 |  |  | Double Walled | Plastic
12271 | PUMP & PANTRY #41 | 1212 E 56TH ST | KEARNEY | 68847 | BUFFALO | BOSSELMAN PUMP & PANTRY INC | PO BOX 4905 | GRAND ISLAND | NE | 68802-4905 | 1 | Currently in Use | 10000 | Steel | Federally Regulated | None | Galvanic/Sacrificial Current Cathodic Protection, Painted(e.g., asphaltic), STIP3 Tank | Regular Unleaded | 2004 |  |  |  | Fiberglass Reinforced Plastic
12271 | PUMP & PANTRY #41 | 1212 E 56TH ST | KEARNEY | 68847 | BUFFALO | BOSSELMAN PUMP & PANTRY INC | PO BOX 4905 | GRAND ISLAND | NE | 68802-4905 | 2 | Currently in Use | 10000 | Steel | Federally Regulated | None | Galvanic/Sacrificial Current Cathodic Protection, Painted(e.g., asphaltic), STIP3 Tank | E-10 | 2004 |  |  |  | Fiberglass Reinforced Plastic
12271 | PUMP & PANTRY #41 | 1212 E 56TH ST | KEARNEY | 68847 | BUFFALO | BOSSELMAN PUMP & PANTRY INC | PO BOX 4905 | GRAND ISLAND | NE | 68802-4905 | 3 | Currently in Use | 7000 | Steel | Federally Regulated | Unknown | Galvanic/Sacrificial Current Cathodic Protection | #2 Diesel | 2006 |  |  |  | Fiberglass Reinforced Plastic
12271 | PUMP & PANTRY #41 | 1212 E 56TH ST | KEARNEY | 68847 | BUFFALO | BOSSELMAN PUMP & PANTRY INC | PO BOX 4905 | GRAND ISLAND | NE | 68802-4905 | 4 | Currently in Use | 3000 | Steel | Federally Regulated | Unknown | Galvanic/Sacrificial Current Cathodic Protection | Regular Unleaded | 2006 |  |  |  | Fiberglass Reinforced Plastic
11551 | PUMP & PANTRY #56 | 3004 W HWY 30 | KEARNEY | 68845 | BUFFALO | BOSSELMAN PUMP & PANTRY INC | PO BOX 4905 | GRAND ISLAND | NE | 68802-4905 | 1 | Currently in Use | 12000 | Fiberglass Reinforced Plastic | Federally Regulated | None | None | Regular Unleaded | 1996 |  |  |  | Fiberglass Reinforced Plastic, Plastic
11551 | PUMP & PANTRY #56 | 3004 W HWY 30 | KEARNEY | 68845 | BUFFALO | BOSSELMAN PUMP & PANTRY INC | PO BOX 4905 | GRAND ISLAND | NE | 68802-4905 | 2 | Currently in Use | 12000 | Fiberglass Reinforced Plastic | Federally Regulated | None | None | E-10 | 1996 |  |  |  | Fiberglass Reinforced Plastic, Plastic
11551 | PUMP & PANTRY #56 | 3004 W HWY 30 | KEARNEY | 68845 | BUFFALO | BOSSELMAN PUMP & PANTRY INC | PO BOX 4905 | GRAND ISLAND | NE | 68802-4905 | 3 | Currently in Use | 4000 | Fiberglass Reinforced Plastic | Federally Regulated | None | None | Premium Unleaded | 1996 |  |  |  | Fiberglass Reinforced Plastic, Plastic
11551 | PUMP & PANTRY #56 | 3004 W HWY 30 | KEARNEY | 68845 | BUFFALO | BOSSELMAN PUMP & PANTRY INC | PO BOX 4905 | GRAND ISLAND | NE | 68802-4905 | 4 | Currently in Use | 8000 | Fiberglass Reinforced Plastic | Federally Regulated | None | None | #2 Diesel | 1996 |  |  |  | Fiberglass Reinforced Plastic, Plastic
7580 | RICHARD YOUNG HOSPITAL | 1755 PRAIRIE VIEW PLACE | KEARNEY | 68848-1990 | BUFFALO | GOOD SAMARITAN HOSPITAL | PO BOX 1990 | KEARNEY | NE | 68848-1990 | 2 | Currently in Use | 1000 | Fiberglass Reinforced Plastic | Federally Regulated | None | None | #2 Diesel | 2000 |  |  | Double Walled | Steel
4838 | ROGERS IRRIGATION DEV INC | RR 3 | KEARNEY | 68847 | BUFFALO | ROGERS IRRIGATION DEV INC | RR 3 | KEARNEY | NE | 68847 | 1 | Permanently Out of Use | 1000 | Steel | Federally Regulated | Unknown | Painted(e.g., asphaltic) | Regular Unleaded | 1971 |  |  |  | Steel
4838 | ROGERS IRRIGATION DEV INC | RR 3 | KEARNEY | 68847 | BUFFALO | ROGERS IRRIGATION DEV INC | RR 3 | KEARNEY | NE | 68847 | 2 | Permanently Out of Use | 500 | Steel | Federally Regulated | Unknown | Painted(e.g., asphaltic) | Regular Unleaded | 1971 |  |  |  | Steel
3908 | SHOP EZ | 102 E 25TH ST | KEARNEY | 68847 | BUFFALO | GAS SOLUTIONS | 102 E 25TH ST | KEARNEY | NE | 68847 | 1 | Currently in Use | 6000 | Steel | Federally Regulated | None | Galvanic/Sacrificial Current Cathodic Protection, STIP3 Tank | #2 Diesel | 1992 |  |  |  | Fiberglass Reinforced Plastic
3908 | SHOP EZ | 102 E 25TH ST | KEARNEY | 68847 | BUFFALO | GAS SOLUTIONS | 102 E 25TH ST | KEARNEY | NE | 68847 | 2 | Currently in Use | 8000 | Steel | Federally Regulated | None | Galvanic/Sacrificial Current Cathodic Protection, STIP3 Tank | E-10 | 1992 |  |  |  | Fiberglass Reinforced Plastic
3908 | SHOP EZ | 102 E 25TH ST | KEARNEY | 68847 | BUFFALO | GAS SOLUTIONS | 102 E 25TH ST | KEARNEY | NE | 68847 | 3 | Currently in Use | 8000 | Steel | Federally Regulated | None | Galvanic/Sacrificial Current Cathodic Protection, STIP3 Tank | E-10 | 1992 |  |  |  | Fiberglass Reinforced Plastic
1124 | SPEEDEE MART 2767 KEARNEY | 108 S 2ND AVE | KEARNEY | 68847 | BUFFALO | DANCO II 2767 KEARNEY LLC | PO BOX 10 | VALENTINE | NE | 68847 | 7 | Currently in Use | 10000 | Fiberglass Reinforced Plastic | Federally Regulated |  |  | E-10 | 2014 |  |  | Double Walled | DOUBLE WALLED, Plastic
1124 | SPEEDEE MART 2767 KEARNEY | 108 S 2ND AVE | KEARNEY | 68847 | BUFFALO | DANCO II 2767 KEARNEY LLC | PO BOX 10 | VALENTINE | NE | 68847 | 8 | Currently in Use | 20000 | Fiberglass Reinforced Plastic | Federally Regulated |  |  | E-10 | 2018 |  |  | Double Walled | Fiberglass Reinforced Plastic
1124 | SPEEDEE MART 2767 KEARNEY | 108 S 2ND AVE | KEARNEY | 68847 | BUFFALO | DANCO II 2767 KEARNEY LLC | PO BOX 10 | VALENTINE | NE | 68847 | 9 | Currently in Use | 10000 | Fiberglass Reinforced Plastic | Federally Regulated |  |  | Regular Unleaded | 2018 |  |  | Double Walled | Fiberglass Reinforced Plastic
1124 | SPEEDEE MART 2767 KEARNEY | 108 S 2ND AVE | KEARNEY | 68847 | BUFFALO | DANCO II 2767 KEARNEY LLC | PO BOX 10 | VALENTINE | NE | 68847 | 10 | Currently in Use | 10000 | Fiberglass Reinforced Plastic | Federally Regulated |  |  | Premium Unleaded | 2018 |  |  | Double Walled | Fiberglass Reinforced Plastic
8436 | FILL-N-CHILL #008 | 102 N SMITH AVE | KENESAW | 68956 | ADAMS | HOFF BROS INC | 305 N HASTINGS AVE STE 201 | HASTINGS | NE | 68901 | 1 | Currently in Use | 7000 | Steel | Federally Regulated | None | Galvanic/Sacrificial Current Cathodic Protection, STIP3 Tank | E-10 | 1992 |  |  |  | Fiberglass Reinforced Plastic
8436 | FILL-N-CHILL #008 | 102 N SMITH AVE | KENESAW | 68956 | ADAMS | HOFF BROS INC | 305 N HASTINGS AVE STE 201 | HASTINGS | NE | 68901 | 2 | Currently in Use | 3000 | Steel | Federally Regulated | None | Galvanic/Sacrificial Current Cathodic Protection, STIP3 Tank | Regular Unleaded | 1992 |  |  |  | Fiberglass Reinforced Plastic
8436 | FILL-N-CHILL #008 | 102 N SMITH AVE | KENESAW | 68956 | ADAMS | HOFF BROS INC | 305 N HASTINGS AVE STE 201 | HASTINGS | NE | 68901 | 3 | Currently in Use | 6000 | Steel | Federally Regulated | None | Galvanic/Sacrificial Current Cathodic Protection, STIP3 Tank | Regular Unleaded | 1992 |  |  |  | Fiberglass Reinforced Plastic
8436 | FILL-N-CHILL #008 | 102 N SMITH AVE | KENESAW | 68956 | ADAMS | HOFF BROS INC | 305 N HASTINGS AVE STE 201 | HASTINGS | NE | 68901 | 4 | Currently in Use | 4000 | Steel | Federally Regulated | None | Galvanic/Sacrificial Current Cathodic Protection, STIP3 Tank | #1 Diesel | 1992 |  |  |  | Fiberglass Reinforced Plastic
11369 | UNION PACIFIC RAILROAD | KEYSTONE SECTION RR RIGHT-OF-WAY | KEYSTONE | 69144 | KEITH | UNION PACIFIC RR | 1416 DODGE ST | OMAHA | NE | 68179 | 1 | Permanently Out of Use | 150 | Steel | Federally Regulated | Unknown | Unknown | Mixed | 1900 | 1/1/1901 |  |  | Unknown
12781 | BORDERTOWN DISCOUNT FUEL | 100 MAIN ST | KILGORE | 69216 | CHERRY | 4 FLAT LLC | BOX 2 | KILGORE | NE | 69216 | 1 | Currently in Use | 5000 | Composite | Federally Regulated |  |  | Regular Unleaded | 2019 |  |  | Double Walled | Plastic
12781 | BORDERTOWN DISCOUNT FUEL | 100 MAIN ST | KILGORE | 69216 | CHERRY | 4 FLAT LLC | BOX 2 | KILGORE | NE | 69216 | 2 | Currently in Use | 5000 | Composite | Federally Regulated |  |  | , Other->DYED DIESEL | 2019 |  |  | Double Walled
12781 | BORDERTOWN DISCOUNT FUEL | 100 MAIN ST | KILGORE | 69216 | CHERRY | 4 FLAT LLC | BOX 2 | KILGORE | NE | 69216 | 3 | Currently in Use | 10000 | Composite | Federally Regulated |  |  | #2 Diesel | 2019 |  |  | Double Walled | Plastic
12781 | BORDERTOWN DISCOUNT FUEL | 100 MAIN ST | KILGORE | 69216 | CHERRY | 4 FLAT LLC | BOX 2 | KILGORE | NE | 69216 | 4 | Currently in Use | 8000 | Composite | Federally Regulated |  |  | E-10 | 2019 |  |  | Double Walled | Plastic
5246 | CODY KILGORE ELEMENTARY SCHOOL | 100 N BURLINGTON ST | KILGORE | 69216 | CHERRY | CODY KILGORE UNIFIED SCHOOLS | PO BOX 216 | CODY | NE | 69211 | 2 | Currently in Use | 2000 | Steel | Heating Oil | None | Galvanic/Sacrificial Current Cathodic Protection, STIP3 Tank | #2 Diesel | 1998 |  |  |  | Fiberglass Reinforced Plastic, Plastic
4835 | KILGORE SERVICE STATION | HWY 20 & MAIN ST | KILGORE | 69216 | CHERRY | CHRISTOPHER HAND | P O BOX 87 | OGALLALA | NE | 69153 | 3 | Permanently Out of Use | 1000 | Fiberglass Reinforced Plastic | Federally Regulated | None | None | Regular Unleaded | 1998 | 7/1/2009 |  |  | Fiberglass Reinforced Plastic
560 | CHARCOAL GRILL | 1105 E 2ND | KIMBALL | 69145 | KIMBALL | CLEO BOWMAN | PO BOX 745 | KIMBALL | NE | 69145 | 1 | Permanently Out of Use | 8000 | Steel | Federally Regulated | Unknown | Unknown | Regular Unleaded | 1972 |  |  |  | Steel
560 | CHARCOAL GRILL | 1105 E 2ND | KIMBALL | 69145 | KIMBALL | CLEO BOWMAN | PO BOX 745 | KIMBALL | NE | 69145 | 2 | Permanently Out of Use | 8000 | Steel | Federally Regulated | Unknown | Unknown | Regular Unleaded | 1972 |  |  |  | Steel
2768 | FVC KIMBALL | 1171 S HWY 71 | KIMBALL | 69145 | KIMBALL | FRENCHMAN VALLEY COOP | PO BOX 578 | IMPERIAL | NE | 69033 | 1 | Currently in Use | 10000 | Steel | Federally Regulated | None | Galvanic/Sacrificial Current Cathodic Protection, STIP3 Tank | #2 Diesel | 1990 |  |  |  | Fiberglass Reinforced Plastic
2768 | FVC KIMBALL | 1171 S HWY 71 | KIMBALL | 69145 | KIMBALL | FRENCHMAN VALLEY COOP | PO BOX 578 | IMPERIAL | NE | 69033 | 2 | Currently in Use | 10000 | Steel | Federally Regulated | None | Galvanic/Sacrificial Current Cathodic Protection, STIP3 Tank | #2 Diesel | 1990 |  |  |  | Fiberglass Reinforced Plastic
2768 | FVC KIMBALL | 1171 S HWY 71 | KIMBALL | 69145 | KIMBALL | FRENCHMAN VALLEY COOP | PO BOX 578 | IMPERIAL | NE | 69033 | 3 | Currently in Use | 10000 | Steel | Federally Regulated | None | Galvanic/Sacrificial Current Cathodic Protection, STIP3 Tank | Regular Unleaded | 1990 |  |  |  | Fiberglass Reinforced Plastic
2768 | FVC KIMBALL | 1171 S HWY 71 | KIMBALL | 69145 | KIMBALL | FRENCHMAN VALLEY COOP | PO BOX 578 | IMPERIAL | NE | 69033 | 4 | Currently in Use | 10000 | Steel | Federally Regulated | None | Galvanic/Sacrificial Current Cathodic Protection, STIP3 Tank | Regular Unleaded | 1990 |  |  |  | Fiberglass Reinforced Plastic
7746 | GREGORY OIL OPERATING INC | 115 W 2ND ST | KIMBALL | 69145 | KIMBALL | J D GREGORY | PO BOX 26 | KIMBALL | NE | 69145 | 1 | Permanently Out of Use | 2000 | Steel | Federally Regulated | None | Painted(e.g., asphaltic) | #2 Diesel | 1983 | 12/1/1989 |  |  | Steel
7746 | GREGORY OIL OPERATING INC | 115 W 2ND ST | KIMBALL | 69145 | KIMBALL | J D GREGORY | PO BOX 26 | KIMBALL | NE | 69145 | 2 | Permanently Out of Use | 2000 | Steel | Federally Regulated | None | Painted(e.g., asphaltic) | #2 Diesel | 1983 | 12/1/1989 |  |  | Steel
2009 | KIMBALL POWER PLANT | 100 S HOWARD ST | KIMBALL | 69145 | KIMBALL | CITY OF KIMBALL | 100 S HOWARD ST | KIMBALL | NE | 69145 | 4 | Currently in Use | 10000 | Steel | Federally Regulated | None | Galvanic/Sacrificial Current Cathodic Protection, Painted(e.g., asphaltic), STIP3 Tank | #2 Diesel | 1998 |  |  |  | Fiberglass Reinforced Plastic
2009 | KIMBALL POWER PLANT | 100 S HOWARD ST | KIMBALL | 69145 | KIMBALL | CITY OF KIMBALL | 100 S HOWARD ST | KIMBALL | NE | 69145 | 5 | Currently in Use | 10000 | Steel | Federally Regulated | None | Galvanic/Sacrificial Current Cathodic Protection, Painted(e.g., asphaltic), STIP3 Tank | #2 Diesel | 1998 |  |  |  | Fiberglass Reinforced Plastic
6543 | KWIK STOP #14 | 320 S CHESTNUT | KIMBALL | 69145 | KIMBALL | KWIK STOP FOOD STORES INC | PO BOX 1665 | NORTH PLATTE | NE | 69101 | 6 | Currently in Use | 12000 | Steel | Federally Regulated | None | Galvanic/Sacrificial Current Cathodic Protection, STIP3 Tank | E-10 | 1997 |  |  |  | Fiberglass Reinforced Plastic
6543 | KWIK STOP #14 | 320 S CHESTNUT | KIMBALL | 69145 | KIMBALL | KWIK STOP FOOD STORES INC | PO BOX 1665 | NORTH PLATTE | NE | 69101 | 7 | Currently in Use | 6000 | Steel | Federally Regulated | None | Galvanic/Sacrificial Current Cathodic Protection, STIP3 Tank | E-10 | 1997 |  |  |  | Fiberglass Reinforced Plastic
6543 | KWIK STOP #14 | 320 S CHESTNUT | KIMBALL | 69145 | KIMBALL | KWIK STOP FOOD STORES INC | PO BOX 1665 | NORTH PLATTE | NE | 69101 | 8 | Currently in Use | 6000 | Steel | Federally Regulated | None | Galvanic/Sacrificial Current Cathodic Protection, STIP3 Tank | #2 Diesel | 1997 |  |  |  | Fiberglass Reinforced Plastic
12835 | ORPHAN TANKS | 511 W 3RD ST | KIMBALL | 69145 | KIMBALL | KIM5 LLC | 5925 BEVERLY AVE | MISSION | KS | 66205 | 6 | Permanently Out of Use | 300 | Steel | Federally Regulated |  |  |  | 1955
1589 | PHOENIX CONOCO | 1700 S HWY 71 | KIMBALL | 69145 | KIMBALL | TRIANGLE PARTNERS | PO BOX 187 | KIMBALL | NE | 69145 | 1 | Currently in Use | 10000 | Steel | Federally Regulated | Internal Lining(e.g., epoxy resins) | Painted(e.g., asphaltic) | E-10 | 1973 |  |  |  | Fiberglass Reinforced Plastic
1589 | PHOENIX CONOCO | 1700 S HWY 71 | KIMBALL | 69145 | KIMBALL | TRIANGLE PARTNERS | PO BOX 187 | KIMBALL | NE | 69145 | 2 | Currently in Use | 10000 | Steel | Federally Regulated | Internal Lining(e.g., epoxy resins) | Painted(e.g., asphaltic) | Premium Unleaded | 1973 |  |  |  | Steel
1589 | PHOENIX CONOCO | 1700 S HWY 71 | KIMBALL | 69145 | KIMBALL | TRIANGLE PARTNERS | PO BOX 187 | KIMBALL | NE | 69145 | 3 | Currently in Use | 6000 | Steel | Federally Regulated | Internal Lining(e.g., epoxy resins) | Painted(e.g., asphaltic) | #2 Diesel | 1973 |  |  |  | Steel
5872 | R B FELTON | 601 W HWY 30 | KIMBALL | 69145 | KIMBALL | FELTON, R B | RR 1 BOX 17C | KIMBALL | NE | 69145 | 1 | Permanently Out of Use | 4000 | Fiberglass Reinforced Plastic | Federally Regulated | Unknown | Unknown | Regular Unleaded | 1901 | 1/1/1979 |  |  | Unknown
5872 | R B FELTON | 601 W HWY 30 | KIMBALL | 69145 | KIMBALL | FELTON, R B | RR 1 BOX 17C | KIMBALL | NE | 69145 | 2 | Permanently Out of Use | 1000 | Steel | Federally Regulated | Unknown | Unknown | Regular Unleaded | 1901 | 1/1/1979 |  |  | Unknown
5872 | R B FELTON | 601 W HWY 30 | KIMBALL | 69145 | KIMBALL | FELTON, R B | RR 1 BOX 17C | KIMBALL | NE | 69145 | 3 | Permanently Out of Use | 2000 | Steel | Federally Regulated | Unknown | Unknown | Regular Unleaded | 1901 | 1/1/1979 |  |  | Unknown
7519 | STAN PEARSON CONSTRUCTION | CTY RD 1-1/2 W OF KIMBALL | KIMBALL | 69145 | KIMBALL | STAN PEARSON CONSTRUCTION | PO BOX 578 | KIMBALL | NE | 69145 | 1 | Permanently Out of Use | 2000 | Steel | Federally Regulated | None | Painted(e.g., asphaltic) | Empty | 1980 | 1/1/1987 |  |  | Steel
7519 | STAN PEARSON CONSTRUCTION | CTY RD 1-1/2 W OF KIMBALL | KIMBALL | 69145 | KIMBALL | STAN PEARSON CONSTRUCTION | PO BOX 578 | KIMBALL | NE | 69145 | 2 | Permanently Out of Use | 1000 | Steel | Federally Regulated | Unknown | Painted(e.g., asphaltic) | Empty | 1972 | 1/1/1987 |  |  | Steel
562 | TWIN PINES RV CAMP | 1508 S HWY 71 | KIMBALL | 69145 | KIMBALL | MAYLE BROS % JERRY AND KEN MAYLE | PO BOX 15633 | CHEYENNE | WY | 82003 | 1 | Permanently Out of Use | 8000 | Steel | Federally Regulated | None | Impressed Current Cathodic Protection | #2 Diesel | 1977 | 1/1/2005 |  |  | Steel
562 | TWIN PINES RV CAMP | 1508 S HWY 71 | KIMBALL | 69145 | KIMBALL | MAYLE BROS % JERRY AND KEN MAYLE | PO BOX 15633 | CHEYENNE | WY | 82003 | 2 | Permanently Out of Use | 8000 | Steel | Federally Regulated | None | Impressed Current Cathodic Protection | Regular Unleaded | 1977 | 1/1/2005 |  |  | Steel
2767 | VINCEs CORNER | 100 E 3RD ST | KIMBALL | 69145 | KIMBALL | HEEG ENTERPRISES INC | 100 E 3RD | KIMBALL | NE | 69145 | 1 | Currently in Use | 4000 | Steel | Federally Regulated | Internal Lining(e.g., epoxy resins) | Painted(e.g., asphaltic) | Regular Unleaded | 1969 |  |  |  | Fiberglass Reinforced Plastic
2767 | VINCEs CORNER | 100 E 3RD ST | KIMBALL | 69145 | KIMBALL | HEEG ENTERPRISES INC | 100 E 3RD | KIMBALL | NE | 69145 | 2 | Currently in Use | 6000 | Steel | Federally Regulated | Internal Lining(e.g., epoxy resins) | Painted(e.g., asphaltic) | Regular Unleaded | 1969 |  |  |  | Fiberglass Reinforced Plastic
2767 | VINCEs CORNER | 100 E 3RD ST | KIMBALL | 69145 | KIMBALL | HEEG ENTERPRISES INC | 100 E 3RD | KIMBALL | NE | 69145 | 3 | Currently in Use | 4000 | Steel | Federally Regulated | Internal Lining(e.g., epoxy resins) | Painted(e.g., asphaltic) | Regular Unleaded | 1969 |  |  |  | Fiberglass Reinforced Plastic
2767 | VINCEs CORNER | 100 E 3RD ST | KIMBALL | 69145 | KIMBALL | HEEG ENTERPRISES INC | 100 E 3RD | KIMBALL | NE | 69145 | 4 | Currently in Use | 6000 | Steel | Federally Regulated | None | Galvanic/Sacrificial Current Cathodic Protection, STIP3 Tank | #2 Diesel | 2002 |  |  |  | Fiberglass Reinforced Plastic
501 | ANDERSON BROS AMOCO INC | 14403 FRONTIER RD | LA VISTA | 68138 | SARPY | ANDERSON BROS AMOCO INC | 15410 W CENTER RD | OMAHA | NE | 68144 | 1 | Currently in Use | 12000 | Fiberglass Reinforced Plastic | Federally Regulated | None | Fiberglass Reinforced Plastic Coated | Regular Unleaded | 1992 |  |  |  | Fiberglass Reinforced Plastic
501 | ANDERSON BROS AMOCO INC | 14403 FRONTIER RD | LA VISTA | 68138 | SARPY | ANDERSON BROS AMOCO INC | 15410 W CENTER RD | OMAHA | NE | 68144 | 2 | Currently in Use | 12000 | Fiberglass Reinforced Plastic | Federally Regulated | None | Fiberglass Reinforced Plastic Coated | Regular Unleaded | 1992 |  |  |  | Fiberglass Reinforced Plastic
501 | ANDERSON BROS AMOCO INC | 14403 FRONTIER RD | LA VISTA | 68138 | SARPY | ANDERSON BROS AMOCO INC | 15410 W CENTER RD | OMAHA | NE | 68144 | 3 | Currently in Use | 12000 | Fiberglass Reinforced Plastic | Federally Regulated | None | Fiberglass Reinforced Plastic Coated | Regular Unleaded | 1992 |  |  |  | Fiberglass Reinforced Plastic
12134 | CASEYS GENERAL STORE #2454 | 9542 GILES RD | LA VISTA | 68128 | SARPY | CASEYS RETAIL CO | PO BOX 3001 | ANKENY | IA | 50021-8045 | 1 | Currently in Use | 12000 | Fiberglass Reinforced Plastic | Federally Regulated | None | None | Regular Unleaded | 2002
12134 | CASEYS GENERAL STORE #2454 | 9542 GILES RD | LA VISTA | 68128 | SARPY | CASEYS RETAIL CO | PO BOX 3001 | ANKENY | IA | 50021-8045 | 2 | Currently in Use | 12000 | Fiberglass Reinforced Plastic | Federally Regulated | None | None | Regular Unleaded | 2002
12387 | CASEYs GENERAL STORE #3820 | 7828 S 123RD PLZ | LA VISTA | 68136 | SARPY | CASEYS RETAIL CO | PO BOX 3001 | ANKENY | IA | 50021-8045 | 1 | Currently in Use | 12000 | Fiberglass Reinforced Plastic | Federally Regulated | None | None | E-10, Other->Super Unleaded | 2007 |  |  | Double Walled | Plastic
12387 | CASEYs GENERAL STORE #3820 | 7828 S 123RD PLZ | LA VISTA | 68136 | SARPY | CASEYS RETAIL CO | PO BOX 3001 | ANKENY | IA | 50021-8045 | 2 | Currently in Use | 12000 | Fiberglass Reinforced Plastic | Federally Regulated | None | None | E-15 | 2007 |  |  | Double Walled | Plastic
12387 | CASEYs GENERAL STORE #3820 | 7828 S 123RD PLZ | LA VISTA | 68136 | SARPY | CASEYS RETAIL CO | PO BOX 3001 | ANKENY | IA | 50021-8045 | 3 | Currently in Use | 6000 | Fiberglass Reinforced Plastic | Federally Regulated | None | None | Regular Unleaded | 2007 |  |  | Double Walled | Plastic
12387 | CASEYs GENERAL STORE #3820 | 7828 S 123RD PLZ | LA VISTA | 68136 | SARPY | CASEYS RETAIL CO | PO BOX 3001 | ANKENY | IA | 50021-8045 | 4 | Currently in Use | 6000 | Fiberglass Reinforced Plastic | Federally Regulated | None | None | #2 Diesel | 2007 |  |  | Double Walled | Plastic
12387 | CASEYs GENERAL STORE #3820 | 7828 S 123RD PLZ | LA VISTA | 68136 | SARPY | CASEYS RETAIL CO | PO BOX 3001 | ANKENY | IA | 50021-8045 | 5 | Currently in Use | 10000 | Fiberglass Reinforced Plastic | Federally Regulated | None | None | E-85 | 2007 |  |  | Double Walled | Plastic
12804 | CASEYS GENERAL STORE #3913 | 11728 EMILINE ST | LA VISTA | 68138 | SARPY | CASEYS RETAIL CO | PO BOX 3001 | ANKENY | IA | 50021-8045 | 1 | Currently in Use | 22000 | Fiberglass Reinforced Plastic | Federally Regulated |  |  | E-10 | 2020 |  |  | Double Walled | Plastic
12804 | CASEYS GENERAL STORE #3913 | 11728 EMILINE ST | LA VISTA | 68138 | SARPY | CASEYS RETAIL CO | PO BOX 3001 | ANKENY | IA | 50021-8045 | 2 | Currently in Use | 14000 | Fiberglass Reinforced Plastic | Federally Regulated |  |  | B-5 | 2020 |  |  | Double Walled | Plastic
12804 | CASEYS GENERAL STORE #3913 | 11728 EMILINE ST | LA VISTA | 68138 | SARPY | CASEYS RETAIL CO | PO BOX 3001 | ANKENY | IA | 50021-8045 | 3 | Currently in Use | 8000 | Fiberglass Reinforced Plastic | Federally Regulated |  |  | Regular Unleaded | 2020 |  |  | Double Walled | Plastic
12804 | CASEYS GENERAL STORE #3913 | 11728 EMILINE ST | LA VISTA | 68138 | SARPY | CASEYS RETAIL CO | PO BOX 3001 | ANKENY | IA | 50021-8045 | 4 | Currently in Use | 8000 | Fiberglass Reinforced Plastic | Federally Regulated |  |  | Premium Unleaded | 2020 |  |  | Double Walled | Plastic
12804 | CASEYS GENERAL STORE #3913 | 11728 EMILINE ST | LA VISTA | 68138 | SARPY | CASEYS RETAIL CO | PO BOX 3001 | ANKENY | IA | 50021-8045 | 5 | Currently in Use | 8000 | Fiberglass Reinforced Plastic | Federally Regulated |  |  | E-85 | 2020 |  |  | Double Walled | Plastic
11830 | CASEYS GENERAL STORE #6173 | 7203 HARRISON ST | LA VISTA | 68128 | SARPY | CASEYS RETAIL CO | PO BOX 3001 | ANKENY | IA | 50021-8045 | 1 | Currently in Use | 12000 | Fiberglass Reinforced Plastic | Federally Regulated | None | None | Regular Unleaded | 1999 |  |  |  | Fiberglass Reinforced Plastic
11830 | CASEYS GENERAL STORE #6173 | 7203 HARRISON ST | LA VISTA | 68128 | SARPY | CASEYS RETAIL CO | PO BOX 3001 | ANKENY | IA | 50021-8045 | 2 | Currently in Use | 12000 | Fiberglass Reinforced Plastic | Federally Regulated | None | None | Regular Unleaded | 1999 |  |  |  | Fiberglass Reinforced Plastic
11830 | CASEYS GENERAL STORE #6173 | 7203 HARRISON ST | LA VISTA | 68128 | SARPY | CASEYS RETAIL CO | PO BOX 3001 | ANKENY | IA | 50021-8045 | 3 | Currently in Use | 4000 | Fiberglass Reinforced Plastic | Federally Regulated | None | None | Regular Unleaded | 1999 |  |  |  | Fiberglass Reinforced Plastic
11830 | CASEYS GENERAL STORE #6173 | 7203 HARRISON ST | LA VISTA | 68128 | SARPY | CASEYS RETAIL CO | PO BOX 3001 | ANKENY | IA | 50021-8045 | 4 | Currently in Use | 8000 | Fiberglass Reinforced Plastic | Federally Regulated | None | None | #2 Diesel | 1999 |  |  |  | Fiberglass Reinforced Plastic
12691 | COSTCO GASOLINE #1237 | 12573 PORTSIDE PKWY | LA VISTA | 68128 | SARPY | COSTCO WHOLESALE ATTN: LICENSING | PO BOX 35005 | SEATTLE | WA | 98124 | 1 | Currently in Use | 30000 | Fiberglass Reinforced Plastic | Federally Regulated |  |  | Regular Unleaded | 2016 |  |  | Double Walled | Plastic
12691 | COSTCO GASOLINE #1237 | 12573 PORTSIDE PKWY | LA VISTA | 68128 | SARPY | COSTCO WHOLESALE ATTN: LICENSING | PO BOX 35005 | SEATTLE | WA | 98124 | 2 | Currently in Use | 30000 | Fiberglass Reinforced Plastic | Federally Regulated |  |  | Regular Unleaded | 2016 |  |  | Double Walled | Plastic
12691 | COSTCO GASOLINE #1237 | 12573 PORTSIDE PKWY | LA VISTA | 68128 | SARPY | COSTCO WHOLESALE ATTN: LICENSING | PO BOX 35005 | SEATTLE | WA | 98124 | 3 | Currently in Use | 30000 | Fiberglass Reinforced Plastic | Federally Regulated |  |  | Premium Unleaded | 2016 |  |  | Double Walled | Plastic
12691 | COSTCO GASOLINE #1237 | 12573 PORTSIDE PKWY | LA VISTA | 68128 | SARPY | COSTCO WHOLESALE ATTN: LICENSING | PO BOX 35005 | SEATTLE | WA | 98124 | 4 | Currently in Use | 2000 | Fiberglass Reinforced Plastic | Federally Regulated |  |  | , Hazard->1330-20-7, Other->Xylene (LUBRIZOL 9888) | 2016 |  |  | Double Walled | Plastic
12691 | COSTCO GASOLINE #1237 | 12573 PORTSIDE PKWY | LA VISTA | 68128 | SARPY | COSTCO WHOLESALE ATTN: LICENSING | PO BOX 35005 | SEATTLE | WA | 98124 | 5 | Currently in Use | 20000 | Fiberglass Reinforced Plastic | Federally Regulated |  |  | Premium Unleaded | 2016 |  |  | Double Walled | Plastic
12691 | COSTCO GASOLINE #1237 | 12573 PORTSIDE PKWY | LA VISTA | 68128 | SARPY | COSTCO WHOLESALE ATTN: LICENSING | PO BOX 35005 | SEATTLE | WA | 98124 | 6 | Currently in Use | 1500 | Fiberglass Reinforced Plastic | Federally Regulated |  |  | , Other->Gas additive | 2016 |  |  | Double Walled | Plastic
11347 | KWIK SHOP #664 | 6910 S 108TH ST | LA VISTA | 68138 | SARPY | KWIK SHOP INC | 165 FLANDERS RD | WESTBOROUGH | MA | 1581 | 1 | Currently in Use | 12000 | Fiberglass Reinforced Plastic | Federally Regulated | None | None | E-10 | 1995 |  |  |  | Fiberglass Reinforced Plastic
11347 | KWIK SHOP #664 | 6910 S 108TH ST | LA VISTA | 68138 | SARPY | KWIK SHOP INC | 165 FLANDERS RD | WESTBOROUGH | MA | 1581 | 2 | Currently in Use | 10000 | Fiberglass Reinforced Plastic | Federally Regulated | None | None | #2 Diesel | 1995 |  |  |  | Fiberglass Reinforced Plastic
11347 | KWIK SHOP #664 | 6910 S 108TH ST | LA VISTA | 68138 | SARPY | KWIK SHOP INC | 165 FLANDERS RD | WESTBOROUGH | MA | 1581 | 3 | Currently in Use | 10000 | Fiberglass Reinforced Plastic | Federally Regulated | None | None | #2 Diesel | 1995 |  |  |  | Fiberglass Reinforced Plastic
12283 | LA VISTA MART | 9849 GILES RD | LA VISTA | 68128 | SARPY | JIBAN GIRI | 9849 GILES RD | LA VISTA | NE | 68128 | 1 | Currently in Use | 10000 | Composite | Federally Regulated | None | Fiberglass Reinforced Plastic Coated | Regular Unleaded | 2004 |  |  |  | Fiberglass Reinforced Plastic
12283 | LA VISTA MART | 9849 GILES RD | LA VISTA | 68128 | SARPY | JIBAN GIRI | 9849 GILES RD | LA VISTA | NE | 68128 | 2 | Currently in Use | 10000 | Composite | Federally Regulated | None | Fiberglass Reinforced Plastic Coated | Regular Unleaded | 2004 |  |  |  | Fiberglass Reinforced Plastic
12283 | LA VISTA MART | 9849 GILES RD | LA VISTA | 68128 | SARPY | JIBAN GIRI | 9849 GILES RD | LA VISTA | NE | 68128 | 3 | Currently in Use | 6000 | Composite | Federally Regulated | None | Fiberglass Reinforced Plastic Coated | Regular Unleaded | 2004 |  |  |  | Fiberglass Reinforced Plastic
12283 | LA VISTA MART | 9849 GILES RD | LA VISTA | 68128 | SARPY | JIBAN GIRI | 9849 GILES RD | LA VISTA | NE | 68128 | 4 | Currently in Use | 6000 | Composite | Federally Regulated | None | Fiberglass Reinforced Plastic Coated | #2 Diesel | 2004 |  |  |  | Fiberglass Reinforced Plastic
2991 | LA VISTA SINCLAIR | 8307 PARKVIEW BLVD | LA VISTA | 68128 | SARPY | SHAKTI FUELS LLC | 8307 PARKVIEW BLVD | LA VISTA | NE | 68128 | 1 | Currently in Use | 10000 | Steel | Federally Regulated | None | Impressed Current Cathodic Protection | Regular Unleaded | 1984 |  |  |  | Steel
11776 | LA VISTA SINCLAIR | 6912 S 110TH ST | LA VISTA | 68128 | SARPY | M K CORPORATION | 6912 S 110TH ST | LA VISTA | NE | 68128 | 1 | Currently in Use | 12000 | Fiberglass Reinforced Plastic | Federally Regulated | None | None | Regular Unleaded | 1999 |  |  |  | Fiberglass Reinforced Plastic
11776 | LA VISTA SINCLAIR | 6912 S 110TH ST | LA VISTA | 68128 | SARPY | M K CORPORATION | 6912 S 110TH ST | LA VISTA | NE | 68128 | 2 | Currently in Use | 12000 | Fiberglass Reinforced Plastic | Federally Regulated | None | None | E-10 | 1999 |  |  |  | Fiberglass Reinforced Plastic
2991 | LA VISTA SINCLAIR | 8307 PARKVIEW BLVD | LA VISTA | 68128 | SARPY | SHAKTI FUELS LLC | 8307 PARKVIEW BLVD | LA VISTA | NE | 68128 | 2 | Currently in Use | 8000 | Steel | Federally Regulated | None | Impressed Current Cathodic Protection | Regular Unleaded | 1984 |  |  |  | Steel
2991 | LA VISTA SINCLAIR | 8307 PARKVIEW BLVD | LA VISTA | 68128 | SARPY | SHAKTI FUELS LLC | 8307 PARKVIEW BLVD | LA VISTA | NE | 68128 | 3 | Currently in Use | 6000 | Steel | Federally Regulated | None | Impressed Current Cathodic Protection | Regular Unleaded | 1984 |  |  |  | Steel
11776 | LA VISTA SINCLAIR | 6912 S 110TH ST | LA VISTA | 68128 | SARPY | M K CORPORATION | 6912 S 110TH ST | LA VISTA | NE | 68128 | 3 | Currently in Use | 12000 | Fiberglass Reinforced Plastic | Federally Regulated | None | None | Regular Unleaded | 1999 |  |  |  | Fiberglass Reinforced Plastic
5149 | LONGS INC | 7137 HARRISON ST | LA VISTA | 68128 | SARPY | LONGS INC | 7135 HARRISON ST | LA VISTA | NE | 68128 | 1 | Permanently Out of Use | 4000 | Steel | Federally Regulated | Internal Lining(e.g., epoxy resins) | Impressed Current Cathodic Protection | Regular Unleaded | 1958 | 1/1/2009 |  |  | Steel
5149 | LONGS INC | 7137 HARRISON ST | LA VISTA | 68128 | SARPY | LONGS INC | 7135 HARRISON ST | LA VISTA | NE | 68128 | 2 | Permanently Out of Use | 4000 | Steel | Federally Regulated | Internal Lining(e.g., epoxy resins) | Impressed Current Cathodic Protection | Regular Unleaded | 1958 | 1/1/2009 |  |  | Steel
5149 | LONGS INC | 7137 HARRISON ST | LA VISTA | 68128 | SARPY | LONGS INC | 7135 HARRISON ST | LA VISTA | NE | 68128 | 3 | Permanently Out of Use | 4000 | Steel | Federally Regulated | Internal Lining(e.g., epoxy resins) | Impressed Current Cathodic Protection | Regular Unleaded | 1958 | 1/1/2009 |  |  | Steel
5149 | LONGS INC | 7137 HARRISON ST | LA VISTA | 68128 | SARPY | LONGS INC | 7135 HARRISON ST | LA VISTA | NE | 68128 | 4 | Permanently Out of Use | 400 | Steel | Federally Regulated | None | Unknown | Used Oil | 1958 | 12/1/1999 |  |  | Unknown
12779 | QUIK TRIP #577 | 11626 VIRGINIA PLAZA | LA VISTA | 68128 | SARPY | QUIKTRIP CORP ATTN: LICENSING | PO BOX 3475 | TULSA | OK | 74101-3475 | 1 | Currently in Use | 15000 | Fiberglass Reinforced Plastic | Federally Regulated |  |  | Regular Unleaded | 2019 |  |  | Double Walled | Plastic
12779 | QUIK TRIP #577 | 11626 VIRGINIA PLAZA | LA VISTA | 68128 | SARPY | QUIKTRIP CORP ATTN: LICENSING | PO BOX 3475 | TULSA | OK | 74101-3475 | 2 | Currently in Use | 15000 | Fiberglass Reinforced Plastic | Federally Regulated |  |  | Regular Unleaded | 2019 |  |  | Double Walled | Plastic
12779 | QUIK TRIP #577 | 11626 VIRGINIA PLAZA | LA VISTA | 68128 | SARPY | QUIKTRIP CORP ATTN: LICENSING | PO BOX 3475 | TULSA | OK | 74101-3475 | 3 | Currently in Use | 15000 | Fiberglass Reinforced Plastic | Federally Regulated |  |  | , Other->E-0 | 2019 |  |  | Double Walled | Plastic
12779 | QUIK TRIP #577 | 11626 VIRGINIA PLAZA | LA VISTA | 68128 | SARPY | QUIKTRIP CORP ATTN: LICENSING | PO BOX 3475 | TULSA | OK | 74101-3475 | 4 | Currently in Use | 12000 | Fiberglass Reinforced Plastic | Federally Regulated |  |  | Premium Unleaded | 2019 |  |  | Double Walled | Plastic
12779 | QUIK TRIP #577 | 11626 VIRGINIA PLAZA | LA VISTA | 68128 | SARPY | QUIKTRIP CORP ATTN: LICENSING | PO BOX 3475 | TULSA | OK | 74101-3475 | 5 | Currently in Use | 12000 | Fiberglass Reinforced Plastic | Federally Regulated |  |  | #2 Diesel | 2019 |  |  | Double Walled | Plastic
2710 | WERNER ENTERPRISES INC | 14507 FRONTIER RD | LA VISTA | 68137 | SARPY | WERNER ENTERPRISES INC | PO BOX 45308 ATTN CONSTRUCTION DEPT | OMAHA | NE | 68145 | 6 | Currently in Use | 10000 | Fiberglass Reinforced Plastic | Federally Regulated | None | None | #2 Diesel | 2003 |  |  | Double Walled | Plastic
2710 | WERNER ENTERPRISES INC | 14507 FRONTIER RD | LA VISTA | 68137 | SARPY | WERNER ENTERPRISES INC | PO BOX 45308 ATTN CONSTRUCTION DEPT | OMAHA | NE | 68145 | 7 | Currently in Use | 20000 | Fiberglass Reinforced Plastic | Federally Regulated | None | None | #1 Diesel | 2004 |  |  | Double Walled | Plastic
5462 | EDWIN OR GEORGE MCFALL | 3765 STATE HIGHWAY 2 | LAKESIDE | 69351 | SHERIDAN | EDWIN OR GEORGE MCFALL | 3765 STATE HIGHWAY 2 | LAKESIDE | NE | 69351 | 2 | Currently in Use | 1500 | Fiberglass Reinforced Plastic | Federally Regulated | None | None | #2 Diesel | 1978 |  |  |  | Fiberglass Reinforced Plastic
5306 | CUBBYs LAUREL | 210 HWY 20 N | LAUREL | 68745 | CEDAR | CUBBYS II INC | 9229 MORMON BRIDGE PLZ STE 6 | OMAHA | NE | 68152 | 6 | Currently in Use | 10000 | Fiberglass Reinforced Plastic | Federally Regulated | None | None | E-10 | 1994 |  |  |  | Fiberglass Reinforced Plastic
5306 | CUBBYs LAUREL | 210 HWY 20 N | LAUREL | 68745 | CEDAR | CUBBYS II INC | 9229 MORMON BRIDGE PLZ STE 6 | OMAHA | NE | 68152 | 7 | Currently in Use | 10000 | Fiberglass Reinforced Plastic | Federally Regulated | None | None | #2 Diesel | 1994 |  |  |  | Fiberglass Reinforced Plastic
5306 | CUBBYs LAUREL | 210 HWY 20 N | LAUREL | 68745 | CEDAR | CUBBYS II INC | 9229 MORMON BRIDGE PLZ STE 6 | OMAHA | NE | 68152 | 8 | Currently in Use | 6000 | Fiberglass Reinforced Plastic | Federally Regulated | None | None | Regular Unleaded | 1994 |  |  |  | Fiberglass Reinforced Plastic
5306 | CUBBYs LAUREL | 210 HWY 20 N | LAUREL | 68745 | CEDAR | CUBBYS II INC | 9229 MORMON BRIDGE PLZ STE 6 | OMAHA | NE | 68152 | 9 | Currently in Use | 3000 | Fiberglass Reinforced Plastic | Federally Regulated | None | None | Premium Unleaded | 1994 |  |  |  | Fiberglass Reinforced Plastic
5306 | CUBBYs LAUREL | 210 HWY 20 N | LAUREL | 68745 | CEDAR | CUBBYS II INC | 9229 MORMON BRIDGE PLZ STE 6 | OMAHA | NE | 68152 | 10 | Currently in Use | 4000 | Fiberglass Reinforced Plastic | Federally Regulated | None | None | #1 Diesel | 1998 |  |  |  | Fiberglass Reinforced Plastic
6634 | GATHJE SERVICE | HWY 116 & HWY 20 JCT | LAUREL | 68745 | DIXON | GATHJE SERVICE | RR 1 BOX 122 | LAUREL | NE | 68745 | 1 | Permanently Out of Use | 6500 | Steel | Federally Regulated | Unknown | Painted(e.g., asphaltic) | Empty | 1956 | 7/1/1986 |  |  | Steel
6634 | GATHJE SERVICE | HWY 116 & HWY 20 JCT | LAUREL | 68745 | DIXON | GATHJE SERVICE | RR 1 BOX 122 | LAUREL | NE | 68745 | 2 | Permanently Out of Use | 4500 | Steel | Federally Regulated | Unknown | Painted(e.g., asphaltic) | Empty | 1956 | 7/1/1986 |  |  | Steel
6634 | GATHJE SERVICE | HWY 116 & HWY 20 JCT | LAUREL | 68745 | DIXON | GATHJE SERVICE | RR 1 BOX 122 | LAUREL | NE | 68745 | 3 | Permanently Out of Use | 6500 | Steel | Federally Regulated | Unknown | Painted(e.g., asphaltic) | Empty | 1956 | 7/1/1986 |  |  | Steel
6634 | GATHJE SERVICE | HWY 116 & HWY 20 JCT | LAUREL | 68745 | DIXON | GATHJE SERVICE | RR 1 BOX 122 | LAUREL | NE | 68745 | 4 | Permanently Out of Use | 500 | Steel | Federally Regulated | Unknown | Painted(e.g., asphaltic) | Empty | 1951 | 9/1/1990 |  |  | Steel
6634 | GATHJE SERVICE | HWY 116 & HWY 20 JCT | LAUREL | 68745 | DIXON | GATHJE SERVICE | RR 1 BOX 122 | LAUREL | NE | 68745 | 5 | Permanently Out of Use | 1000 | Steel | Federally Regulated | Unknown | Painted(e.g., asphaltic) | Empty | 1951 | 7/1/1986 |  |  | Steel
4258 | RATHS MINI MART | 206 HWY 20 | LAUREL | 68745 | CEDAR | BRADLEY RATH | 206 HWY 20 | LAUREL | NE | 68745 | 1 | Currently in Use | 8000 | Steel | Federally Regulated | None | Galvanic/Sacrificial Current Cathodic Protection, STIP3 Tank | Regular Unleaded | 1989 |  |  |  | Fiberglass Reinforced Plastic
4258 | RATHS MINI MART | 206 HWY 20 | LAUREL | 68745 | CEDAR | BRADLEY RATH | 206 HWY 20 | LAUREL | NE | 68745 | 2 | Currently in Use | 6000 | Steel | Federally Regulated | None | Galvanic/Sacrificial Current Cathodic Protection, STIP3 Tank | Regular Unleaded | 1989 |  |  |  | Fiberglass Reinforced Plastic
2936 | MID-NEBRASKA LUBRICANTS | 411 W 2ND | LAWRENCE | 68957 | NUCKOLLS | COOPERATIVE PRODUCERS INC | PO BOX 1008 | HASTINGS | NE | 68902-1008 | 1 | Currently in Use | 10000 | Steel | Federally Regulated | None | Galvanic/Sacrificial Current Cathodic Protection, STIP3 Tank | E-10 | 1990 |  |  | 360 Excavation Liner | Fiberglass Reinforced Plastic
2936 | MID-NEBRASKA LUBRICANTS | 411 W 2ND | LAWRENCE | 68957 | NUCKOLLS | COOPERATIVE PRODUCERS INC | PO BOX 1008 | HASTINGS | NE | 68902-1008 | 2 | Currently in Use | 10000 | Steel | Federally Regulated | None | Galvanic/Sacrificial Current Cathodic Protection, STIP3 Tank | #2 Diesel | 1990 |  |  | 360 Excavation Liner | Fiberglass Reinforced Plastic
2936 | MID-NEBRASKA LUBRICANTS | 411 W 2ND | LAWRENCE | 68957 | NUCKOLLS | COOPERATIVE PRODUCERS INC | PO BOX 1008 | HASTINGS | NE | 68902-1008 | 3 | Currently in Use | 10000 | Steel | Federally Regulated | None | Galvanic/Sacrificial Current Cathodic Protection, STIP3 Tank | Regular Unleaded | 1990 |  |  | 360 Excavation Liner | Fiberglass Reinforced Plastic
2936 | MID-NEBRASKA LUBRICANTS | 411 W 2ND | LAWRENCE | 68957 | NUCKOLLS | COOPERATIVE PRODUCERS INC | PO BOX 1008 | HASTINGS | NE | 68902-1008 | 4 | Currently in Use | 2000 | Jacketed | Federally Regulated | None | Fiberglass Reinforced Plastic Coated | Other->#2 Dyed Diesel | 2009 |  |  | Double Walled | Plastic
5436 | R & K SERVICES INC | 101 E 2ND ST | LAWRENCE | 68957 | NUCKOLLS | R & K SERVICES INC | PO BOX 68 | LAWRENCE | NE | 68957 | 1 | Currently in Use | 2000 | Steel | Federally Regulated | None | Impressed Current Cathodic Protection | #2 Diesel | 1982 |  |  |  | Fiberglass Reinforced Plastic
5436 | R & K SERVICES INC | 101 E 2ND ST | LAWRENCE | 68957 | NUCKOLLS | R & K SERVICES INC | PO BOX 68 | LAWRENCE | NE | 68957 | 2 | Currently in Use | 3000 | Steel | Federally Regulated | None | Impressed Current Cathodic Protection | #2 Diesel, Other->Dyed | 1982 |  |  |  | Fiberglass Reinforced Plastic
11959 | COOPERATIVE SUPPLY INC | 1ST ST & OAK | LEIGH | 68643 | COLFAX | COOPERATIVE SUPPLY INC | PO BOX 278 | DODGE | NE | 68633 | 1 | Currently in Use | 4000 | Steel | Federally Regulated | None | Impressed Current Cathodic Protection, Painted(e.g., asphaltic) | Regular Unleaded | 1982 |  |  |  | GALVANIZED STEEL
11959 | COOPERATIVE SUPPLY INC | 1ST ST & OAK | LEIGH | 68643 | COLFAX | COOPERATIVE SUPPLY INC | PO BOX 278 | DODGE | NE | 68633 | 2 | Currently in Use | 6000 | Steel | Federally Regulated | None | Impressed Current Cathodic Protection, Painted(e.g., asphaltic) | Regular Unleaded | 1982 |  |  |  | GALVANIZED STEEL
11959 | COOPERATIVE SUPPLY INC | 1ST ST & OAK | LEIGH | 68643 | COLFAX | COOPERATIVE SUPPLY INC | PO BOX 278 | DODGE | NE | 68633 | 3 | Currently in Use | 6000 | Steel | Federally Regulated | None | Impressed Current Cathodic Protection, Painted(e.g., asphaltic) | #1 Diesel | 1982 |  |  |  | GALVANIZED STEEL
11959 | COOPERATIVE SUPPLY INC | 1ST ST & OAK | LEIGH | 68643 | COLFAX | COOPERATIVE SUPPLY INC | PO BOX 278 | DODGE | NE | 68633 | 4 | Currently in Use | 4000 | Steel | Federally Regulated | None | Impressed Current Cathodic Protection, STIP3 Tank | #1 Diesel | 1994 |  |  |  | Fiberglass Reinforced Plastic, GALVANIZED STEEL
5520 | DONs TRUE VALUE HARDWARE/VARIETY | 139 MAIN ST | LEIGH | 68643 | COLFAX | DONALD FRANZEN | 519 MAIN ST | LEIGH | NE | 68643 | 1 | Permanently Out of Use | 560 | Steel | Federally Regulated | None | Unknown | Empty, Regular Unleaded | 1966 |  |  |  | Steel
3633 | JUST ANOTHER MINI MART INC | 228 MAIN ST | LEIGH | 68643 | COLFAX | JUST ANOTHER MINI MART INC | PO BOX 326 | LEIGH | NE | 68643 | 1 | Currently in Use | 2000 | Steel | Federally Regulated | None | Impressed Current Cathodic Protection, Painted(e.g., asphaltic) | Regular Unleaded | 1984 |  |  |  | Steel
3633 | JUST ANOTHER MINI MART INC | 228 MAIN ST | LEIGH | 68643 | COLFAX | JUST ANOTHER MINI MART INC | PO BOX 326 | LEIGH | NE | 68643 | 2 | Currently in Use | 2000 | Steel | Federally Regulated | None | Impressed Current Cathodic Protection, Painted(e.g., asphaltic) | Regular Unleaded | 1984 |  |  |  | Steel
3633 | JUST ANOTHER MINI MART INC | 228 MAIN ST | LEIGH | 68643 | COLFAX | JUST ANOTHER MINI MART INC | PO BOX 326 | LEIGH | NE | 68643 | 3 | Currently in Use | 2000 | Steel | Federally Regulated | None | Impressed Current Cathodic Protection, Painted(e.g., asphaltic) | #2 Diesel | 1984 |  |  |  | Steel
6134 | MCMULLIN TRANSFER INC | RR 1 | LEIGH | 68643 | PLATTE | MCMULLIN TRANSFER INC | RR 1 BOX 100A | LEIGH | NE | 68643 | 1 | Permanently Out of Use | 12000 | Unknown | Federally Regulated | Unknown | Unknown | #2 Diesel | 1900 | 2/1/1982 |  |  | Unknown
5734 | ADMIRALs COVE RESORT | 999 LEMOYNE RD | LEMOYNE | 69146-2932 | KEITH | FROST HOLDINGS AT THE COVE LLC | PO BOX 238 | LEMOYNE | NE | 69146 | 1 | Currently in Use | 1000 | Jacketed | Federally Regulated | None | Poly Jacket | Regular Unleaded | 1993 |  |  | Double Walled | Fiberglass Reinforced Plastic
7030 | NORTH SHORE LODGE GATE 5 | #2 NORTH SHORE RD | LEMOYNE | 69146 | KEITH | NSL INC DBA NORTH SHORE LODGE | PO BOX 237 | LEMOYNE | NE | 69146 | 3 | Currently in Use | 12000 | Jacketed | Federally Regulated | None | Poly Jacket | Regular Unleaded | 1998 |  |  | Double Walled | Fiberglass Reinforced Plastic
5424 | STETSONS CORNER STORE | 101 HWY 92 W | LEMOYNE | 69146 | KEITH | STETSONS CORNER STORE | 101 HWY 92 W | LEMOYNE | NE | 69146 | 4 | Currently in Use | 10000 | Steel | Federally Regulated | None | Galvanic/Sacrificial Current Cathodic Protection, STIP3 Tank | Regular Unleaded | 1998 |  |  |  | Fiberglass Reinforced Plastic
5424 | STETSONS CORNER STORE | 101 HWY 92 W | LEMOYNE | 69146 | KEITH | STETSONS CORNER STORE | 101 HWY 92 W | LEMOYNE | NE | 69146 | 5 | Currently in Use | 2000 | Steel | Federally Regulated | None | Galvanic/Sacrificial Current Cathodic Protection, STIP3 Tank | #2 Diesel | 1998 |  |  |  | Fiberglass Reinforced Plastic
5424 | STETSONS CORNER STORE | 101 HWY 92 W | LEMOYNE | 69146 | KEITH | STETSONS CORNER STORE | 101 HWY 92 W | LEMOYNE | NE | 69146 | 6 | Currently in Use | 2000 | Steel | Federally Regulated | None | Galvanic/Sacrificial Current Cathodic Protection, STIP3 Tank | Premium Unleaded | 1998 |  |  |  | Fiberglass Reinforced Plastic
7895 | VOGLs LODGE & LURE | 721 HWY 92 W | LEMOYNE | 69146 | KEITH | CKV PROPERTIES INC | 721 HIGHWAY 92 W | LEMOYNE | NE | 69146 | 6 | Currently in Use | 5000 | Steel | Federally Regulated | None | Galvanic/Sacrificial Current Cathodic Protection, STIP3 Tank | Regular Unleaded | 1996 |  |  |  | Fiberglass Reinforced Plastic
6936 | GRACE LAND & CATTLE CO | 4 MI S OF LEWELLEN | LEWELLEN | 69147 | GARDEN | GRACE LAND & CATTLE CO | PO BOX D | LEWELLEN | NE | 69147 | 1 | Permanently Out of Use | 2000 | Steel | Federally Regulated | Unknown | Painted(e.g., asphaltic) | #2 Diesel | 1980 | 12/1/1998 |  |  | Steel
1600 | JC CEDARVIEW | 1402 HWY 92 W | LEWELLEN | 69147-2132 | KEITH | CHRISTINA CARSON | 1402 HWY 92 W | LEWELLEN | NE | 69147-2132 | 3 | Currently in Use | 3000 | Steel | Federally Regulated | None | Galvanic/Sacrificial Current Cathodic Protection, STIP3 Tank | Regular Unleaded | 1998 |  |  |  | Fiberglass Reinforced Plastic
1600 | JC CEDARVIEW | 1402 HWY 92 W | LEWELLEN | 69147-2132 | KEITH | CHRISTINA CARSON | 1402 HWY 92 W | LEWELLEN | NE | 69147-2132 | 4 | Currently in Use | 1000 | Steel | Federally Regulated | None | Galvanic/Sacrificial Current Cathodic Protection, STIP3 Tank | Regular Unleaded | 1998 |  |  |  | Fiberglass Reinforced Plastic
73 | OREGON TRAIL CORNER STORE | 20120 US HIGHWAY 26 | LEWELLEN | 69147 | GARDEN | DALE JOSH | 5097 ROAD 191A | OSHKOSH | NE | 69154 | 1 | Currently in Use | 8000 | Steel | Federally Regulated | Internal Lining(e.g., epoxy resins) | Impressed Current Cathodic Protection | Regular Unleaded | 1984 |  |  |  | Steel
73 | OREGON TRAIL CORNER STORE | 20120 US HIGHWAY 26 | LEWELLEN | 69147 | GARDEN | DALE JOSH | 5097 ROAD 191A | OSHKOSH | NE | 69154 | 2 | Currently in Use | 8000 | Steel | Federally Regulated | Internal Lining(e.g., epoxy resins) | Impressed Current Cathodic Protection | #2 Diesel | 1984 |  |  |  | Steel
6341 | UNION PACIFIC RAILROAD | LEWELLEN SECTION NEAR RR TRACKS | LEWELLEN | 69147 | GARDEN | UNION PACIFIC RR | 1416 DODGE ST RM 1000 | OMAHA | NE | 68179 | 1 | Permanently Out of Use | 1000 | Unknown | Federally Regulated | Unknown | Unknown | Mixed | 1909 | 4/1/1986 |  |  | Unknown
6972 | ANTHONY MALOLY | RR 1 BOX 161 | LEXINGTON | 68850 | DAWSON | ANTHONY MALOLY | RR 1 BOX 161 | LEXINGTON | NE | 68850 | 1 | Permanently Out of Use | 2500 | Steel | Federally Regulated | Unknown | Painted(e.g., asphaltic) | #2 Diesel | 1984 | 7/1/1991 |  |  | Steel
6972 | ANTHONY MALOLY | RR 1 BOX 161 | LEXINGTON | 68850 | DAWSON | ANTHONY MALOLY | RR 1 BOX 161 | LEXINGTON | NE | 68850 | 2 | Permanently Out of Use | 1000 | Steel | Federally Regulated | Unknown | Painted(e.g., asphaltic) | Kerosene | 1983 | 7/1/1991 |  |  | Steel
6972 | ANTHONY MALOLY | RR 1 BOX 161 | LEXINGTON | 68850 | DAWSON | ANTHONY MALOLY | RR 1 BOX 161 | LEXINGTON | NE | 68850 | 3 | Permanently Out of Use | 1000 | Steel | Federally Regulated | Unknown | Painted(e.g., asphaltic) | #2 Diesel | 1981 | 7/1/1991 |  |  | Steel
11196 | CASEYS GENERAL STORE #1747 | 902 N ADAMS | LEXINGTON | 68850 | DAWSON | CASEYS RETAIL CO | PO BOX 3001 | ANKENY | IA | 50021-8045 | 1 | Currently in Use | 10000 | Fiberglass Reinforced Plastic | Federally Regulated | None | None | Regular Unleaded | 1994 |  |  |  | Fiberglass Reinforced Plastic
11196 | CASEYS GENERAL STORE #1747 | 902 N ADAMS | LEXINGTON | 68850 | DAWSON | CASEYS RETAIL CO | PO BOX 3001 | ANKENY | IA | 50021-8045 | 2 | Currently in Use | 10000 | Fiberglass Reinforced Plastic | Federally Regulated | None | None | E-10 | 1994 |  |  |  | Fiberglass Reinforced Plastic
11679 | CASEYS GENERAL STORE #2068 | 609 PLUM CREEK PKWY | LEXINGTON | 68850 | DAWSON | CASEYS RETAIL CO | PO BOX 3001 | ANKENY | IA | 50021-8045 | 1 | Currently in Use | 10000 | Fiberglass Reinforced Plastic | Federally Regulated | None | None | Regular Unleaded | 1998 |  |  |  | Fiberglass Reinforced Plastic
11679 | CASEYS GENERAL STORE #2068 | 609 PLUM CREEK PKWY | LEXINGTON | 68850 | DAWSON | CASEYS RETAIL CO | PO BOX 3001 | ANKENY | IA | 50021-8045 | 2 | Currently in Use | 10000 | Fiberglass Reinforced Plastic | Federally Regulated | None | None | E-10 | 1998 |  |  |  | Fiberglass Reinforced Plastic
1622 | CASEYS GENERAL STORE #4526 | 2700 S PLUM CREEK PKWY | LEXINGTON | 68850 | DAWSON | CASEYS RETAIL CO | PO BOX 3001 | ANKENY | IA | 50021-8045 | 5 | Currently in Use | 12000 | Fiberglass Reinforced Plastic | Federally Regulated | None | None | Regular Unleaded | 1996 |  |  |  | Fiberglass Reinforced Plastic
1622 | CASEYS GENERAL STORE #4526 | 2700 S PLUM CREEK PKWY | LEXINGTON | 68850 | DAWSON | CASEYS RETAIL CO | PO BOX 3001 | ANKENY | IA | 50021-8045 | 6 | Currently in Use | 12000 | Fiberglass Reinforced Plastic | Federally Regulated | None | None | B-100 | 1996 |  |  |  | Fiberglass Reinforced Plastic
1622 | CASEYS GENERAL STORE #4526 | 2700 S PLUM CREEK PKWY | LEXINGTON | 68850 | DAWSON | CASEYS RETAIL CO | PO BOX 3001 | ANKENY | IA | 50021-8045 | 7 | Currently in Use | 5000 | Fiberglass Reinforced Plastic | Federally Regulated | None | None | E-85 | 1996 |  |  |  | Fiberglass Reinforced Plastic
1622 | CASEYS GENERAL STORE #4526 | 2700 S PLUM CREEK PKWY | LEXINGTON | 68850 | DAWSON | CASEYS RETAIL CO | PO BOX 3001 | ANKENY | IA | 50021-8045 | 8 | Currently in Use | 6000 | Fiberglass Reinforced Plastic | Federally Regulated | None | None | #1 Diesel | 1996 |  |  |  | Fiberglass Reinforced Plastic
1622 | CASEYS GENERAL STORE #4526 | 2700 S PLUM CREEK PKWY | LEXINGTON | 68850 | DAWSON | CASEYS RETAIL CO | PO BOX 3001 | ANKENY | IA | 50021-8045 | 9 | Currently in Use | 12000 | Fiberglass Reinforced Plastic | Federally Regulated | None | None | #2 Diesel | 1996 |  |  |  | Fiberglass Reinforced Plastic
2257 | CENTRAL NEBRASKA TRUSS INC | 75496 RD 435 | LEXINGTON | 68850 | DAWSON | CHARLENE K TILSON | 805 ONTARIO AVE | ELWOOD | NE | 68937 | 1 | Permanently Out of Use | 4000 | Steel | Federally Regulated | None | Galvanic/Sacrificial Current Cathodic Protection, Painted(e.g., asphaltic) | #2 Diesel | 1985 | 12/1/1998 |  |  | Steel
2257 | CENTRAL NEBRASKA TRUSS INC | 75496 RD 435 | LEXINGTON | 68850 | DAWSON | CHARLENE K TILSON | 805 ONTARIO AVE | ELWOOD | NE | 68937 | 2 | Permanently Out of Use | 2000 | Steel | Federally Regulated | None | Galvanic/Sacrificial Current Cathodic Protection, Painted(e.g., asphaltic) |  | 1985 | 12/1/1998 |  |  | Steel
5203 | DAWSON COUNTY LAW ENF CTR | 709 N GRANT | LEXINGTON | 68850 | DAWSON | DAWSON COUNTY | 709 N GRANT ST | LEXINGTON | NE | 68850 | 1 | Currently in Use | 1000 | Steel | Federally Regulated | None | Galvanic/Sacrificial Current Cathodic Protection, Painted(e.g., asphaltic) | Other->#2 Dyed Diesel | 1992 |  |  |  | Steel
5515 | FAT DOGS - LEXINGTON | 2607 PLUM CREEK PKWY | LEXINGTON | 68850 | DAWSON | WILKINSON DEVELOPMENT INC | PO BOX 768 | NORTH PLATTE | NE | 69103-0768 | 5 | Currently in Use | 18000 | Steel | Federally Regulated | None | Galvanic/Sacrificial Current Cathodic Protection, STIP3 Tank | Regular Unleaded | 2000 |  |  |  | Plastic
5515 | FAT DOGS - LEXINGTON | 2607 PLUM CREEK PKWY | LEXINGTON | 68850 | DAWSON | WILKINSON DEVELOPMENT INC | PO BOX 768 | NORTH PLATTE | NE | 69103-0768 | 6 | Currently in Use | 10000 | Steel | Federally Regulated | None | Galvanic/Sacrificial Current Cathodic Protection, STIP3 Tank | E-89 | 2000 |  |  |  | Plastic
5515 | FAT DOGS - LEXINGTON | 2607 PLUM CREEK PKWY | LEXINGTON | 68850 | DAWSON | WILKINSON DEVELOPMENT INC | PO BOX 768 | NORTH PLATTE | NE | 69103-0768 | 7 | Currently in Use | 8000 | Steel | Federally Regulated | None | Galvanic/Sacrificial Current Cathodic Protection, STIP3 Tank | Premium Unleaded | 2000 |  |  |  | Plastic
5515 | FAT DOGS - LEXINGTON | 2607 PLUM CREEK PKWY | LEXINGTON | 68850 | DAWSON | WILKINSON DEVELOPMENT INC | PO BOX 768 | NORTH PLATTE | NE | 69103-0768 | 8 | Currently in Use | 8000 | Fiberglass Reinforced Plastic | Federally Regulated |  |  | E-85 | 2023 |  |  | Double Walled | Plastic
5515 | FAT DOGS - LEXINGTON | 2607 PLUM CREEK PKWY | LEXINGTON | 68850 | DAWSON | WILKINSON DEVELOPMENT INC | PO BOX 768 | NORTH PLATTE | NE | 69103-0768 | 9 | Currently in Use | 12000 | Fiberglass Reinforced Plastic | Federally Regulated |  |  | , Other->Dyed Diesel | 2023 |  |  | Double Walled | Plastic
5515 | FAT DOGS - LEXINGTON | 2607 PLUM CREEK PKWY | LEXINGTON | 68850 | DAWSON | WILKINSON DEVELOPMENT INC | PO BOX 768 | NORTH PLATTE | NE | 69103-0768 | 10 | Currently in Use | 20000 | Fiberglass Reinforced Plastic | Federally Regulated |  |  | #2 Diesel | 2023 |  |  | Double Walled | Plastic
6320 | FILL-N-CHILL #003 | 123 E PACIFIC ST | LEXINGTON | 68850 | DAWSON | HOFF BROS INC | 305 N HASTINGS AVE STE 201 | HASTINGS | NE | 68901 | 1 | Currently in Use | 6000 | Steel | Federally Regulated | Internal Lining(e.g., epoxy resins) | Impressed Current Cathodic Protection | E-10 | 1981 |  |  |  | Fiberglass Reinforced Plastic
6320 | FILL-N-CHILL #003 | 123 E PACIFIC ST | LEXINGTON | 68850 | DAWSON | HOFF BROS INC | 305 N HASTINGS AVE STE 201 | HASTINGS | NE | 68901 | 2 | Currently in Use | 6000 | Steel | Federally Regulated | Internal Lining(e.g., epoxy resins) | Impressed Current Cathodic Protection | E-10 | 1981 |  |  |  | Fiberglass Reinforced Plastic
6320 | FILL-N-CHILL #003 | 123 E PACIFIC ST | LEXINGTON | 68850 | DAWSON | HOFF BROS INC | 305 N HASTINGS AVE STE 201 | HASTINGS | NE | 68901 | 3 | Currently in Use | 6000 | Steel | Federally Regulated | Internal Lining(e.g., epoxy resins) | Impressed Current Cathodic Protection | Regular Unleaded | 1981 |  |  |  | Fiberglass Reinforced Plastic
6320 | FILL-N-CHILL #003 | 123 E PACIFIC ST | LEXINGTON | 68850 | DAWSON | HOFF BROS INC | 305 N HASTINGS AVE STE 201 | HASTINGS | NE | 68901 | 4 | Currently in Use | 6000 | Steel | Federally Regulated | Internal Lining(e.g., epoxy resins) | Impressed Current Cathodic Protection | Premium Unleaded | 1981 |  |  |  | Fiberglass Reinforced Plastic
6320 | FILL-N-CHILL #003 | 123 E PACIFIC ST | LEXINGTON | 68850 | DAWSON | HOFF BROS INC | 305 N HASTINGS AVE STE 201 | HASTINGS | NE | 68901 | 5 | Currently in Use | 6000 | Steel | Federally Regulated | Internal Lining(e.g., epoxy resins) | Impressed Current Cathodic Protection | #2 Diesel | 1981 |  |  |  | Fiberglass Reinforced Plastic
6213 | FILL-N-CHILL #010 | 2705 S PLUM CREEK PKWY | LEXINGTON | 68850 | DAWSON | HOFF BROS INC | 305 N HASTINGS AVE STE 201 | HASTINGS | NE | 68901 | 1 | Currently in Use | 10000 | Steel | Federally Regulated | None | Galvanic/Sacrificial Current Cathodic Protection, Painted(e.g., asphaltic) | E-10 | 1991 |  |  |  | Plastic
6213 | FILL-N-CHILL #010 | 2705 S PLUM CREEK PKWY | LEXINGTON | 68850 | DAWSON | HOFF BROS INC | 305 N HASTINGS AVE STE 201 | HASTINGS | NE | 68901 | 2 | Currently in Use | 10000 | Steel | Federally Regulated | None | Galvanic/Sacrificial Current Cathodic Protection, Painted(e.g., asphaltic) | Regular Unleaded | 1991 |  |  |  | Fiberglass Reinforced Plastic, Plastic
6213 | FILL-N-CHILL #010 | 2705 S PLUM CREEK PKWY | LEXINGTON | 68850 | DAWSON | HOFF BROS INC | 305 N HASTINGS AVE STE 201 | HASTINGS | NE | 68901 | 3 | Currently in Use | 6000 | Steel | Federally Regulated | None | Galvanic/Sacrificial Current Cathodic Protection, Painted(e.g., asphaltic) | Premium Unleaded | 1991 |  |  |  | Plastic
6213 | FILL-N-CHILL #010 | 2705 S PLUM CREEK PKWY | LEXINGTON | 68850 | DAWSON | HOFF BROS INC | 305 N HASTINGS AVE STE 201 | HASTINGS | NE | 68901 | 4 | Currently in Use | 6000 | Steel | Federally Regulated | None | Galvanic/Sacrificial Current Cathodic Protection, Painted(e.g., asphaltic), STIP3 Tank | #2 Diesel | 1991 |  |  |  | Fiberglass Reinforced Plastic
4184 | INNOVATIVE AG GROUP LLC | 42822 ROAD 753 | LEXINGTON | 68850 | DAWSON | INNOVATIVE AG GROUP LLC | 711 MARSHALL | BERTRAND | NE | 68927 | 1 | Permanently Out of Use | 20000 | Steel | Federally Regulated | None | Galvanic/Sacrificial Current Cathodic Protection, STIP3 Tank | #1 Diesel | 1991 | 12/1/2018 |  | 360 Excavation Liner | Fiberglass Reinforced Plastic
4184 | INNOVATIVE AG GROUP LLC | 42822 ROAD 753 | LEXINGTON | 68850 | DAWSON | INNOVATIVE AG GROUP LLC | 711 MARSHALL | BERTRAND | NE | 68927 | 2 | Permanently Out of Use | 10000 | Steel | Federally Regulated | None | Galvanic/Sacrificial Current Cathodic Protection, STIP3 Tank | E-10 | 1991 | 12/1/2018 |  | 360 Excavation Liner | Fiberglass Reinforced Plastic
4184 | INNOVATIVE AG GROUP LLC | 42822 ROAD 753 | LEXINGTON | 68850 | DAWSON | INNOVATIVE AG GROUP LLC | 711 MARSHALL | BERTRAND | NE | 68927 | 3 | Permanently Out of Use | 20000 | Steel | Federally Regulated | None | Galvanic/Sacrificial Current Cathodic Protection, STIP3 Tank | #2 Diesel | 1991 | 12/1/2018 |  | 360 Excavation Liner | Fiberglass Reinforced Plastic
2251 | KNAPPLE INC | STAR RT BOX 15 | LEXINGTON | 68850 | DAWSON | KNAPPLE INC | STAR RT BOX 15 | LEXINGTON | NE | 68850 | 1 | Permanently Out of Use | 2000 | Steel | Federally Regulated | None | Painted(e.g., asphaltic) | #2 Diesel | 1971 | 5/1/1987 |  |  | Steel
5510 | LEON JOHNSON | 1911 DAVISTA LN | LEXINGTON | 68850 | DAWSON | LEON JOHNSON | E HWY 30 | LEXINGTON | NE | 68850 | 1 | Permanently Out of Use | 1000 | Steel | Federally Regulated | Unknown | Unknown | Empty, Regular Unleaded | 1974 |  |  |  | Steel
8 | LEXINGTON C-STORE | 711 E PACIFIC | LEXINGTON | 68850 | DAWSON | COUNTRY PARTNERS COOPERATIVE | PO BOX 80 | GOTHENBURG | NE | 69138 | 1 | Currently in Use | 12000 | Fiberglass Reinforced Plastic | Federally Regulated | None | None | Regular Unleaded | 1977 |  |  | 360 Excavation Liner, Double Walled | Fiberglass Reinforced Plastic
8 | LEXINGTON C-STORE | 711 E PACIFIC | LEXINGTON | 68850 | DAWSON | COUNTRY PARTNERS COOPERATIVE | PO BOX 80 | GOTHENBURG | NE | 69138 | 2 | Currently in Use | 12000 | Fiberglass Reinforced Plastic | Federally Regulated | None | None | E-10 | 1977 |  |  |  | Fiberglass Reinforced Plastic
8 | LEXINGTON C-STORE | 711 E PACIFIC | LEXINGTON | 68850 | DAWSON | COUNTRY PARTNERS COOPERATIVE | PO BOX 80 | GOTHENBURG | NE | 69138 | 3 | Currently in Use | 12000 | Fiberglass Reinforced Plastic | Federally Regulated | None | None | #2 Diesel | 1977 |  |  |  | Fiberglass Reinforced Plastic
8 | LEXINGTON C-STORE | 711 E PACIFIC | LEXINGTON | 68850 | DAWSON | COUNTRY PARTNERS COOPERATIVE | PO BOX 80 | GOTHENBURG | NE | 69138 | 4 | Currently in Use | 4000 | Steel | Federally Regulated | None | Galvanic/Sacrificial Current Cathodic Protection, STIP3 Tank | , Hazard->107-12-1, Other->Ethylene glycol (Antifreeze) | 1992 |  |  | 360 Excavation Liner, Double Walled | Fiberglass Reinforced Plastic
8 | LEXINGTON C-STORE | 711 E PACIFIC | LEXINGTON | 68850 | DAWSON | COUNTRY PARTNERS COOPERATIVE | PO BOX 80 | GOTHENBURG | NE | 69138 | 5 | Currently in Use | 4000 | Steel | Federally Regulated | None | Galvanic/Sacrificial Current Cathodic Protection | Kerosene | 1992 |  |  |  | Fiberglass Reinforced Plastic
8 | LEXINGTON C-STORE | 711 E PACIFIC | LEXINGTON | 68850 | DAWSON | COUNTRY PARTNERS COOPERATIVE | PO BOX 80 | GOTHENBURG | NE | 69138 | 6 | Currently in Use | 4000 | Steel | Federally Regulated | None | Galvanic/Sacrificial Current Cathodic Protection | #2 Diesel, Other->Dyed diesel | 1992 |  |  |  | Fiberglass Reinforced Plastic
2258 | LEXINGTON REGIONAL HEALTH CENTER | 1201 N ERIE | LEXINGTON | 68850 | DAWSON | LEXINGTON REGIONAL HEALTH CENTER | PO BOX 980 | LEXINGTON | NE | 68850 | 4 | Currently in Use | 5000 | Fiberglass Reinforced Plastic | Federally Regulated |  |  | #2 Diesel | 2014 |  |  | Double Walled | Plastic
4223 | MACs SHORT STOP | 1114 N ADAMS | LEXINGTON | 68850 | DAWSON | MET SHORTSTOP LLC | 1114 N ADAMS | LEXINGTON | NE | 68850 | 7 | Currently in Use | 8000 | Steel | Federally Regulated | Unknown | Galvanic/Sacrificial Current Cathodic Protection, Painted(e.g., asphaltic), STIP3 Tank | E-10 | 1998 |  |  |  | Fiberglass Reinforced Plastic
4223 | MACs SHORT STOP | 1114 N ADAMS | LEXINGTON | 68850 | DAWSON | MET SHORTSTOP LLC | 1114 N ADAMS | LEXINGTON | NE | 68850 | 8 | Currently in Use | 8000 | Steel | Federally Regulated | Unknown | Galvanic/Sacrificial Current Cathodic Protection, Painted(e.g., asphaltic), STIP3 Tank | Regular Unleaded | 1998 |  |  |  | Fiberglass Reinforced Plastic
4850 | MINUTEMAN MART | 701 N WASHINGTON | LEXINGTON | 68850 | DAWSON | RAYMOND BERNAL | 1700 E 13TH ST | LEXINGTON | NE | 68850 | 2 | Permanently Out of Use | 6000 | Steel | Federally Regulated | Unknown | Galvanic/Sacrificial Current Cathodic Protection, Painted(e.g., asphaltic) |  | 1986 | 12/1/2006
4850 | MINUTEMAN MART | 701 N WASHINGTON | LEXINGTON | 68850 | DAWSON | RAYMOND BERNAL | 1700 E 13TH ST | LEXINGTON | NE | 68850 | 3 | Permanently Out of Use | 6000 | Steel | Federally Regulated | Unknown | Galvanic/Sacrificial Current Cathodic Protection, Painted(e.g., asphaltic) |  | 1986 | 12/1/2006
4850 | MINUTEMAN MART | 701 N WASHINGTON | LEXINGTON | 68850 | DAWSON | RAYMOND BERNAL | 1700 E 13TH ST | LEXINGTON | NE | 68850 | 4 | Permanently Out of Use | 2000 | Steel | Federally Regulated | Unknown | Galvanic/Sacrificial Current Cathodic Protection, Painted(e.g., asphaltic) | #2 Diesel | 1986 | 12/1/2006
1241 | NEBRASKALAND TIRE & TRUCK CTR | 3004 PLUM CREEK PKWY | LEXINGTON | 68850 | DAWSON | NEBRASKALAND TIRE CO | PO BOX 96 | LEXINGTON | NE | 68850 | 1 | Currently in Use | 3000 | Steel | Federally Regulated | None | Galvanic/Sacrificial Current Cathodic Protection, STIP3 Tank | #2 Diesel | 1988 |  |  |  | Steel
1241 | NEBRASKALAND TIRE & TRUCK CTR | 3004 PLUM CREEK PKWY | LEXINGTON | 68850 | DAWSON | NEBRASKALAND TIRE CO | PO BOX 96 | LEXINGTON | NE | 68850 | 2 | Permanently Out of Use | 500 | Steel | Federally Regulated | None | Galvanic/Sacrificial Current Cathodic Protection, STIP3 Tank | Used Oil | 1988 | 8/1/2020 |  |  | Steel
1241 | NEBRASKALAND TIRE & TRUCK CTR | 3004 PLUM CREEK PKWY | LEXINGTON | 68850 | DAWSON | NEBRASKALAND TIRE CO | PO BOX 96 | LEXINGTON | NE | 68850 | 5 | Currently in Use | 15000 | Jacketed | Federally Regulated |  |  | E-10 | 2022 |  |  | Double Walled | Plastic
1241 | NEBRASKALAND TIRE & TRUCK CTR | 3004 PLUM CREEK PKWY | LEXINGTON | 68850 | DAWSON | NEBRASKALAND TIRE CO | PO BOX 96 | LEXINGTON | NE | 68850 | 6 | Currently in Use | 6000 | Fiberglass Reinforced Plastic | Federally Regulated |  |  | Premium Unleaded | 2022 |  |  | Double Walled | Plastic
1241 | NEBRASKALAND TIRE & TRUCK CTR | 3004 PLUM CREEK PKWY | LEXINGTON | 68850 | DAWSON | NEBRASKALAND TIRE CO | PO BOX 96 | LEXINGTON | NE | 68850 | 7 | Currently in Use | 10000 | Fiberglass Reinforced Plastic | Federally Regulated |  |  | Regular Unleaded | 2022 |  |  | Double Walled | Plastic
1241 | NEBRASKALAND TIRE & TRUCK CTR | 3004 PLUM CREEK PKWY | LEXINGTON | 68850 | DAWSON | NEBRASKALAND TIRE CO | PO BOX 96 | LEXINGTON | NE | 68850 | 8 | Currently in Use | 25000 | Fiberglass Reinforced Plastic | Federally Regulated |  |  | #2 Diesel | 2022 |  |  | Double Walled | Plastic
1241 | NEBRASKALAND TIRE & TRUCK CTR | 3004 PLUM CREEK PKWY | LEXINGTON | 68850 | DAWSON | NEBRASKALAND TIRE CO | PO BOX 96 | LEXINGTON | NE | 68850 | 9 | Currently in Use | 10000 | Fiberglass Reinforced Plastic | Federally Regulated |  |  | #2 Diesel | 2022 |  |  | Double Walled | Plastic
1241 | NEBRASKALAND TIRE & TRUCK CTR | 3004 PLUM CREEK PKWY | LEXINGTON | 68850 | DAWSON | NEBRASKALAND TIRE CO | PO BOX 96 | LEXINGTON | NE | 68850 | 10 | Currently in Use | 10000 | Fiberglass Reinforced Plastic | Federally Regulated |  |  | #1 Diesel | 2022 |  |  | Double Walled | Plastic
3315 | ST ANNs HIGH SCHOOL | 10TH & TAFT | LEXINGTON | 68850 | DAWSON | ST ANNS HIGH SCHOOL | 10TH & TAFT | LEXINGTON | NE | 68850 | 1 | Permanently Out of Use | 1000 | Steel | Federally Regulated | Unknown | Unknown | #2 Diesel, Empty | 1954 |  |  |  | Unknown
423 | THRIFTYs GAS & LIQUOR #5 | 210 E 6TH ST | LEXINGTON | 68850 | DAWSON | PRAHLAD CHAUDHARI | 210 E 6TH ST | LEXINGTON | NE | 68850 | 5 | Currently in Use | 10000 | Fiberglass Reinforced Plastic | Federally Regulated | None | None | E-10 | 1997 |  |  |  | Fiberglass Reinforced Plastic
423 | THRIFTYs GAS & LIQUOR #5 | 210 E 6TH ST | LEXINGTON | 68850 | DAWSON | PRAHLAD CHAUDHARI | 210 E 6TH ST | LEXINGTON | NE | 68850 | 6 | Currently in Use | 6000 | Fiberglass Reinforced Plastic | Federally Regulated | None | None | Regular Unleaded | 1997 |  |  |  | Fiberglass Reinforced Plastic
423 | THRIFTYs GAS & LIQUOR #5 | 210 E 6TH ST | LEXINGTON | 68850 | DAWSON | PRAHLAD CHAUDHARI | 210 E 6TH ST | LEXINGTON | NE | 68850 | 7 | Currently in Use | 6000 | Fiberglass Reinforced Plastic | Federally Regulated | None | None | E-10 | 1997 |  |  |  | Fiberglass Reinforced Plastic
423 | THRIFTYs GAS & LIQUOR #5 | 210 E 6TH ST | LEXINGTON | 68850 | DAWSON | PRAHLAD CHAUDHARI | 210 E 6TH ST | LEXINGTON | NE | 68850 | 8 | Currently in Use | 6000 | Fiberglass Reinforced Plastic | Federally Regulated | None | None | #2 Diesel | 1997 |  |  |  | Fiberglass Reinforced Plastic
6165 | UNKNOWN | HWY 283 | LEXINGTON | 68850 | DAWSON | UNKNOWN | UNKNOWN | UNKNOWN | NE | Unknown | 1 | Permanently Out of Use | 99999 | Unknown | Federally Regulated | Unknown | Unknown | Mixed | 1901 | 1/1/1974 |  |  | Unknown
6165 | UNKNOWN | HWY 283 | LEXINGTON | 68850 | DAWSON | UNKNOWN | UNKNOWN | UNKNOWN | NE | Unknown | 2 | Permanently Out of Use | 99999 | Unknown | Federally Regulated | Unknown | Unknown | Mixed | 1901 | 1/1/1974 |  |  | Unknown
6165 | UNKNOWN | HWY 283 | LEXINGTON | 68850 | DAWSON | UNKNOWN | UNKNOWN | UNKNOWN | NE | Unknown | 3 | Permanently Out of Use | 99999 | Unknown | Federally Regulated | Unknown | Unknown | Mixed | 1901 | 1/1/1974 |  |  | Unknown
6165 | UNKNOWN | HWY 283 | LEXINGTON | 68850 | DAWSON | UNKNOWN | UNKNOWN | UNKNOWN | NE | Unknown | 4 | Permanently Out of Use | 99999 | Unknown | Federally Regulated | Unknown | Unknown | Mixed | 1901 | 1/1/1974 |  |  | Unknown
6165 | UNKNOWN | HWY 283 | LEXINGTON | 68850 | DAWSON | UNKNOWN | UNKNOWN | UNKNOWN | NE | Unknown | 5 | Permanently Out of Use | 99999 | Unknown | Federally Regulated | Unknown | Unknown | Mixed | 1901 | 1/1/1974 |  |  | Unknown
12778 | 1702 SOUTH STREET LLC | 1702 SOUTH ST | LINCOLN | 68502-2733 | LANCASTER | 1702 SOUTH STREET LLC | 1702 SOUTH ST | LINCOLN | NE | 68502-2733 | 1 | Permanently Out of Use | 550 | Steel | Federally Regulated |  |  | Used Oil | 1901
7938 | 9TH & K THERMAL PLANT | 503 S 9TH ST | LINCOLN | 68508 | LANCASTER | DISTRICT ENERGY CORP | 9445 ROKEBY RD | LINCOLN | NE | 68526-9788 | 1 | Currently in Use | 4000 | Fiberglass Reinforced Plastic | Federally Regulated | None | Fiberglass Reinforced Plastic Coated | #2 Diesel | 1991 |  |  |  | Steel
2599 | ABC ELECTRIC COMPANY INC | 1012 N 25TH ST | LINCOLN | 68503 | LANCASTER | ABC ELECTRIC COMPANY INC | 1012 N 25TH ST | LINCOLN | NE | 68503 | 1 | Currently in Use | 2000 | Fiberglass Reinforced Plastic | Federally Regulated | None | None | Regular Unleaded | 1989 |  |  |  | Coated Steel, Steel
8433 | AIM PETROLEUM LLC | 2305 R ST | LINCOLN | 68504 | LANCASTER | AIM PETROLEUM LLC | 2305 R ST | LINCOLN | NE | 68503 | 1 | Currently in Use | 12000 | Steel | Federally Regulated | None | Impressed Current Cathodic Protection | Regular Unleaded | 1991 |  |  |  | Fiberglass Reinforced Plastic
8433 | AIM PETROLEUM LLC | 2305 R ST | LINCOLN | 68504 | LANCASTER | AIM PETROLEUM LLC | 2305 R ST | LINCOLN | NE | 68503 | 2 | Currently in Use | 12000 | Steel | Federally Regulated | None | Impressed Current Cathodic Protection | Regular Unleaded | 1991 |  |  |  | Fiberglass Reinforced Plastic
8433 | AIM PETROLEUM LLC | 2305 R ST | LINCOLN | 68504 | LANCASTER | AIM PETROLEUM LLC | 2305 R ST | LINCOLN | NE | 68503 | 3 | Currently in Use | 12000 | Steel | Federally Regulated | None | Impressed Current Cathodic Protection | Regular Unleaded | 1991 |  |  |  | Fiberglass Reinforced Plastic
5429 | AMERITAS LIFE INSURANCE CORP | 5900 O ST | LINCOLN | 68501 | LANCASTER | AMERITAS LIFE INSURANCE CORP | 5900 O ST | LINCOLN | NE | 68510 | 1 | Currently in Use | 6000 | Fiberglass Reinforced Plastic | Heating Oil | None | None | Heating Oil 2 | 1988 |  |  |  | Fiberglass Reinforced Plastic
5429 | AMERITAS LIFE INSURANCE CORP | 5900 O ST | LINCOLN | 68501 | LANCASTER | AMERITAS LIFE INSURANCE CORP | 5900 O ST | LINCOLN | NE | 68510 | 2 | Currently in Use | 6000 | Fiberglass Reinforced Plastic | Heating Oil | None | None | Heating Oil 2 | 1987 |  |  |  | Fiberglass Reinforced Plastic
5429 | AMERITAS LIFE INSURANCE CORP | 5900 O ST | LINCOLN | 68501 | LANCASTER | AMERITAS LIFE INSURANCE CORP | 5900 O ST | LINCOLN | NE | 68510 | 3 | Currently in Use | 500 | Fiberglass Reinforced Plastic | Federally Regulated | None | None | #2 Diesel | 1988 |  |  |  | Fiberglass Reinforced Plastic
5429 | AMERITAS LIFE INSURANCE CORP | 5900 O ST | LINCOLN | 68501 | LANCASTER | AMERITAS LIFE INSURANCE CORP | 5900 O ST | LINCOLN | NE | 68510 | 4 | Currently in Use | 1000 | Fiberglass Reinforced Plastic | Federally Regulated | None | None | Regular Unleaded | 1988 |  |  |  | Fiberglass Reinforced Plastic
7692 | ARNOLD HEIGHTS PLAZA | 2801 NW 48TH ST | LINCOLN | 68524 | LANCASTER | DUANE HARTMAN INVESTMENTS | PO BOX 22787 | LINCOLN | NE | 68542 | 1 | Temporarily Out of Use | 8000 | Fiberglass Reinforced Plastic | Federally Regulated |  | None | Regular Unleaded | 1986 |  |  |  | Fiberglass Reinforced Plastic
7692 | ARNOLD HEIGHTS PLAZA | 2801 NW 48TH ST | LINCOLN | 68524 | LANCASTER | DUANE HARTMAN INVESTMENTS | PO BOX 22787 | LINCOLN | NE | 68542 | 2 | Temporarily Out of Use | 6000 | Fiberglass Reinforced Plastic | Federally Regulated | None | None | Regular Unleaded | 1986 |  |  |  | Fiberglass Reinforced Plastic
7692 | ARNOLD HEIGHTS PLAZA | 2801 NW 48TH ST | LINCOLN | 68524 | LANCASTER | DUANE HARTMAN INVESTMENTS | PO BOX 22787 | LINCOLN | NE | 68542 | 3 | Temporarily Out of Use | 6000 | Fiberglass Reinforced Plastic | Federally Regulated | None | None | Regular Unleaded | 1986 |  |  |  | Fiberglass Reinforced Plastic
12439 | ARROW STAGE LINES | 5250 SUPERIOR ST | LINCOLN | 68521 | LANCASTER | BUSCO INC | 5250 SUPERIOR ST | LINCOLN | NE | 68521 | 1 | Currently in Use | 10000 | Jacketed | Federally Regulated | None | Fiberglass Reinforced Plastic Coated | #1 Diesel | 2008 |  |  | Double Walled | Plastic
4428 | As STOP & SHOP | 1301 N 27TH ST | LINCOLN | 68503 | LANCASTER | ANDRE LLC | 1301 N 27TH ST | LINCOLN | NE | 68503 | 3 | Currently in Use | 10000 | Fiberglass Reinforced Plastic | Federally Regulated |  |  | Regular Unleaded | 2011 |  |  | Double Walled | Plastic
4428 | As STOP & SHOP | 1301 N 27TH ST | LINCOLN | 68503 | LANCASTER | ANDRE LLC | 1301 N 27TH ST | LINCOLN | NE | 68503 | 4 | Currently in Use | 10000 | Fiberglass Reinforced Plastic | Federally Regulated |  |  | E-10 | 2011 |  |  |  | Plastic
12246 | B & B CONVENIENCE STORE | 5700 N 33RD CIR | LINCOLN | 68504-4651 | LANCASTER | BAC HUYNH | 5300 MISSION LN | LINCOLN | NE | 68521 | 1 | Currently in Use | 15000 | Composite | Federally Regulated | None | Fiberglass Reinforced Plastic Coated | Regular Unleaded | 2003 |  |  |  | Plastic
12246 | B & B CONVENIENCE STORE | 5700 N 33RD CIR | LINCOLN | 68504-4651 | LANCASTER | BAC HUYNH | 5300 MISSION LN | LINCOLN | NE | 68521 | 2 | Currently in Use | 10000 | Composite | Federally Regulated | None | Fiberglass Reinforced Plastic Coated | Regular Unleaded | 2003 |  |  |  | Plastic
12246 | B & B CONVENIENCE STORE | 5700 N 33RD CIR | LINCOLN | 68504-4651 | LANCASTER | BAC HUYNH | 5300 MISSION LN | LINCOLN | NE | 68521 | 3 | Currently in Use | 5000 | Composite | Federally Regulated | None | Fiberglass Reinforced Plastic Coated | Regular Unleaded | 2003 |  |  |  | Plastic
12708 | BAXTER TOYOTA-SCION OF LINCOLN | 8600 S 33RD ST | LINCOLN | 68512 | LANCASTER | PERFORMANCE ENTERPRISES OF LINCOLN INC | 8600 S 33RD ST | LINCOLN | NE | 68516 | 1 | Currently in Use | 8000 | Fiberglass Reinforced Plastic | Federally Regulated | None |  |  | 2016 |  |  | Double Walled | Fiberglass Reinforced Plastic
2561 | BRANDT EXCAVATING | 1900 CENTER PARK RD | LINCOLN | 68512 | LANCASTER | BRANDT EXCAVATING | 1900 CENTER PARK RD | LINCOLN | NE | 68512 | 1 | Currently in Use | 20000 | Fiberglass Reinforced Plastic | Federally Regulated | None | Fiberglass Reinforced Plastic Coated | #2 Diesel | 1984 |  |  |  | Fiberglass Reinforced Plastic
2561 | BRANDT EXCAVATING | 1900 CENTER PARK RD | LINCOLN | 68512 | LANCASTER | BRANDT EXCAVATING | 1900 CENTER PARK RD | LINCOLN | NE | 68512 | 2 | Currently in Use | 4000 | Fiberglass Reinforced Plastic | Federally Regulated | None | Fiberglass Reinforced Plastic Coated | #2 Diesel | 1984 |  |  |  | Fiberglass Reinforced Plastic
12671 | BRETT WEST | 541 S 18TH ST | LINCOLN | 68508 | LANCASTER | HERNDON APARTMENTS | 811 S 13TH ST | LINCOLN | NE | 68508 | 1 | Permanently Out of Use | 1000 | Unknown | Heating Oil | Unknown | Unknown |  | 1901 | 1/1/1901
11981 | BRYAN HEALTH EAST | 1600 S 48TH ST | LINCOLN | 68506 | LANCASTER | BRYAN MEDICAL CENTER | 1600 S 48TH ST | LINCOLN | NE | 68506-1299 | 1 | Currently in Use | 15000 | Fiberglass Reinforced Plastic | Federally Regulated | None | None | #1 Diesel | 1991 |  |  |  | Fiberglass Reinforced Plastic
11981 | BRYAN HEALTH EAST | 1600 S 48TH ST | LINCOLN | 68506 | LANCASTER | BRYAN MEDICAL CENTER | 1600 S 48TH ST | LINCOLN | NE | 68506-1299 | 2 | Currently in Use | 15000 | Fiberglass Reinforced Plastic | Federally Regulated | None | None | #1 Diesel | 1991 |  |  |  | Fiberglass Reinforced Plastic
11981 | BRYAN HEALTH EAST | 1600 S 48TH ST | LINCOLN | 68506 | LANCASTER | BRYAN MEDICAL CENTER | 1600 S 48TH ST | LINCOLN | NE | 68506-1299 | 3 | Currently in Use | 4000 | Fiberglass Reinforced Plastic | Federally Regulated | None | None | #1 Diesel | 1992 |  |  |  | Fiberglass Reinforced Plastic
11981 | BRYAN HEALTH EAST | 1600 S 48TH ST | LINCOLN | 68506 | LANCASTER | BRYAN MEDICAL CENTER | 1600 S 48TH ST | LINCOLN | NE | 68506-1299 | 4 | Currently in Use | 4000 | Fiberglass Reinforced Plastic | Federally Regulated | None | None | #1 Diesel | 1992 |  |  |  | Fiberglass Reinforced Plastic
11981 | BRYAN HEALTH EAST | 1600 S 48TH ST | LINCOLN | 68506 | LANCASTER | BRYAN MEDICAL CENTER | 1600 S 48TH ST | LINCOLN | NE | 68506-1299 | 7 | Currently in Use | 1000 | Fiberglass Reinforced Plastic | Federally Regulated |  |  | #2 Diesel, Other->Dyed diesel | 2015 |  |  | Double Walled | Plastic
2818 | BRYAN HEALTH WEST | 2300 S 16TH ST | LINCOLN | 68502 | LANCASTER | BRYAN MEDICAL CENTER | 1600 S 48TH ST | LINCOLN | NE | 68506-1299 | 7 | Currently in Use | 20000 | Fiberglass Reinforced Plastic | Heating Oil | None | Fiberglass Reinforced Plastic Coated | #2 Diesel | 1994 |  |  |  | Plastic
12156 | C STATION | 1120 S CODDINGTON | LINCOLN | 68522 | LANCASTER | DON MANN | 3121 S 6TH ST STE B | LINCOLN | NE | 68502 | 1 | Currently in Use | 20000 | Composite | Federally Regulated | None | Fiberglass Reinforced Plastic Coated | Regular Unleaded | 2002
12156 | C STATION | 1120 S CODDINGTON | LINCOLN | 68522 | LANCASTER | DON MANN | 3121 S 6TH ST STE B | LINCOLN | NE | 68502 | 2 | Currently in Use | 20000 | Composite | Federally Regulated | None | Fiberglass Reinforced Plastic Coated | Regular Unleaded, Unknown | 2002 |  |  |  | APT
12156 | C STATION | 1120 S CODDINGTON | LINCOLN | 68522 | LANCASTER | DON MANN | 3121 S 6TH ST STE B | LINCOLN | NE | 68502 | 3 | Currently in Use | 8000 | Composite | Federally Regulated | None | Fiberglass Reinforced Plastic Coated | Premium Unleaded, Unknown | 2002 |  |  |  | APT
12156 | C STATION | 1120 S CODDINGTON | LINCOLN | 68522 | LANCASTER | DON MANN | 3121 S 6TH ST STE B | LINCOLN | NE | 68502 | 4 | Currently in Use | 12000 | Composite | Federally Regulated | None | Fiberglass Reinforced Plastic Coated | #1 Diesel, Unknown | 2002 |  |  |  | APT
12204 | C STATION/BP AMOCO | 1401 PINE LAKE RD | LINCOLN | 68502 | LANCASTER | DON MANN | 3121 S 6TH ST STE B | LINCOLN | NE | 68502 | 1 | Currently in Use | 18000 | Fiberglass Reinforced Plastic | Federally Regulated | None | None | Regular Unleaded | 2002 |  |  |  | Plastic
12204 | C STATION/BP AMOCO | 1401 PINE LAKE RD | LINCOLN | 68502 | LANCASTER | DON MANN | 3121 S 6TH ST STE B | LINCOLN | NE | 68502 | 2 | Currently in Use | 12000 | Fiberglass Reinforced Plastic | Federally Regulated | None | None | Regular Unleaded | 2002 |  |  |  | Plastic
12204 | C STATION/BP AMOCO | 1401 PINE LAKE RD | LINCOLN | 68502 | LANCASTER | DON MANN | 3121 S 6TH ST STE B | LINCOLN | NE | 68502 | 3 | Currently in Use | 6000 | Fiberglass Reinforced Plastic | Federally Regulated | None | None | Regular Unleaded | 2002 |  |  |  | Plastic
2803 | CAPITAL CONCRETE CO | 431 A ST | LINCOLN | 68501 | LANCASTER | CAPITAL CONCRETE CO | PO BOX 82233 | LINCOLN | NE | 68501 | 1 | Currently in Use | 10000 | Steel | Federally Regulated | None | Galvanic/Sacrificial Current Cathodic Protection, STIP3 Tank | #2 Diesel | 1985 |  |  |  | Fiberglass Reinforced Plastic
2803 | CAPITAL CONCRETE CO | 431 A ST | LINCOLN | 68501 | LANCASTER | CAPITAL CONCRETE CO | PO BOX 82233 | LINCOLN | NE | 68501 | 2 | Currently in Use | 2000 | Steel | Federally Regulated | None | Galvanic/Sacrificial Current Cathodic Protection, STIP3 Tank | Regular Unleaded | 1985 |  |  |  | Fiberglass Reinforced Plastic
12584 | CASEYS GENERAL #4520 | 2555 O ST | LINCOLN | 68510 | LANCASTER | CASEYS RETAIL CO | PO BOX 3001 | ANKENY | IA | 50021-8045 | 1 | Currently in Use | 24000 | Fiberglass Reinforced Plastic | Federally Regulated | None | None | E-10 | 2013 |  |  | Double Walled | Fiberglass Reinforced Plastic
12584 | CASEYS GENERAL #4520 | 2555 O ST | LINCOLN | 68510 | LANCASTER | CASEYS RETAIL CO | PO BOX 3001 | ANKENY | IA | 50021-8045 | 2 | Currently in Use | 10000 | Fiberglass Reinforced Plastic | Federally Regulated | None | None | E-10 | 2013 |  |  | Double Walled | Fiberglass Reinforced Plastic
12584 | CASEYS GENERAL #4520 | 2555 O ST | LINCOLN | 68510 | LANCASTER | CASEYS RETAIL CO | PO BOX 3001 | ANKENY | IA | 50021-8045 | 3 | Currently in Use | 12000 | Fiberglass Reinforced Plastic | Federally Regulated | None | None | Regular Unleaded | 2013 |  |  | Double Walled | Fiberglass Reinforced Plastic
12584 | CASEYS GENERAL #4520 | 2555 O ST | LINCOLN | 68510 | LANCASTER | CASEYS RETAIL CO | PO BOX 3001 | ANKENY | IA | 50021-8045 | 4 | Currently in Use | 10000 | Fiberglass Reinforced Plastic | Federally Regulated | None | None | Regular Unleaded | 2013 |  |  | Double Walled | Fiberglass Reinforced Plastic
12584 | CASEYS GENERAL #4520 | 2555 O ST | LINCOLN | 68510 | LANCASTER | CASEYS RETAIL CO | PO BOX 3001 | ANKENY | IA | 50021-8045 | 5 | Currently in Use | 8000 | Fiberglass Reinforced Plastic | Federally Regulated | None | None | #2 Diesel | 2013 |  |  | Double Walled
11467 | CASEYS GENERAL STORE #1934 | 550 W CORNHUSKER HWY | LINCOLN | 68508 | LANCASTER | CASEYS RETAIL CO | PO BOX 3001 | ANKENY | IA | 50021-8045 | 1 | Currently in Use | 10000 | Fiberglass Reinforced Plastic | Federally Regulated | None | Fiberglass Reinforced Plastic Coated | Regular Unleaded | 1996 |  |  |  | Fiberglass Reinforced Plastic
11467 | CASEYS GENERAL STORE #1934 | 550 W CORNHUSKER HWY | LINCOLN | 68508 | LANCASTER | CASEYS RETAIL CO | PO BOX 3001 | ANKENY | IA | 50021-8045 | 2 | Currently in Use | 10000 | Fiberglass Reinforced Plastic | Federally Regulated | None | Fiberglass Reinforced Plastic Coated | Regular Unleaded | 1996 |  |  |  | Fiberglass Reinforced Plastic
6443 | CASEYS GENERAL STORE #2720 | 1001 S 13TH ST | LINCOLN | 68508 | LANCASTER | CASEYS RETAIL CO | PO BOX 3001 | ANKENY | IA | 50021-8045 | 1 | Currently in Use | 10000 | Fiberglass Reinforced Plastic | Federally Regulated | None | None | E-10 | 1991 |  |  |  | Plastic
6443 | CASEYS GENERAL STORE #2720 | 1001 S 13TH ST | LINCOLN | 68508 | LANCASTER | CASEYS RETAIL CO | PO BOX 3001 | ANKENY | IA | 50021-8045 | 2 | Currently in Use | 8000 | Fiberglass Reinforced Plastic | Federally Regulated | None | None | Regular Unleaded | 1991 |  |  |  | Plastic
1700 | CASEYS GENERAL STORE #2721 | 4131 OLD WOODLAWN RD | LINCOLN | 68524 | LANCASTER | CASEYS RETAIL CO | PO BOX 3001 | ANKENY | IA | 50021-8045 | 1 | Currently in Use | 10000 | Fiberglass Reinforced Plastic | Federally Regulated | None | None | Regular Unleaded | 1993 |  |  |  | Fiberglass Reinforced Plastic
1700 | CASEYS GENERAL STORE #2721 | 4131 OLD WOODLAWN RD | LINCOLN | 68524 | LANCASTER | CASEYS RETAIL CO | PO BOX 3001 | ANKENY | IA | 50021-8045 | 2 | Currently in Use | 10000 | Fiberglass Reinforced Plastic | Federally Regulated | None | None | E-10 | 1993 |  |  |  | Fiberglass Reinforced Plastic
1700 | CASEYS GENERAL STORE #2721 | 4131 OLD WOODLAWN RD | LINCOLN | 68524 | LANCASTER | CASEYS RETAIL CO | PO BOX 3001 | ANKENY | IA | 50021-8045 | 3 | Currently in Use | 6000 | Fiberglass Reinforced Plastic | Federally Regulated | None | None | #2 Diesel | 1993 |  |  |  | Fiberglass Reinforced Plastic
2890 | CASEYS GENERAL STORE #2724 | 3003 N 70TH ST | LINCOLN | 68507 | LANCASTER | CASEYS RETAIL CO | PO BOX 3001 | ANKENY | IA | 50021-8045 | 1 | Currently in Use | 10000 | Fiberglass Reinforced Plastic | Federally Regulated | Internal Lining(e.g., epoxy resins) | Fiberglass Reinforced Plastic Coated | Regular Unleaded | 1988 |  |  |  | Plastic
2890 | CASEYS GENERAL STORE #2724 | 3003 N 70TH ST | LINCOLN | 68507 | LANCASTER | CASEYS RETAIL CO | PO BOX 3001 | ANKENY | IA | 50021-8045 | 2 | Currently in Use | 10000 | Fiberglass Reinforced Plastic | Federally Regulated | Internal Lining(e.g., epoxy resins) | Fiberglass Reinforced Plastic Coated | E-10 | 1988 |  |  |  | Plastic
2890 | CASEYS GENERAL STORE #2724 | 3003 N 70TH ST | LINCOLN | 68507 | LANCASTER | CASEYS RETAIL CO | PO BOX 3001 | ANKENY | IA | 50021-8045 | 3 | Currently in Use | 10000 | Fiberglass Reinforced Plastic | Federally Regulated | Internal Lining(e.g., epoxy resins) | Fiberglass Reinforced Plastic Coated | Regular Unleaded | 1988 |  |  |  | Plastic
11306 | CASEYS GENERAL STORE #2729 | 5500 SUPERIOR ST | LINCOLN | 68504 | LANCASTER | CASEYS RETAIL CO | PO BOX 3001 | ANKENY | IA | 50021-8045 | 4 | Currently in Use | 20000 | Fiberglass Reinforced Plastic | Federally Regulated | None | None | E-10 | 2009 |  |  | Double Walled | Fiberglass Reinforced Plastic
11306 | CASEYS GENERAL STORE #2729 | 5500 SUPERIOR ST | LINCOLN | 68504 | LANCASTER | CASEYS RETAIL CO | PO BOX 3001 | ANKENY | IA | 50021-8045 | 5 | Currently in Use | 12000 | Fiberglass Reinforced Plastic | Federally Regulated | None | None | Regular Unleaded | 2009 |  |  | Double Walled | Fiberglass Reinforced Plastic
11306 | CASEYS GENERAL STORE #2729 | 5500 SUPERIOR ST | LINCOLN | 68504 | LANCASTER | CASEYS RETAIL CO | PO BOX 3001 | ANKENY | IA | 50021-8045 | 6 | Currently in Use | 8000 | Fiberglass Reinforced Plastic | Federally Regulated | None | None | #2 Diesel | 2009 |  |  | Double Walled | Fiberglass Reinforced Plastic
467 | CASEYS GENERAL STORE #2744 | 4335 N 70TH ST | LINCOLN | 68507 | LANCASTER | CASEYS RETAIL CO | PO BOX 3001 | ANKENY | IA | 50021-8045 | 4 | Currently in Use | 20000 | Fiberglass Reinforced Plastic | Federally Regulated | None | None | Regular Unleaded | 2008 |  |  | Double Walled | Fiberglass Reinforced Plastic
467 | CASEYS GENERAL STORE #2744 | 4335 N 70TH ST | LINCOLN | 68507 | LANCASTER | CASEYS RETAIL CO | PO BOX 3001 | ANKENY | IA | 50021-8045 | 5 | Currently in Use | 12000 | Fiberglass Reinforced Plastic | Federally Regulated | None | None | E-10 | 2008 |  |  | Double Walled | Fiberglass Reinforced Plastic
467 | CASEYS GENERAL STORE #2744 | 4335 N 70TH ST | LINCOLN | 68507 | LANCASTER | CASEYS RETAIL CO | PO BOX 3001 | ANKENY | IA | 50021-8045 | 6 | Currently in Use | 8000 | Fiberglass Reinforced Plastic | Federally Regulated | None | None | #2 Diesel | 2008 |  |  | Double Walled | Fiberglass Reinforced Plastic
6684 | CASEYS GENERAL STORE #2745 | 2243 N COTNER BLVD | LINCOLN | 68505 | LANCASTER | CASEYS RETAIL CO | PO BOX 3001 | ANKENY | IA | 50021-8045 | 3 | Currently in Use | 20000 | Fiberglass Reinforced Plastic | Federally Regulated | None | None | Regular Unleaded | 2008 |  |  | Double Walled | Plastic
6684 | CASEYS GENERAL STORE #2745 | 2243 N COTNER BLVD | LINCOLN | 68505 | LANCASTER | CASEYS RETAIL CO | PO BOX 3001 | ANKENY | IA | 50021-8045 | 4 | Currently in Use | 12000 | Fiberglass Reinforced Plastic | Federally Regulated | None | None | E-10 | 2008 |  |  | Double Walled | Plastic
6684 | CASEYS GENERAL STORE #2745 | 2243 N COTNER BLVD | LINCOLN | 68505 | LANCASTER | CASEYS RETAIL CO | PO BOX 3001 | ANKENY | IA | 50021-8045 | 5 | Currently in Use | 8000 | Fiberglass Reinforced Plastic | Federally Regulated | None | None | #2 Diesel | 2008 |  |  | Double Walled | Plastic
11983 | CASEYS GENERAL STORE #2970 | 2500 NW 12TH ST | LINCOLN | 68521 | LANCASTER | CASEYS RETAIL CO | PO BOX 3001 | ANKENY | IA | 50021-8045 | 5 | Currently in Use | 20000 | Fiberglass Reinforced Plastic | Federally Regulated | None | None | Regular Unleaded | 2007 |  |  | Double Walled | Plastic
11983 | CASEYS GENERAL STORE #2970 | 2500 NW 12TH ST | LINCOLN | 68521 | LANCASTER | CASEYS RETAIL CO | PO BOX 3001 | ANKENY | IA | 50021-8045 | 6 | Currently in Use | 20000 | Fiberglass Reinforced Plastic | Federally Regulated | None | None | E-10 | 2007 |  |  | Double Walled | Plastic
11983 | CASEYS GENERAL STORE #2970 | 2500 NW 12TH ST | LINCOLN | 68521 | LANCASTER | CASEYS RETAIL CO | PO BOX 3001 | ANKENY | IA | 50021-8045 | 7 | Currently in Use | 6000 | Fiberglass Reinforced Plastic | Federally Regulated | None | None | Regular Unleaded | 2007 |  |  | Double Walled | Plastic
11983 | CASEYS GENERAL STORE #2970 | 2500 NW 12TH ST | LINCOLN | 68521 | LANCASTER | CASEYS RETAIL CO | PO BOX 3001 | ANKENY | IA | 50021-8045 | 8 | Currently in Use | 5000 | Fiberglass Reinforced Plastic | Federally Regulated | None | None | #2 Diesel | 2007 |  |  | Double Walled | Plastic
3643 | CASEYS GENERAL STORE #2971 | 900 SOUTH ST | LINCOLN | 68502 | LANCASTER | CASEYS RETAIL CO | PO BOX 3001 | ANKENY | IA | 50021-8045 | 5 | Currently in Use | 12000 | Fiberglass Reinforced Plastic | Federally Regulated | None | None | Regular Unleaded | 2004 |  |  |  | Plastic
3643 | CASEYS GENERAL STORE #2971 | 900 SOUTH ST | LINCOLN | 68502 | LANCASTER | CASEYS RETAIL CO | PO BOX 3001 | ANKENY | IA | 50021-8045 | 6 | Currently in Use | 12000 | Fiberglass Reinforced Plastic | Federally Regulated | None | None | Regular Unleaded | 2004 |  |  |  | Plastic
3643 | CASEYS GENERAL STORE #2971 | 900 SOUTH ST | LINCOLN | 68502 | LANCASTER | CASEYS RETAIL CO | PO BOX 3001 | ANKENY | IA | 50021-8045 | 7 | Currently in Use | 6000 | Fiberglass Reinforced Plastic | Federally Regulated | None | None | Regular Unleaded | 2004 |  |  |  | Plastic
3643 | CASEYS GENERAL STORE #2971 | 900 SOUTH ST | LINCOLN | 68502 | LANCASTER | CASEYS RETAIL CO | PO BOX 3001 | ANKENY | IA | 50021-8045 | 8 | Currently in Use | 5000 | Fiberglass Reinforced Plastic | Federally Regulated | None | None | #1 Diesel | 2004 |  |  |  | Plastic
3650 | CASEYS GENERAL STORE #2972 | 1445 S 17TH ST | LINCOLN | 68502 | LANCASTER | CASEYS RETAIL CO | PO BOX 3001 | ANKENY | IA | 50021-8045 | 4 | Currently in Use | 10000 | Fiberglass Reinforced Plastic | Federally Regulated |  |  | E-10 | 2021 |  |  | Double Walled | Plastic
3650 | CASEYS GENERAL STORE #2972 | 1445 S 17TH ST | LINCOLN | 68502 | LANCASTER | CASEYS RETAIL CO | PO BOX 3001 | ANKENY | IA | 50021-8045 | 5 | Currently in Use | 10000 | Fiberglass Reinforced Plastic | Federally Regulated |  |  | Regular Unleaded | 2021 |  |  | Double Walled | Plastic
3650 | CASEYS GENERAL STORE #2972 | 1445 S 17TH ST | LINCOLN | 68502 | LANCASTER | CASEYS RETAIL CO | PO BOX 3001 | ANKENY | IA | 50021-8045 | 6 | Currently in Use | 10000 | Fiberglass Reinforced Plastic | Federally Regulated |  |  | E-85 | 2021 |  |  | Double Walled | Plastic
8441 | CASEYS GENERAL STORE #2973 | 3500 N 48TH ST | LINCOLN | 68504 | LANCASTER | CASEYS RETAIL CO | PO BOX 3001 | ANKENY | IA | 50021-8045 | 4 | Currently in Use | 12000 | Fiberglass Reinforced Plastic | Federally Regulated | None | None | Regular Unleaded | 2009 |  |  | Double Walled | Plastic
8441 | CASEYS GENERAL STORE #2973 | 3500 N 48TH ST | LINCOLN | 68504 | LANCASTER | CASEYS RETAIL CO | PO BOX 3001 | ANKENY | IA | 50021-8045 | 5 | Currently in Use | 12000 | Fiberglass Reinforced Plastic | Federally Regulated | None | None | E-10 | 2009 |  |  | Double Walled | Plastic
8441 | CASEYS GENERAL STORE #2973 | 3500 N 48TH ST | LINCOLN | 68504 | LANCASTER | CASEYS RETAIL CO | PO BOX 3001 | ANKENY | IA | 50021-8045 | 6 | Currently in Use | 5000 | Fiberglass Reinforced Plastic | Federally Regulated | None | None | Regular Unleaded | 2009 |  |  | Double Walled | Plastic
8441 | CASEYS GENERAL STORE #2973 | 3500 N 48TH ST | LINCOLN | 68504 | LANCASTER | CASEYS RETAIL CO | PO BOX 3001 | ANKENY | IA | 50021-8045 | 7 | Currently in Use | 6000 | Fiberglass Reinforced Plastic | Federally Regulated | None | None | #2 Diesel | 2009 |  |  | Double Walled | Plastic
7675 | CASEYS GENERAL STORE #2974 | 1200 N 10TH ST | LINCOLN | 68502 | LANCASTER | CASEYS RETAIL CO | PO BOX 3001 | ANKENY | IA | 50021-8045 | 1 | Currently in Use | 10000 | Steel | Federally Regulated | None | Impressed Current Cathodic Protection, STIP3 Tank | Regular Unleaded | 1988 |  |  |  | Plastic
7675 | CASEYS GENERAL STORE #2974 | 1200 N 10TH ST | LINCOLN | 68502 | LANCASTER | CASEYS RETAIL CO | PO BOX 3001 | ANKENY | IA | 50021-8045 | 2 | Currently in Use | 10000 | Steel | Federally Regulated | None | Impressed Current Cathodic Protection, STIP3 Tank | Regular Unleaded | 1988 |  |  |  | Plastic
7675 | CASEYS GENERAL STORE #2974 | 1200 N 10TH ST | LINCOLN | 68502 | LANCASTER | CASEYS RETAIL CO | PO BOX 3001 | ANKENY | IA | 50021-8045 | 3 | Currently in Use | 10000 | Steel | Federally Regulated | None | Impressed Current Cathodic Protection, STIP3 Tank | E-85 | 1988 |  |  |  | Plastic
12438 | CASEYS GENERAL STORE #2977 | 4715 W ADAMS | LINCOLN | 68524 | LANCASTER | CASEYS RETAIL CO | PO BOX 3001 | ANKENY | IA | 50021-8045 | 1 | Currently in Use | 12000 | Fiberglass Reinforced Plastic | Federally Regulated | None | None | Regular Unleaded | 2008 |  |  | Double Walled | Plastic
12438 | CASEYS GENERAL STORE #2977 | 4715 W ADAMS | LINCOLN | 68524 | LANCASTER | CASEYS RETAIL CO | PO BOX 3001 | ANKENY | IA | 50021-8045 | 2 | Currently in Use | 6000 | Fiberglass Reinforced Plastic | Federally Regulated | None | None | #1 Diesel | 2008 |  |  | Double Walled | Plastic
12438 | CASEYS GENERAL STORE #2977 | 4715 W ADAMS | LINCOLN | 68524 | LANCASTER | CASEYS RETAIL CO | PO BOX 3001 | ANKENY | IA | 50021-8045 | 3 | Currently in Use | 5000 | Fiberglass Reinforced Plastic | Federally Regulated | None | None | E-85 | 2008 |  |  | Double Walled | Plastic
12438 | CASEYS GENERAL STORE #2977 | 4715 W ADAMS | LINCOLN | 68524 | LANCASTER | CASEYS RETAIL CO | PO BOX 3001 | ANKENY | IA | 50021-8045 | 4 | Currently in Use | 12000 | Fiberglass Reinforced Plastic | Federally Regulated | None | None | Regular Unleaded | 2008 |  |  | Double Walled | Plastic
11258 | CASEYS GENERAL STORE #2978 | 4411 N 27TH ST | LINCOLN | 68521 | LANCASTER | CASEYS RETAIL CO | PO BOX 3001 | ANKENY | IA | 50021-8045 | 1 | Currently in Use | 10000 | Fiberglass Reinforced Plastic | Federally Regulated | Internal Lining(e.g., epoxy resins) | None | Regular Unleaded | 1994 |  |  |  | Plastic
11258 | CASEYS GENERAL STORE #2978 | 4411 N 27TH ST | LINCOLN | 68521 | LANCASTER | CASEYS RETAIL CO | PO BOX 3001 | ANKENY | IA | 50021-8045 | 2 | Currently in Use | 10000 | Fiberglass Reinforced Plastic | Federally Regulated | Internal Lining(e.g., epoxy resins) | None | Regular Unleaded | 1994 |  |  |  | Plastic
11258 | CASEYS GENERAL STORE #2978 | 4411 N 27TH ST | LINCOLN | 68521 | LANCASTER | CASEYS RETAIL CO | PO BOX 3001 | ANKENY | IA | 50021-8045 | 3 | Currently in Use | 4000 | Fiberglass Reinforced Plastic | Federally Regulated | Internal Lining(e.g., epoxy resins) | None | #2 Diesel | 1994 |  |  |  | Plastic
4426 | CASEYS GENERAL STORE #2979 | 4141 S 48TH ST | LINCOLN | 68506 | LANCASTER | CASEYS RETAIL CO | PO BOX 3001 | ANKENY | IA | 50021-8045 | 4 | Currently in Use | 18000 | Fiberglass Reinforced Plastic | Federally Regulated |  |  | E-10 | 2015 |  |  | Double Walled | DOUBLE WALLED, Plastic
4426 | CASEYS GENERAL STORE #2979 | 4141 S 48TH ST | LINCOLN | 68506 | LANCASTER | CASEYS RETAIL CO | PO BOX 3001 | ANKENY | IA | 50021-8045 | 5 | Currently in Use | 12000 | Fiberglass Reinforced Plastic | Federally Regulated |  |  | #2 Diesel | 2015 |  |  | Double Walled | DOUBLE WALLED, Plastic
4426 | CASEYS GENERAL STORE #2979 | 4141 S 48TH ST | LINCOLN | 68506 | LANCASTER | CASEYS RETAIL CO | PO BOX 3001 | ANKENY | IA | 50021-8045 | 6 | Currently in Use | 8000 | Fiberglass Reinforced Plastic | Federally Regulated |  |  | Premium Unleaded | 2015 |  |  | Double Walled | DOUBLE WALLED, Plastic
4426 | CASEYS GENERAL STORE #2979 | 4141 S 48TH ST | LINCOLN | 68506 | LANCASTER | CASEYS RETAIL CO | PO BOX 3001 | ANKENY | IA | 50021-8045 | 7 | Currently in Use | 8000 | Fiberglass Reinforced Plastic | Federally Regulated |  |  | Regular Unleaded | 2015 |  |  | Double Walled | DOUBLE WALLED, Plastic
4427 | CASEYS GENERAL STORE #2980 | 4002 ADAMS ST | LINCOLN | 68506 | LANCASTER | CASEYS RETAIL CO | PO BOX 3001 | ANKENY | IA | 50021-8045 | 4 | Currently in Use | 12000 | Composite | Federally Regulated | None | Fiberglass Reinforced Plastic Coated | Regular Unleaded | 1998 |  |  |  | Plastic
4427 | CASEYS GENERAL STORE #2980 | 4002 ADAMS ST | LINCOLN | 68506 | LANCASTER | CASEYS RETAIL CO | PO BOX 3001 | ANKENY | IA | 50021-8045 | 5 | Currently in Use | 12000 | Composite | Federally Regulated | None | Fiberglass Reinforced Plastic Coated | Regular Unleaded | 1998 |  |  |  | Plastic
4249 | CASEYS GENERAL STORE #2981 | 606 W A ST | LINCOLN | 68504 | LANCASTER | CASEYS RETAIL CO | PO BOX 3001 | ANKENY | IA | 50021-8045 | 1 | Currently in Use | 10000 | Steel | Federally Regulated | None | Impressed Current Cathodic Protection, STIP3 Tank | Regular Unleaded | 1988 |  |  |  | Plastic
4249 | CASEYS GENERAL STORE #2981 | 606 W A ST | LINCOLN | 68504 | LANCASTER | CASEYS RETAIL CO | PO BOX 3001 | ANKENY | IA | 50021-8045 | 2 | Currently in Use | 10000 | Steel | Federally Regulated | None | Impressed Current Cathodic Protection, STIP3 Tank | E-10 | 1988 |  |  |  | Plastic
4249 | CASEYS GENERAL STORE #2981 | 606 W A ST | LINCOLN | 68504 | LANCASTER | CASEYS RETAIL CO | PO BOX 3001 | ANKENY | IA | 50021-8045 | 3 | Currently in Use | 8000 | Steel | Federally Regulated | None | Impressed Current Cathodic Protection, STIP3 Tank | Regular Unleaded | 1988 |  |  |  | Plastic
11546 | CASEYS GENERAL STORE #2982 | 3291 HOLDREGE | LINCOLN | 68504 | LANCASTER | CASEYS RETAIL CO | PO BOX 3001 | ANKENY | IA | 50021-8045 | 1 | Currently in Use | 10000 | Fiberglass Reinforced Plastic | Federally Regulated | None | None | Regular Unleaded | 1996 |  |  |  | Fiberglass Reinforced Plastic
11546 | CASEYS GENERAL STORE #2982 | 3291 HOLDREGE | LINCOLN | 68504 | LANCASTER | CASEYS RETAIL CO | PO BOX 3001 | ANKENY | IA | 50021-8045 | 2 | Currently in Use | 10000 | Fiberglass Reinforced Plastic | Federally Regulated | None | None | Regular Unleaded | 1996 |  |  |  | Fiberglass Reinforced Plastic
11546 | CASEYS GENERAL STORE #2982 | 3291 HOLDREGE | LINCOLN | 68504 | LANCASTER | CASEYS RETAIL CO | PO BOX 3001 | ANKENY | IA | 50021-8045 | 3 | Currently in Use | 8000 | Fiberglass Reinforced Plastic | Federally Regulated | None | None | Regular Unleaded | 1996 |  |  |  | Fiberglass Reinforced Plastic
12712 | CASEYs GENERAL STORE #3515 | 110 NW 20TH ST | LINCOLN | 68528 | LANCASTER | CASEYS RETAIL CO | PO BOX 3001 | ANKENY | IA | 50021-8045 | 1 | Currently in Use | 30000 | Fiberglass Reinforced Plastic | Federally Regulated |  |  | Regular Unleaded | 2016 |  |  | Double Walled | Fiberglass Reinforced Plastic
12712 | CASEYs GENERAL STORE #3515 | 110 NW 20TH ST | LINCOLN | 68528 | LANCASTER | CASEYS RETAIL CO | PO BOX 3001 | ANKENY | IA | 50021-8045 | 2 | Currently in Use | 14000 | Fiberglass Reinforced Plastic | Federally Regulated |  |  | #2 Diesel | 2016 |  |  | Double Walled | Fiberglass Reinforced Plastic
12712 | CASEYs GENERAL STORE #3515 | 110 NW 20TH ST | LINCOLN | 68528 | LANCASTER | CASEYS RETAIL CO | PO BOX 3001 | ANKENY | IA | 50021-8045 | 3 | Currently in Use | 8000 | Fiberglass Reinforced Plastic | Federally Regulated |  |  | Regular Unleaded | 2016 |  |  | Double Walled | Fiberglass Reinforced Plastic
12712 | CASEYs GENERAL STORE #3515 | 110 NW 20TH ST | LINCOLN | 68528 | LANCASTER | CASEYS RETAIL CO | PO BOX 3001 | ANKENY | IA | 50021-8045 | 4 | Currently in Use | 8000 | Fiberglass Reinforced Plastic | Federally Regulated |  |  | Premium Unleaded | 2016 |  |  | Double Walled | Fiberglass Reinforced Plastic
12857 | CASEYS GENERAL STORE #3970 | 120 S 90TH ST | LINCOLN | 68507 | LANCASTER | CASEYS RETAIL CO | PO BOX 3001 | ANKENY | IA | 50021-8045 | 1 | Currently in Use | 22000 | Fiberglass Reinforced Plastic | Federally Regulated |  |  | E-87 | 2022 |  |  | Double Walled | Plastic
12857 | CASEYS GENERAL STORE #3970 | 120 S 90TH ST | LINCOLN | 68507 | LANCASTER | CASEYS RETAIL CO | PO BOX 3001 | ANKENY | IA | 50021-8045 | 2 | Currently in Use | 14000 | Fiberglass Reinforced Plastic | Federally Regulated |  |  | #2 Diesel | 2022 |  |  | Double Walled | Plastic
12857 | CASEYS GENERAL STORE #3970 | 120 S 90TH ST | LINCOLN | 68507 | LANCASTER | CASEYS RETAIL CO | PO BOX 3001 | ANKENY | IA | 50021-8045 | 3 | Currently in Use | 8000 | Fiberglass Reinforced Plastic | Federally Regulated |  |  | Regular Unleaded | 2022 |  |  | Double Walled | Plastic
12857 | CASEYS GENERAL STORE #3970 | 120 S 90TH ST | LINCOLN | 68507 | LANCASTER | CASEYS RETAIL CO | PO BOX 3001 | ANKENY | IA | 50021-8045 | 4 | Currently in Use | 8000 | Fiberglass Reinforced Plastic | Federally Regulated |  |  | Premium Unleaded | 2022 |  |  | Double Walled | Plastic
12857 | CASEYS GENERAL STORE #3970 | 120 S 90TH ST | LINCOLN | 68507 | LANCASTER | CASEYS RETAIL CO | PO BOX 3001 | ANKENY | IA | 50021-8045 | 5 | Currently in Use | 8000 | Fiberglass Reinforced Plastic | Federally Regulated |  |  | E-85 | 2022 |  |  | Double Walled | Plastic
12884 | CASEYS GENERAL STORE #4300 | 4350 STATE HILL DR | LINCOLN | 68516 | LANCASTER | CASEYS RETAIL CO | PO BOX 3001 | ANKENY | IA | 50021-8045 | 1 | Currently in Use | 14000 | Fiberglass Reinforced Plastic | Federally Regulated |  |  | E-15 | 2023 |  |  | Double Walled | Plastic
12884 | CASEYS GENERAL STORE #4300 | 4350 STATE HILL DR | LINCOLN | 68516 | LANCASTER | CASEYS RETAIL CO | PO BOX 3001 | ANKENY | IA | 50021-8045 | 2 | Currently in Use | 14000 | Fiberglass Reinforced Plastic | Federally Regulated |  |  | B-5 | 2023 |  |  | Double Walled | Plastic
12884 | CASEYS GENERAL STORE #4300 | 4350 STATE HILL DR | LINCOLN | 68516 | LANCASTER | CASEYS RETAIL CO | PO BOX 3001 | ANKENY | IA | 50021-8045 | 3 | Currently in Use | 8000 | Fiberglass Reinforced Plastic | Federally Regulated |  |  | Regular Unleaded | 2023 |  |  | Double Walled | Plastic
12884 | CASEYS GENERAL STORE #4300 | 4350 STATE HILL DR | LINCOLN | 68516 | LANCASTER | CASEYS RETAIL CO | PO BOX 3001 | ANKENY | IA | 50021-8045 | 4 | Currently in Use | 8000 | Fiberglass Reinforced Plastic | Federally Regulated |  |  | Premium Unleaded | 2023 |  |  | Double Walled | Plastic
12598 | CASEYS GENERAL STORE #4521 | 8411 WINDMILL DR | LINCOLN | 68507-3208 | LANCASTER | CASEYS RETAIL CO | PO BOX 3001 | ANKENY | IA | 50021-8045 | 1 | Currently in Use | 24000 | Jacketed | Federally Regulated |  |  | E-10 | 2013 |  |  | Double Walled | Fiberglass Reinforced Plastic
12598 | CASEYS GENERAL STORE #4521 | 8411 WINDMILL DR | LINCOLN | 68507-3208 | LANCASTER | CASEYS RETAIL CO | PO BOX 3001 | ANKENY | IA | 50021-8045 | 2 | Currently in Use | 12000 | Jacketed | Federally Regulated |  |  | Regular Unleaded | 2013 |  |  | Double Walled | Fiberglass Reinforced Plastic
12598 | CASEYS GENERAL STORE #4521 | 8411 WINDMILL DR | LINCOLN | 68507-3208 | LANCASTER | CASEYS RETAIL CO | PO BOX 3001 | ANKENY | IA | 50021-8045 | 3 | Currently in Use | 10000 | Jacketed | Federally Regulated |  |  | #2 Diesel | 2013 |  |  | Double Walled | Fiberglass Reinforced Plastic
12598 | CASEYS GENERAL STORE #4521 | 8411 WINDMILL DR | LINCOLN | 68507-3208 | LANCASTER | CASEYS RETAIL CO | PO BOX 3001 | ANKENY | IA | 50021-8045 | 4 | Currently in Use | 10000 | Jacketed | Federally Regulated |  |  | E-10 | 2013 |  |  | Double Walled | Fiberglass Reinforced Plastic
12598 | CASEYS GENERAL STORE #4521 | 8411 WINDMILL DR | LINCOLN | 68507-3208 | LANCASTER | CASEYS RETAIL CO | PO BOX 3001 | ANKENY | IA | 50021-8045 | 5 | Currently in Use | 10000 | Jacketed | Federally Regulated |  |  | Regular Unleaded | 2013 |  |  | Double Walled | Fiberglass Reinforced Plastic
1072 | CITY OF LINCOLN MAINT DIV | 3200 BALDWIN | LINCOLN | 68504 | LANCASTER | CITY OF LINCOLN FLEET SERVICES | 949 W BOND ST STE 200 | LINCOLN | NE | 68521 | 1 | Currently in Use | 10000 | Fiberglass Reinforced Plastic | Federally Regulated | None | None | Regular Unleaded | 1984 |  |  |  | Fiberglass Reinforced Plastic
1072 | CITY OF LINCOLN MAINT DIV | 3200 BALDWIN | LINCOLN | 68504 | LANCASTER | CITY OF LINCOLN FLEET SERVICES | 949 W BOND ST STE 200 | LINCOLN | NE | 68521 | 2 | Currently in Use | 20000 | Fiberglass Reinforced Plastic | Federally Regulated | None | None | E-10 | 1984 |  |  |  | Fiberglass Reinforced Plastic
1072 | CITY OF LINCOLN MAINT DIV | 3200 BALDWIN | LINCOLN | 68504 | LANCASTER | CITY OF LINCOLN FLEET SERVICES | 949 W BOND ST STE 200 | LINCOLN | NE | 68521 | 3 | Currently in Use | 20000 | Fiberglass Reinforced Plastic | Federally Regulated | None | None | #2 Diesel | 1984 |  |  |  | Fiberglass Reinforced Plastic
1072 | CITY OF LINCOLN MAINT DIV | 3200 BALDWIN | LINCOLN | 68504 | LANCASTER | CITY OF LINCOLN FLEET SERVICES | 949 W BOND ST STE 200 | LINCOLN | NE | 68521 | 4 | Currently in Use | 10000 | Fiberglass Reinforced Plastic | Federally Regulated | None | None | #2 Diesel | 1984 |  |  |  | Fiberglass Reinforced Plastic
2802 | CITY OF LINCOLN POLICE GARAGE | 635 J ST | LINCOLN | 68508 | LANCASTER | CITY OF LINCOLN POLICE | 100 OAKCREEK DR | LINCOLN | NE | 68528 | 1 | Currently in Use | 10000 | Fiberglass Reinforced Plastic | Federally Regulated | Internal Lining(e.g., epoxy resins) | Fiberglass Reinforced Plastic Coated | E-10 | 1990 |  |  |  | Fiberglass Reinforced Plastic
2802 | CITY OF LINCOLN POLICE GARAGE | 635 J ST | LINCOLN | 68508 | LANCASTER | CITY OF LINCOLN POLICE | 100 OAKCREEK DR | LINCOLN | NE | 68528 | 2 | Currently in Use | 10000 | Fiberglass Reinforced Plastic | Federally Regulated | Internal Lining(e.g., epoxy resins) | Fiberglass Reinforced Plastic Coated | E-10 | 1990 |  |  |  | Fiberglass Reinforced Plastic
2802 | CITY OF LINCOLN POLICE GARAGE | 635 J ST | LINCOLN | 68508 | LANCASTER | CITY OF LINCOLN POLICE | 100 OAKCREEK DR | LINCOLN | NE | 68528 | 3 | Temporarily Out of Use | 1500 | Fiberglass Reinforced Plastic | Federally Regulated | Internal Lining(e.g., epoxy resins) | Fiberglass Reinforced Plastic Coated | Used Oil | 1990 |  |  |  | Fiberglass Reinforced Plastic
10867 | COLLEGE VIEW SDA CHURCH | 4801 PRESCOTT AVE | LINCOLN | 68506 | LANCASTER | COLLEGE VIEW SDA CHURCH | 4801 PRESCOTT AVE | LINCOLN | NE | 68506 | 2 | Currently in Use | 1000 | Steel | Federally Regulated | None | Fiberglass Reinforced Plastic Coated | #1 Diesel | 1998 |  |  |  | Plastic
11325 | COMBINED SUPPORT/MAINTENANCE SHOP (CSMS) | 2960 N PARK RD | LINCOLN | 68524 | LANCASTER | NE MILITARY DEPARTMENT | 2433 NW 24TH ST | LINCOLN | NE | 68524 | 1 | Currently in Use | 550 | Steel | Federally Regulated | None | Galvanic/Sacrificial Current Cathodic Protection, STIP3 Tank | Used Oil | 1995 |  |  |  | Fiberglass Reinforced Plastic
5354 | COMMERCIAL CONTRACTORS EQUIPMENT INC | 701 NW 27TH ST | LINCOLN | 68502 | LANCASTER | COMMERCIAL CONTRACTORS EQUIPMENT INC | 701 NW 27TH ST | LINCOLN | NE | 68528 | 3 | Permanently Out of Use | 1000 | Unknown | Federally Regulated |  |  | Used Oil | 1901 | 1/1/2021
4581 | CONSTRUCTORS INC | 6500 N 70TH ST | LINCOLN | 68507 | LANCASTER | CONSTRUCTORS INC | PO BOX 80268 | LINCOLN | NE | 68501-0268 | 1 | Currently in Use | 12000 | Steel | Federally Regulated | None | Galvanic/Sacrificial Current Cathodic Protection, STIP3 Tank | #2 Diesel | 1986
4581 | CONSTRUCTORS INC | 6500 N 70TH ST | LINCOLN | 68507 | LANCASTER | CONSTRUCTORS INC | PO BOX 80268 | LINCOLN | NE | 68501-0268 | 2 | Currently in Use | 10000 | Steel | Federally Regulated | None | Galvanic/Sacrificial Current Cathodic Protection, STIP3 Tank | Regular Unleaded | 1986
2808 | CONTITECH USA INC | 4021 N 56TH ST | LINCOLN | 68504 | LANCASTER | CONTITECH USA INC | 703 S CLEVELAND MASSILLON RD | FAIRLAWN | OH | 44333-3023 | 1 | Currently in Use | 15000 | Steel | Federally Regulated | None | Galvanic/Sacrificial Current Cathodic Protection, Painted(e.g., asphaltic) | Other->AROMATIC 100 SOLVENT | 1985 |  |  |  | Steel
2808 | CONTITECH USA INC | 4021 N 56TH ST | LINCOLN | 68504 | LANCASTER | CONTITECH USA INC | 703 S CLEVELAND MASSILLON RD | FAIRLAWN | OH | 44333-3023 | 2 | Currently in Use | 15000 | Steel | Federally Regulated | None | Galvanic/Sacrificial Current Cathodic Protection, Painted(e.g., asphaltic) | Hazard->64742-89-8, Other->TOLU-SOL 'A' | 1985 |  |  |  | Steel
2808 | CONTITECH USA INC | 4021 N 56TH ST | LINCOLN | 68504 | LANCASTER | CONTITECH USA INC | 703 S CLEVELAND MASSILLON RD | FAIRLAWN | OH | 44333-3023 | 3 | Currently in Use | 2000 | Steel | Federally Regulated | None | Galvanic/Sacrificial Current Cathodic Protection, Painted(e.g., asphaltic) | Hazard->108-88-3, Other->TOLULENE | 1985 |  |  |  | Steel
4781 | CORNHUSKER HOTEL | 333 S 13TH ST | LINCOLN | 68508 | LANCASTER | MARCUS LINCOLN HOTEL LLC | 100 E WISCONSIN AVE STE 1950 | MILWAUKEE | WI | 53202 | 2 | Currently in Use | 4000 | Composite | Federally Regulated | None | Fiberglass Reinforced Plastic Coated | #2 Diesel | 1996 |  |  | Double Walled | Fiberglass Reinforced Plastic
12736 | COSTCO GASOLINE #1285 | 1820 PINE LAKE RD | LINCOLN | 68501 | LANCASTER | COSTCO WHOLESALE ATTN: LICENSING | PO BOX 35005 | SEATTLE | WA | 98124 | 1 | Currently in Use | 30000 | Fiberglass Reinforced Plastic | Federally Regulated |  |  | E-10 | 2017 |  |  | Double Walled | Plastic
12736 | COSTCO GASOLINE #1285 | 1820 PINE LAKE RD | LINCOLN | 68501 | LANCASTER | COSTCO WHOLESALE ATTN: LICENSING | PO BOX 35005 | SEATTLE | WA | 98124 | 2 | Currently in Use | 30000 | Fiberglass Reinforced Plastic | Federally Regulated |  |  | E-10 | 2017 |  |  | Double Walled | Plastic
12736 | COSTCO GASOLINE #1285 | 1820 PINE LAKE RD | LINCOLN | 68501 | LANCASTER | COSTCO WHOLESALE ATTN: LICENSING | PO BOX 35005 | SEATTLE | WA | 98124 | 3 | Currently in Use | 30000 | Fiberglass Reinforced Plastic | Federally Regulated |  |  | E-10 | 2017 |  |  | Double Walled | Plastic
12736 | COSTCO GASOLINE #1285 | 1820 PINE LAKE RD | LINCOLN | 68501 | LANCASTER | COSTCO WHOLESALE ATTN: LICENSING | PO BOX 35005 | SEATTLE | WA | 98124 | 4 | Currently in Use | 2000 | Fiberglass Reinforced Plastic | Federally Regulated |  |  | , Hazard->Xylene 1330-20-7, Other->Ultrazol 9888 | 2017 |  |  | Double Walled | Plastic
12736 | COSTCO GASOLINE #1285 | 1820 PINE LAKE RD | LINCOLN | 68501 | LANCASTER | COSTCO WHOLESALE ATTN: LICENSING | PO BOX 35005 | SEATTLE | WA | 98124 | 5 | Currently in Use | 20000 | Fiberglass Reinforced Plastic | Federally Regulated |  |  | Premium Unleaded | 2017 |  |  | Double Walled | Plastic
12736 | COSTCO GASOLINE #1285 | 1820 PINE LAKE RD | LINCOLN | 68501 | LANCASTER | COSTCO WHOLESALE ATTN: LICENSING | PO BOX 35005 | SEATTLE | WA | 98124 | 6 | Currently in Use | 1500 | Fiberglass Reinforced Plastic | Federally Regulated |  |  | , Other->Gas additive | 2017 |  |  | Double Walled | Plastic
7937 | COUNTY/CITY BLDG (EAST SIDE) | 555 S 10TH ST | LINCOLN | 68508 | LANCASTER | LANCASTER COUNTY BLDG & GRDS DEPT | 555 S 10TH ST | LINCOLN | NE | 68508 | 1 | Currently in Use | 2000 | Fiberglass Reinforced Plastic | Federally Regulated | None | None | Heating Oil 1 | 1991 |  |  |  | Fiberglass Reinforced Plastic
1952 | CRETE CARRIER CORP | 400 NW 56TH ST | LINCOLN | 68528 | LANCASTER | CRETE CARRIER CORP | 400 NW 56TH ST | LINCOLN | NE | 68528 | 3 | Currently in Use | 20000 | Steel | Federally Regulated | None | Galvanic/Sacrificial Current Cathodic Protection, STIP3 Tank | #2 Diesel | 1992 |  |  |  | Fiberglass Reinforced Plastic
1952 | CRETE CARRIER CORP | 400 NW 56TH ST | LINCOLN | 68528 | LANCASTER | CRETE CARRIER CORP | 400 NW 56TH ST | LINCOLN | NE | 68528 | 4 | Currently in Use | 20000 | Steel | Federally Regulated | None | Galvanic/Sacrificial Current Cathodic Protection, STIP3 Tank | #2 Diesel | 1992 |  |  |  | Fiberglass Reinforced Plastic
1952 | CRETE CARRIER CORP | 400 NW 56TH ST | LINCOLN | 68528 | LANCASTER | CRETE CARRIER CORP | 400 NW 56TH ST | LINCOLN | NE | 68528 | 5 | Currently in Use | 2000 | Steel | Federally Regulated | None | Galvanic/Sacrificial Current Cathodic Protection, STIP3 Tank | Used Oil | 1992 |  |  | Double Walled | Fiberglass Reinforced Plastic
1952 | CRETE CARRIER CORP | 400 NW 56TH ST | LINCOLN | 68528 | LANCASTER | CRETE CARRIER CORP | 400 NW 56TH ST | LINCOLN | NE | 68528 | 6 | Currently in Use | 560 | Steel | Federally Regulated | None | Galvanic/Sacrificial Current Cathodic Protection, STIP3 Tank | Other->Fuel Oil | 1992 |  |  | Double Walled | Fiberglass Reinforced Plastic
11926 | D&R DEVELOPMENT INC | 5905 WEST O ST | LINCOLN | 68528-9171 | LANCASTER | D&R DEVELOPMENT INC | 1354 PELICAN BAY PL | LINCOLN | NE | 68528 | 1 | Temporarily Out of Use | 12000 | Fiberglass Reinforced Plastic | Federally Regulated | None | None | #1 Diesel | 2001 |  |  |  | Fiberglass Reinforced Plastic
11926 | D&R DEVELOPMENT INC | 5905 WEST O ST | LINCOLN | 68528-9171 | LANCASTER | D&R DEVELOPMENT INC | 1354 PELICAN BAY PL | LINCOLN | NE | 68528 | 2 | Currently in Use | 12000 | Fiberglass Reinforced Plastic | Federally Regulated | None | None | E-10 | 2001 |  |  |  | Fiberglass Reinforced Plastic
11926 | D&R DEVELOPMENT INC | 5905 WEST O ST | LINCOLN | 68528-9171 | LANCASTER | D&R DEVELOPMENT INC | 1354 PELICAN BAY PL | LINCOLN | NE | 68528 | 3 | Currently in Use | 3000 | Jacketed | Federally Regulated | None | Double walled / Polyethylene Tank Jacket | Used Oil | 2001 |  |  |  | Oil drain line
12791 | DEC NEBRASKA STATE PENITENTIARY | 815 PIONEERS BLVD | LINCOLN | 68502 | LANCASTER | DISTRICT ENERGY CORP | PO BOX 80869 | LINCOLN | NE | 68501 | 1 | Currently in Use | 10000 | Fiberglass Reinforced Plastic | Federally Regulated |  |  | #2 Diesel | 2018 |  |  | Double Walled | Plastic
12791 | DEC NEBRASKA STATE PENITENTIARY | 815 PIONEERS BLVD | LINCOLN | 68502 | LANCASTER | DISTRICT ENERGY CORP | PO BOX 80869 | LINCOLN | NE | 68501 | 2 | Currently in Use | 10000 | Fiberglass Reinforced Plastic | Federally Regulated |  |  | #2 Diesel | 2018 |  |  | Double Walled | Plastic
12509 | DEC THERMAL ENERGY FACILITIES | 330 SW 40TH ST | LINCOLN | 68528 | LANCASTER | DISTRICT ENERGY CORP | PO BOX 80869 | LINCOLN | NE | 68501 | 1 | Currently in Use | 20000 | Fiberglass Reinforced Plastic | Federally Regulated |  |  | #2 Diesel | 2011 |  |  | Double Walled | Flex Pipe, Plastic
12509 | DEC THERMAL ENERGY FACILITIES | 330 SW 40TH ST | LINCOLN | 68528 | LANCASTER | DISTRICT ENERGY CORP | PO BOX 80869 | LINCOLN | NE | 68501 | 2 | Currently in Use | 20000 | Fiberglass Reinforced Plastic | Federally Regulated |  |  | #2 Diesel | 2011 |  |  | Double Walled | Flex Pipe, Plastic
8778 | DOWNTOWN YMCA (FORMER) | 1039 P ST | LINCOLN | 68508-3618 | LANCASTER | ROBERTS BROS HOME BUYERS LLC | 2905 N 38TH ST STE 1 | LINCOLN | NE | 68504 | 1 | Currently in Use | 12000 | Fiberglass Reinforced Plastic | Heating Oil | Internal Lining(e.g., epoxy resins) | Fiberglass Reinforced Plastic Coated | Heating Oil 2 | 1979 |  |  |  | Fiberglass Reinforced Plastic
12060 | DUTEAU CHEV DEALERSHIP | 7300 S 27TH ST | LINCOLN | 68516 | LANCASTER | DUTEAU CHEVROLET DEALERSHIP | 7300 SOUTH 27TH STREET | LINCOLN | NE | 68516 | 1 | Currently in Use | 2500 | Fiberglass Reinforced Plastic | Federally Regulated | None | None | Used Oil | 2000 |  |  |  | Fiberglass Reinforced Plastic
5074 | EAST CAMPUS SERVICE STATION | 37TH & FAIR | LINCOLN | 68588 | LANCASTER | UNL FACILITIES MGMT COMPLEX | 1901 Y ST | LINCOLN | NE | 68588 | 2 | Currently in Use | 10000 | Steel | Federally Regulated | None | Galvanic/Sacrificial Current Cathodic Protection, STIP3 Tank | Regular Unleaded | 1991 |  |  |  | Fiberglass Reinforced Plastic
5074 | EAST CAMPUS SERVICE STATION | 37TH & FAIR | LINCOLN | 68588 | LANCASTER | UNL FACILITIES MGMT COMPLEX | 1901 Y ST | LINCOLN | NE | 68588 | 3 | Currently in Use | 10000 | Composite | Federally Regulated | None | Fiberglass Reinforced Plastic Coated | E-85 | 2003 |  |  |  | Fiberglass Reinforced Plastic
11448 | EMERALD NURSING & REHAB BROOKSIDE | 4735 S 54TH ST | LINCOLN | 68516 | LANCASTER | EMERALD NURSING & REHAB BROOKSIDE LLC | 4735 S 54TH ST | LINCOLN | NE | 68516 | 2 | Currently in Use | 2000 | Composite | Heating Oil | None | Fiberglass Reinforced Plastic Coated | Heating Oil 2 | 1998 |  |  |  | Fiberglass Reinforced Plastic
5216 | EMERALD NURSING & REHAB LANCASTER | 1001 SOUTH ST | LINCOLN | 68502 | LANCASTER | EMERALD NURSING & REHAB LANCASTER LLC | 1001 SOUTH ST | LINCOLN | NE | 68502 | 1 | Currently in Use | 9999 | Fiberglass Reinforced Plastic | Federally Regulated | Internal Lining(e.g., epoxy resins) | Fiberglass Reinforced Plastic Coated | #2 Diesel | 1987 |  |  |  | Copper, Steel
3923 | ERNIEs TOTAL | 4000 A ST | LINCOLN | 68510 | LANCASTER | ERNIES TOTAL | 4000 A ST | LINCOLN | NE | 68510 | 5 | Currently in Use | 10000 | Steel | Federally Regulated | None | Impressed Current Cathodic Protection, STIP3 Tank | Regular Unleaded | 1994 |  |  |  | Fiberglass Reinforced Plastic
3923 | ERNIEs TOTAL | 4000 A ST | LINCOLN | 68510 | LANCASTER | ERNIES TOTAL | 4000 A ST | LINCOLN | NE | 68510 | 6 | Currently in Use | 6000 | Steel | Federally Regulated | None | Impressed Current Cathodic Protection, STIP3 Tank | Regular Unleaded | 1994 |  |  |  | Fiberglass Reinforced Plastic
3923 | ERNIEs TOTAL | 4000 A ST | LINCOLN | 68510 | LANCASTER | ERNIES TOTAL | 4000 A ST | LINCOLN | NE | 68510 | 7 | Currently in Use | 4000 | Steel | Federally Regulated | None | Impressed Current Cathodic Protection, STIP3 Tank | Regular Unleaded | 1994 |  |  |  | Fiberglass Reinforced Plastic
3923 | ERNIEs TOTAL | 4000 A ST | LINCOLN | 68510 | LANCASTER | ERNIES TOTAL | 4000 A ST | LINCOLN | NE | 68510 | 8 | Currently in Use | 4000 | Steel | Federally Regulated | None | Impressed Current Cathodic Protection, STIP3 Tank | Regular Unleaded | 1994 |  |  |  | Fiberglass Reinforced Plastic
3923 | ERNIEs TOTAL | 4000 A ST | LINCOLN | 68510 | LANCASTER | ERNIES TOTAL | 4000 A ST | LINCOLN | NE | 68510 | 9 | Currently in Use | 2500 | Composite | Federally Regulated | None | Fiberglass Reinforced Plastic Coated | Other->Racing Fuel | 2000 |  |  |  | Fiberglass Reinforced Plastic
3923 | ERNIEs TOTAL | 4000 A ST | LINCOLN | 68510 | LANCASTER | ERNIES TOTAL | 4000 A ST | LINCOLN | NE | 68510 | 10 | Currently in Use | 3500 | Composite | Federally Regulated | None | Fiberglass Reinforced Plastic Coated | Other->Racing Fuel | 2000 |  |  |  | Fiberglass Reinforced Plastic
6036 | FAST BREAK SOUTH | 1648 SOUTH ST | LINCOLN | 68502 | LANCASTER | DAO & NGUYEN PROPERTIES LLC | 2540 SOUTHVIEW CIR | LINCOLN | NE | 68512 | 7 | Currently in Use | 10000 | Fiberglass Reinforced Plastic | Federally Regulated | None | None | Regular Unleaded | 1994 |  |  |  | Fiberglass Reinforced Plastic
6036 | FAST BREAK SOUTH | 1648 SOUTH ST | LINCOLN | 68502 | LANCASTER | DAO & NGUYEN PROPERTIES LLC | 2540 SOUTHVIEW CIR | LINCOLN | NE | 68512 | 8 | Currently in Use | 10000 | Fiberglass Reinforced Plastic | Federally Regulated | None | None | Regular Unleaded | 1994 |  |  |  | Fiberglass Reinforced Plastic
6036 | FAST BREAK SOUTH | 1648 SOUTH ST | LINCOLN | 68502 | LANCASTER | DAO & NGUYEN PROPERTIES LLC | 2540 SOUTHVIEW CIR | LINCOLN | NE | 68512 | 9 | Currently in Use | 10000 | Fiberglass Reinforced Plastic | Federally Regulated | None | None | Regular Unleaded | 1994 |  |  |  | Fiberglass Reinforced Plastic
11961 | FAST MART | 6835 N 27TH ST | LINCOLN | 68521 | LANCASTER | FAST MART | 6835 N 27TH STREET - SUITE A | LINCOLN | NE | 68521 | 1 | Currently in Use | 5000 | Fiberglass Reinforced Plastic | Federally Regulated | None | None | #1 Diesel | 2001 |  |  | Double Walled | Plastic
11961 | FAST MART | 6835 N 27TH ST | LINCOLN | 68521 | LANCASTER | FAST MART | 6835 N 27TH STREET - SUITE A | LINCOLN | NE | 68521 | 2 | Currently in Use | 5000 | Fiberglass Reinforced Plastic | Federally Regulated | None | None | Regular Unleaded | 2001 |  |  | Double Walled | Plastic
11961 | FAST MART | 6835 N 27TH ST | LINCOLN | 68521 | LANCASTER | FAST MART | 6835 N 27TH STREET - SUITE A | LINCOLN | NE | 68521 | 3 | Currently in Use | 20000 | Fiberglass Reinforced Plastic | Federally Regulated | None | None | Regular Unleaded | 2001 |  |  | Double Walled | Plastic
11961 | FAST MART | 6835 N 27TH ST | LINCOLN | 68521 | LANCASTER | FAST MART | 6835 N 27TH STREET - SUITE A | LINCOLN | NE | 68521 | 4 | Currently in Use | 15000 | Fiberglass Reinforced Plastic | Federally Regulated | None | None | Regular Unleaded | 2001 |  |  | Double Walled | Plastic
474 | FAT DOGS BP | 3100 NW 12TH ST | LINCOLN | 68521 | LANCASTER | WILKINSON DEVELOPMENT INC | PO BOX 768 | NORTH PLATTE | NE | 69103-0768 | 8 | Currently in Use | 20000 | Fiberglass Reinforced Plastic | Federally Regulated | None | None | Regular Unleaded | 1993 |  |  |  | Fiberglass Reinforced Plastic, Plastic
474 | FAT DOGS BP | 3100 NW 12TH ST | LINCOLN | 68521 | LANCASTER | WILKINSON DEVELOPMENT INC | PO BOX 768 | NORTH PLATTE | NE | 69103-0768 | 9 | Currently in Use | 12000 | Fiberglass Reinforced Plastic | Federally Regulated | None | None | Premium Unleaded | 1993 |  |  |  | Fiberglass Reinforced Plastic
474 | FAT DOGS BP | 3100 NW 12TH ST | LINCOLN | 68521 | LANCASTER | WILKINSON DEVELOPMENT INC | PO BOX 768 | NORTH PLATTE | NE | 69103-0768 | 10 | Currently in Use | 12000 | Fiberglass Reinforced Plastic | Federally Regulated | None | None | E-10 | 1993 |  |  |  | Fiberglass Reinforced Plastic
474 | FAT DOGS BP | 3100 NW 12TH ST | LINCOLN | 68521 | LANCASTER | WILKINSON DEVELOPMENT INC | PO BOX 768 | NORTH PLATTE | NE | 69103-0768 | 11 | Currently in Use | 12000 | Fiberglass Reinforced Plastic | Federally Regulated | None | None | #2 Diesel | 1993 |  |  |  | Fiberglass Reinforced Plastic
8763 | FIRST PLYMOUTH CONG CHURCH | 2000 D ST | LINCOLN | 68502 | LANCASTER | FIRST-PLYMOUTH CONG CHURCH | 2000 D ST | LINCOLN | NE | 68502 | 1 | Currently in Use | 4000 | Fiberglass Reinforced Plastic | Heating Oil | None | Fiberglass Reinforced Plastic Coated | Heating Oil 2 | 1992 |  |  |  | Fiberglass Reinforced Plastic
12393 | FRONTIER HARLEY DAVIDSON | 205 NW 40TH ST | LINCOLN | 68528 | LANCASTER | FRONTIER HARLEY DAVIDSON | 205 NW 40TH ST | LINCOLN | NE | 68528 | 1 | Currently in Use | 8000 | Fiberglass Reinforced Plastic | Federally Regulated | None | None | Regular Unleaded | 2006 |  |  |  | Fiberglass Reinforced Plastic
12393 | FRONTIER HARLEY DAVIDSON | 205 NW 40TH ST | LINCOLN | 68528 | LANCASTER | FRONTIER HARLEY DAVIDSON | 205 NW 40TH ST | LINCOLN | NE | 68528 | 2 | Currently in Use | 4000 | Fiberglass Reinforced Plastic | Federally Regulated | None | None | Regular Unleaded | 2006 |  |  |  | Fiberglass Reinforced Plastic
12621 | FUTURE SITE FOR ADVANCE CHIROPRACTIC SOLUTIONS | 3125 S 11TH ST | LINCOLN | 68512 | LANCASTER | ORPHAN | UNKNOWN | LINCOLN | NE | NULL | 1 | Permanently Out of Use | 99999 | Unknown | Federally Regulated | Unknown | Unknown |  | 1901
1043 | GIT N SPLIT #14 | 1545 CORNHUSKER HWY | LINCOLN | 68521 | LANCASTER | GAS N SHOP INC | PO BOX 81463 | LINCOLN | NE | 68501 | 4 | Temporarily Out of Use | 4000 | Fiberglass Reinforced Plastic | Federally Regulated | None | None | E-85 | 1991 |  |  |  | Fiberglass Reinforced Plastic
1043 | GIT N SPLIT #14 | 1545 CORNHUSKER HWY | LINCOLN | 68521 | LANCASTER | GAS N SHOP INC | PO BOX 81463 | LINCOLN | NE | 68501 | 5 | Currently in Use | 10000 | Fiberglass Reinforced Plastic | Federally Regulated | None | None | #2 Diesel | 1996 |  |  |  | Fiberglass Reinforced Plastic
1043 | GIT N SPLIT #14 | 1545 CORNHUSKER HWY | LINCOLN | 68521 | LANCASTER | GAS N SHOP INC | PO BOX 81463 | LINCOLN | NE | 68501 | 6 | Currently in Use | 10000 | Fiberglass Reinforced Plastic | Federally Regulated | None | None | E-10 | 1996 |  |  |  | Fiberglass Reinforced Plastic
1043 | GIT N SPLIT #14 | 1545 CORNHUSKER HWY | LINCOLN | 68521 | LANCASTER | GAS N SHOP INC | PO BOX 81463 | LINCOLN | NE | 68501 | 7 | Temporarily Out of Use | 6000 | Steel | Federally Regulated | None | Galvanic/Sacrificial Current Cathodic Protection, STIP3 Tank | #2 Diesel | 1996
8270 | GIT N SPLIT #35 | 5560 S 48TH ST SUITE 1 | LINCOLN | 68516 | LANCASTER | GAS N SHOP INC | PO BOX 81463 | LINCOLN | NE | 68501 | 1 | Currently in Use | 10000 | Fiberglass Reinforced Plastic | Federally Regulated | None | None | Regular Unleaded | 1989 |  |  |  | Fiberglass Reinforced Plastic
8270 | GIT N SPLIT #35 | 5560 S 48TH ST SUITE 1 | LINCOLN | 68516 | LANCASTER | GAS N SHOP INC | PO BOX 81463 | LINCOLN | NE | 68501 | 2 | Currently in Use | 8000 | Fiberglass Reinforced Plastic | Federally Regulated | None | None | Regular Unleaded | 1989 |  |  |  | Fiberglass Reinforced Plastic
3909 | GIT N SPLIT #9 | 951 WEST O ST | LINCOLN | 68501 | LANCASTER | GAS N SHOP INC | PO BOX 81463 | LINCOLN | NE | 68501 | 1 | Currently in Use | 10000 | Fiberglass Reinforced Plastic | Federally Regulated | None | None | Regular Unleaded | 1985 |  |  |  | Fiberglass Reinforced Plastic, Steel
3909 | GIT N SPLIT #9 | 951 WEST O ST | LINCOLN | 68501 | LANCASTER | GAS N SHOP INC | PO BOX 81463 | LINCOLN | NE | 68501 | 2 | Currently in Use | 10000 | Fiberglass Reinforced Plastic | Federally Regulated | None | None | Regular Unleaded | 1985 |  |  |  | Fiberglass Reinforced Plastic, Steel
3909 | GIT N SPLIT #9 | 951 WEST O ST | LINCOLN | 68501 | LANCASTER | GAS N SHOP INC | PO BOX 81463 | LINCOLN | NE | 68501 | 3 | Currently in Use | 10000 | Fiberglass Reinforced Plastic | Federally Regulated | None | None | #2 Diesel | 1985 |  |  |  | Fiberglass Reinforced Plastic, Steel
11559 | GOKIE CONOCO | 3293 A ST | LINCOLN | 68510 | LANCASTER | GOKIE ENTERPRISES | 3293 A ST | LINCOLN | NE | 68510 | 1 | Currently in Use | 6000 | Steel | Federally Regulated | None | None | Regular Unleaded | 1996 |  |  | Double Walled | Plastic
11559 | GOKIE CONOCO | 3293 A ST | LINCOLN | 68510 | LANCASTER | GOKIE ENTERPRISES | 3293 A ST | LINCOLN | NE | 68510 | 2 | Currently in Use | 12000 | Steel | Federally Regulated | None | None | Regular Unleaded | 1996 |  |  | Double Walled | Plastic
11559 | GOKIE CONOCO | 3293 A ST | LINCOLN | 68510 | LANCASTER | GOKIE ENTERPRISES | 3293 A ST | LINCOLN | NE | 68510 | 3 | Currently in Use | 12000 | Steel | Federally Regulated | None | None | Regular Unleaded | 1996 |  |  | Double Walled | Plastic
2951 | HILLIS 66 SERVICE | 600 SOUTH ST | LINCOLN | 68502 | LANCASTER | WHITEHEAD OIL CO | PO BOX 30211 | LINCOLN | NE | 68503-0211 | 1 | Currently in Use | 8000 | Steel | Federally Regulated | None | Impressed Current Cathodic Protection, STIP3 Tank | Other->#2 Dyed Diesel | 1989 |  |  |  | Fiberglass Reinforced Plastic
2951 | HILLIS 66 SERVICE | 600 SOUTH ST | LINCOLN | 68502 | LANCASTER | WHITEHEAD OIL CO | PO BOX 30211 | LINCOLN | NE | 68503-0211 | 2 | Currently in Use | 8000 | Steel | Federally Regulated | None | Impressed Current Cathodic Protection, STIP3 Tank | #2 Diesel | 1989 |  |  |  | Fiberglass Reinforced Plastic
2951 | HILLIS 66 SERVICE | 600 SOUTH ST | LINCOLN | 68502 | LANCASTER | WHITEHEAD OIL CO | PO BOX 30211 | LINCOLN | NE | 68503-0211 | 3 | Currently in Use | 8000 | Steel | Federally Regulated | None | Impressed Current Cathodic Protection, STIP3 Tank | E-10 | 1989 |  |  |  | Fiberglass Reinforced Plastic
2951 | HILLIS 66 SERVICE | 600 SOUTH ST | LINCOLN | 68502 | LANCASTER | WHITEHEAD OIL CO | PO BOX 30211 | LINCOLN | NE | 68503-0211 | 4 | Currently in Use | 6000 | Steel | Federally Regulated | None | Impressed Current Cathodic Protection, STIP3 Tank | Regular Unleaded | 1989 |  |  |  | Fiberglass Reinforced Plastic
2951 | HILLIS 66 SERVICE | 600 SOUTH ST | LINCOLN | 68502 | LANCASTER | WHITEHEAD OIL CO | PO BOX 30211 | LINCOLN | NE | 68503-0211 | 5 | Currently in Use | 1000 | Steel | Federally Regulated | None | Fiberglass Reinforced Plastic Coated, Impressed Current Cathodic Protection | Used Oil | 1989 |  |  |  | Steel
2950 | HIS EXTREME PERFORMANCE AUTO CARE | 7000 VAN DORN ST | LINCOLN | 68506 | LANCASTER | WHITEHEAD OIL CO | PO BOX 30211 | LINCOLN | NE | 68503-0211 | 1 | Currently in Use | 6000 | Steel | Federally Regulated | Internal Lining(e.g., epoxy resins) | Impressed Current Cathodic Protection | Regular Unleaded | 1977 |  |  |  | Fiberglass Reinforced Plastic
2950 | HIS EXTREME PERFORMANCE AUTO CARE | 7000 VAN DORN ST | LINCOLN | 68506 | LANCASTER | WHITEHEAD OIL CO | PO BOX 30211 | LINCOLN | NE | 68503-0211 | 2 | Currently in Use | 6000 | Steel | Federally Regulated | Internal Lining(e.g., epoxy resins) | Impressed Current Cathodic Protection | Regular Unleaded | 1977 |  |  |  | Fiberglass Reinforced Plastic
2950 | HIS EXTREME PERFORMANCE AUTO CARE | 7000 VAN DORN ST | LINCOLN | 68506 | LANCASTER | WHITEHEAD OIL CO | PO BOX 30211 | LINCOLN | NE | 68503-0211 | 3 | Currently in Use | 4000 | Steel | Federally Regulated | Internal Lining(e.g., epoxy resins) | Impressed Current Cathodic Protection | Regular Unleaded | 1977 |  |  |  | Fiberglass Reinforced Plastic
2950 | HIS EXTREME PERFORMANCE AUTO CARE | 7000 VAN DORN ST | LINCOLN | 68506 | LANCASTER | WHITEHEAD OIL CO | PO BOX 30211 | LINCOLN | NE | 68503-0211 | 6 | Currently in Use | 10000 | Composite | Federally Regulated | None | Fiberglass Reinforced Plastic Coated | #2 Diesel | 1998
1078 | HOLMES LAKE FUEL SITE (F10) | 6400 NORMAL BLVD | LINCOLN | 68506 | LANCASTER | CITY OF LINCOLN FLEET SERVICES | 949 W BOND ST STE 200 | LINCOLN | NE | 68521 | 1 | Currently in Use | 6000 | Fiberglass Reinforced Plastic | Federally Regulated | Internal Lining(e.g., epoxy resins) | Fiberglass Reinforced Plastic Coated | E-10 | 1986 |  |  |  | Fiberglass Reinforced Plastic
1078 | HOLMES LAKE FUEL SITE (F10) | 6400 NORMAL BLVD | LINCOLN | 68506 | LANCASTER | CITY OF LINCOLN FLEET SERVICES | 949 W BOND ST STE 200 | LINCOLN | NE | 68521 | 2 | Currently in Use | 6000 | Fiberglass Reinforced Plastic | Federally Regulated | Internal Lining(e.g., epoxy resins) | Fiberglass Reinforced Plastic Coated | E-10 | 1986 |  |  |  | Fiberglass Reinforced Plastic
1078 | HOLMES LAKE FUEL SITE (F10) | 6400 NORMAL BLVD | LINCOLN | 68506 | LANCASTER | CITY OF LINCOLN FLEET SERVICES | 949 W BOND ST STE 200 | LINCOLN | NE | 68521 | 3 | Currently in Use | 6000 | Fiberglass Reinforced Plastic | Federally Regulated | Internal Lining(e.g., epoxy resins) | Fiberglass Reinforced Plastic Coated | #2 Diesel | 1986 |  |  |  | Fiberglass Reinforced Plastic
12494 | HUNTER MARINE BOAT SHOP (FORMER) | 1300 N COTNER BLVD | LINCOLN | 68505 | LANCASTER | UNKNOWN | 1300 N COTNER | LINCOLN | NE | 68505 | 1 | Permanently Out of Use | 99999 | Unknown | Federally Regulated | Unknown | Unknown | Regular Unleaded | 1901 | 1/1/1957
12494 | HUNTER MARINE BOAT SHOP (FORMER) | 1300 N COTNER BLVD | LINCOLN | 68505 | LANCASTER | UNKNOWN | 1300 N COTNER | LINCOLN | NE | 68505 | 2 | Permanently Out of Use | 99999 | Unknown | Federally Regulated | Unknown | Unknown | Regular Unleaded | 1901 | 1/1/1957
12335 | HUSKER CONCRETE | 201 S 1ST ST | LINCOLN | 68508 | LANCASTER | NEBCO INC | PO BOX 80268 | LINCOLN | NE | 68501-0268 | 1 | Currently in Use | 4000 | Fiberglass Reinforced Plastic | Federally Regulated | None | None | #2 Diesel | 2005 |  |  | Double Walled | Fiberglass Reinforced Plastic
12428 | HY-VEE GAS | 1515 N 84TH ST | LINCOLN | 68505 | LANCASTER | HY VEE INC | 5820 WESTOWN PKWY | WEST DES MOINES | IA | 50266 | 1 | Currently in Use | 14000 | Fiberglass Reinforced Plastic | Federally Regulated | None | None | Regular Unleaded | 2008 |  |  | Double Walled | Plastic
12641 | HY-VEE GAS | 7101 PIONEERS BLVD | LINCOLN | 68506 | LANCASTER | HY VEE INC | 5820 WESTOWN PKWY | WEST DES MOINES | IA | 50266 | 1 | Currently in Use | 20000 | Fiberglass Reinforced Plastic | Federally Regulated |  | Double walled | E-10 | 2014 |  |  | Double Walled | Double walled, Plastic
12524 | HY-VEE GAS | 250 N 52ND ST | LINCOLN | 68510 | LANCASTER | HY VEE INC | 5820 WESTOWN PKWY | WEST DES MOINES | IA | 50266 | 1 | Currently in Use | 20000 | Fiberglass Reinforced Plastic | Federally Regulated | None | None | E-10 | 2011 |  |  | Double Walled | Plastic
12524 | HY-VEE GAS | 250 N 52ND ST | LINCOLN | 68510 | LANCASTER | HY VEE INC | 5820 WESTOWN PKWY | WEST DES MOINES | IA | 50266 | 2 | Currently in Use | 8000 | Fiberglass Reinforced Plastic | Federally Regulated | None | None | Regular Unleaded | 2011 |  |  | Double Walled | Plastic
12641 | HY-VEE GAS | 7101 PIONEERS BLVD | LINCOLN | 68506 | LANCASTER | HY VEE INC | 5820 WESTOWN PKWY | WEST DES MOINES | IA | 50266 | 2 | Currently in Use | 8000 | Fiberglass Reinforced Plastic | Federally Regulated |  | Double walled | Regular Unleaded | 2014 |  |  | Double Walled | Double walled, Plastic
12428 | HY-VEE GAS | 1515 N 84TH ST | LINCOLN | 68505 | LANCASTER | HY VEE INC | 5820 WESTOWN PKWY | WEST DES MOINES | IA | 50266 | 2 | Currently in Use | 20000 | Fiberglass Reinforced Plastic | Federally Regulated | None | None | E-10 | 2008 |  |  | Double Walled | Plastic
12428 | HY-VEE GAS | 1515 N 84TH ST | LINCOLN | 68505 | LANCASTER | HY VEE INC | 5820 WESTOWN PKWY | WEST DES MOINES | IA | 50266 | 3 | Currently in Use | 14000 | Fiberglass Reinforced Plastic | Federally Regulated | None | None | E-10 | 2008 |  |  | Double Walled | Plastic
12641 | HY-VEE GAS | 7101 PIONEERS BLVD | LINCOLN | 68506 | LANCASTER | HY VEE INC | 5820 WESTOWN PKWY | WEST DES MOINES | IA | 50266 | 3 | Currently in Use | 6000 | Fiberglass Reinforced Plastic | Federally Regulated |  | Double walled | Regular Unleaded | 2014 |  |  | Double Walled | Double walled, Plastic
12524 | HY-VEE GAS | 250 N 52ND ST | LINCOLN | 68510 | LANCASTER | HY VEE INC | 5820 WESTOWN PKWY | WEST DES MOINES | IA | 50266 | 3 | Currently in Use | 8000 | Fiberglass Reinforced Plastic | Federally Regulated | None | None | #1 Diesel | 2011 |  |  | Double Walled | Plastic
12524 | HY-VEE GAS | 250 N 52ND ST | LINCOLN | 68510 | LANCASTER | HY VEE INC | 5820 WESTOWN PKWY | WEST DES MOINES | IA | 50266 | 4 | Currently in Use | 8000 | Fiberglass Reinforced Plastic | Federally Regulated | None | None | Regular Unleaded | 2011 |  |  | Double Walled | Plastic
12641 | HY-VEE GAS | 7101 PIONEERS BLVD | LINCOLN | 68506 | LANCASTER | HY VEE INC | 5820 WESTOWN PKWY | WEST DES MOINES | IA | 50266 | 4 | Currently in Use | 6000 | Fiberglass Reinforced Plastic | Federally Regulated |  | Double walled | #2 Diesel | 2014 |  |  | Double Walled | Double walled, Plastic
12428 | HY-VEE GAS | 1515 N 84TH ST | LINCOLN | 68505 | LANCASTER | HY VEE INC | 5820 WESTOWN PKWY | WEST DES MOINES | IA | 50266 | 4 | Currently in Use | 6000 | Fiberglass Reinforced Plastic | Federally Regulated | None | None | Regular Unleaded | 2008 |  |  | Double Walled | Plastic
12428 | HY-VEE GAS | 1515 N 84TH ST | LINCOLN | 68505 | LANCASTER | HY VEE INC | 5820 WESTOWN PKWY | WEST DES MOINES | IA | 50266 | 5 | Currently in Use | 6000 | Fiberglass Reinforced Plastic | Federally Regulated | None | None | #2 Diesel | 2008 |  |  | Double Walled | Plastic
7048 | KOLN TV STUDIO | 840 N 40TH ST | LINCOLN | 68503 | LANCASTER | GRAY TELEVISION INC | 840 N 40TH ST | LINCOLN | NE | 68503 | 1 | Currently in Use | 560 | Fiberglass Reinforced Plastic | Federally Regulated | None | None | #2 Diesel | 1992 |  |  |  | Fiberglass Reinforced Plastic
628 | KWIK SHOP #618 | 4750 CALVERT ST | LINCOLN | 68506 | LANCASTER | KWIK SHOP INC | 165 FLANDERS RD | WESTBOROUGH | MA | 1581 | 1 | Currently in Use | 10000 | Steel | Federally Regulated | None | Impressed Current Cathodic Protection | E-10 | 1978 |  |  |  | Plastic
628 | KWIK SHOP #618 | 4750 CALVERT ST | LINCOLN | 68506 | LANCASTER | KWIK SHOP INC | 165 FLANDERS RD | WESTBOROUGH | MA | 1581 | 2 | Currently in Use | 6000 | Steel | Federally Regulated | None | Impressed Current Cathodic Protection | Premium Unleaded | 1978 |  |  |  | Plastic
12250 | KWIK SHOP #619 | 2302 CORNHUSKER HWY | LINCOLN | 68521 | LANCASTER | KWIK SHOP INC | 165 FLANDERS RD | WESTBOROUGH | MA | 1581 | 1 | Currently in Use | 10000 | Fiberglass Reinforced Plastic | Federally Regulated | None | None | Premium Unleaded | 2003 |  |  | Double Walled | Plastic
12250 | KWIK SHOP #619 | 2302 CORNHUSKER HWY | LINCOLN | 68521 | LANCASTER | KWIK SHOP INC | 165 FLANDERS RD | WESTBOROUGH | MA | 1581 | 2 | Currently in Use | 5000 | Fiberglass Reinforced Plastic | Federally Regulated | None | None | E-10 | 2003 |  |  | Double Walled
12250 | KWIK SHOP #619 | 2302 CORNHUSKER HWY | LINCOLN | 68521 | LANCASTER | KWIK SHOP INC | 165 FLANDERS RD | WESTBOROUGH | MA | 1581 | 3 | Currently in Use | 10000 | Fiberglass Reinforced Plastic | Federally Regulated | None | None | E-10 | 2003 |  |  | Double Walled
12250 | KWIK SHOP #619 | 2302 CORNHUSKER HWY | LINCOLN | 68521 | LANCASTER | KWIK SHOP INC | 165 FLANDERS RD | WESTBOROUGH | MA | 1581 | 4 | Currently in Use | 5000 | Fiberglass Reinforced Plastic | Federally Regulated | None | None | #2 Diesel | 2003 |  |  | Double Walled
640 | KWIK SHOP #632 | 3602 TOUZALIN | LINCOLN | 68507 | LANCASTER | KWIK SHOP INC | 165 FLANDERS RD | WESTBOROUGH | MA | 1581 | 1 | Currently in Use | 10000 | Steel | Federally Regulated | Internal Lining(e.g., epoxy resins) | Impressed Current Cathodic Protection | E-10 | 1979 |  |  |  | Plastic
640 | KWIK SHOP #632 | 3602 TOUZALIN | LINCOLN | 68507 | LANCASTER | KWIK SHOP INC | 165 FLANDERS RD | WESTBOROUGH | MA | 1581 | 2 | Currently in Use | 6000 | Steel | Federally Regulated | Internal Lining(e.g., epoxy resins) | Impressed Current Cathodic Protection | Premium Unleaded | 1979 |  |  |  | Plastic
642 | KWIK SHOP #634 | 2940 N 14TH ST | LINCOLN | 68521 | LANCASTER | KWIK SHOP INC | 165 FLANDERS RD | WESTBOROUGH | MA | 1581 | 1 | Currently in Use | 10000 | Steel | Federally Regulated | Internal Lining(e.g., epoxy resins) | Impressed Current Cathodic Protection | E-10 | 1980 |  |  |  | Plastic
642 | KWIK SHOP #634 | 2940 N 14TH ST | LINCOLN | 68521 | LANCASTER | KWIK SHOP INC | 165 FLANDERS RD | WESTBOROUGH | MA | 1581 | 2 | Currently in Use | 6000 | Steel | Federally Regulated | Internal Lining(e.g., epoxy resins) | Impressed Current Cathodic Protection | Premium Unleaded | 1980 |  |  |  | Plastic
643 | KWIK SHOP #635 | 2330 N 1ST ST | LINCOLN | 68521 | LANCASTER | KWIK SHOP INC | 165 FLANDERS RD | WESTBOROUGH | MA | 1581 | 1 | Currently in Use | 10000 | Steel | Federally Regulated | Internal Lining(e.g., epoxy resins) | Impressed Current Cathodic Protection | E-10 | 1978 |  |  |  | Plastic
643 | KWIK SHOP #635 | 2330 N 1ST ST | LINCOLN | 68521 | LANCASTER | KWIK SHOP INC | 165 FLANDERS RD | WESTBOROUGH | MA | 1581 | 2 | Currently in Use | 6000 | Steel | Federally Regulated | Internal Lining(e.g., epoxy resins) | Impressed Current Cathodic Protection | Premium Unleaded | 1978 |  |  |  | Plastic
645 | KWIK SHOP #637 | 2710 W ST | LINCOLN | 68503 | LANCASTER | KWIK SHOP INC | 165 FLANDERS RD | WESTBOROUGH | MA | 1581 | 1 | Currently in Use | 10000 | Steel | Federally Regulated | Internal Lining(e.g., epoxy resins) | Impressed Current Cathodic Protection | E-10 | 1979 |  |  |  | Plastic
645 | KWIK SHOP #637 | 2710 W ST | LINCOLN | 68503 | LANCASTER | KWIK SHOP INC | 165 FLANDERS RD | WESTBOROUGH | MA | 1581 | 2 | Currently in Use | 6000 | Steel | Federally Regulated | Internal Lining(e.g., epoxy resins) | Impressed Current Cathodic Protection | Premium Unleaded | 1979 |  |  |  | Plastic
649 | KWIK SHOP #641 | 2811 N 48TH ST | LINCOLN | 68504 | LANCASTER | KWIK SHOP INC | 165 FLANDERS RD | WESTBOROUGH | MA | 1581 | 1 | Currently in Use | 10000 | Steel | Federally Regulated | Internal Lining(e.g., epoxy resins) | Impressed Current Cathodic Protection | Premium Unleaded | 1981 |  |  |  | Plastic
649 | KWIK SHOP #641 | 2811 N 48TH ST | LINCOLN | 68504 | LANCASTER | KWIK SHOP INC | 165 FLANDERS RD | WESTBOROUGH | MA | 1581 | 2 | Currently in Use | 10000 | Steel | Federally Regulated | Internal Lining(e.g., epoxy resins) | Impressed Current Cathodic Protection | Regular Unleaded | 1981 |  |  |  | Plastic
650 | KWIK SHOP #642 | 3939 A ST | LINCOLN | 68510 | LANCASTER | KWIK SHOP INC | 165 FLANDERS RD | WESTBOROUGH | MA | 1581 | 1 | Currently in Use | 10000 | Steel | Federally Regulated | Internal Lining(e.g., epoxy resins) | Impressed Current Cathodic Protection | Premium Unleaded | 1981 |  |  |  | Plastic
650 | KWIK SHOP #642 | 3939 A ST | LINCOLN | 68510 | LANCASTER | KWIK SHOP INC | 165 FLANDERS RD | WESTBOROUGH | MA | 1581 | 2 | Currently in Use | 10000 | Steel | Federally Regulated | Internal Lining(e.g., epoxy resins) | Impressed Current Cathodic Protection | E-10 | 1981 |  |  |  | Plastic
651 | KWIK SHOP #646 | 3301 HOLDREGE ST | LINCOLN | 68503 | LANCASTER | KWIK SHOP INC | 165 FLANDERS RD | WESTBOROUGH | MA | 1581 | 1 | Currently in Use | 10000 | Steel | Federally Regulated | Internal Lining(e.g., epoxy resins) | Impressed Current Cathodic Protection | Premium Unleaded | 1982 |  |  |  | Fiberglass Reinforced Plastic
651 | KWIK SHOP #646 | 3301 HOLDREGE ST | LINCOLN | 68503 | LANCASTER | KWIK SHOP INC | 165 FLANDERS RD | WESTBOROUGH | MA | 1581 | 2 | Currently in Use | 10000 | Steel | Federally Regulated | Internal Lining(e.g., epoxy resins) | Impressed Current Cathodic Protection | E-10 | 1982 |  |  |  | Fiberglass Reinforced Plastic
651 | KWIK SHOP #646 | 3301 HOLDREGE ST | LINCOLN | 68503 | LANCASTER | KWIK SHOP INC | 165 FLANDERS RD | WESTBOROUGH | MA | 1581 | 3 | Currently in Use | 10000 | Steel | Federally Regulated | Internal Lining(e.g., epoxy resins) | Impressed Current Cathodic Protection | E-10 | 1982 |  |  |  | Fiberglass Reinforced Plastic
654 | KWIK SHOP #650 | 5600 HOLDREGE | LINCOLN | 68505 | LANCASTER | KWIK SHOP INC | 165 FLANDERS RD | WESTBOROUGH | MA | 1581 | 1 | Currently in Use | 10000 | Fiberglass Reinforced Plastic | Federally Regulated | None | None | Premium Unleaded | 1985 |  |  |  | Fiberglass Reinforced Plastic
654 | KWIK SHOP #650 | 5600 HOLDREGE | LINCOLN | 68505 | LANCASTER | KWIK SHOP INC | 165 FLANDERS RD | WESTBOROUGH | MA | 1581 | 2 | Currently in Use | 10000 | Fiberglass Reinforced Plastic | Federally Regulated | None | None | E-10 | 1985 |  |  |  | Fiberglass Reinforced Plastic
654 | KWIK SHOP #650 | 5600 HOLDREGE | LINCOLN | 68505 | LANCASTER | KWIK SHOP INC | 165 FLANDERS RD | WESTBOROUGH | MA | 1581 | 3 | Currently in Use | 10000 | Fiberglass Reinforced Plastic | Federally Regulated | None | None | #2 Diesel | 1985 |  |  |  | Fiberglass Reinforced Plastic
7649 | KWIK SHOP #662 | 2040 S 56TH ST | LINCOLN | 68506 | LANCASTER | KWIK SHOP INC | 165 FLANDERS RD | WESTBOROUGH | MA | 1581 | 2 | Currently in Use | 8000 | Steel | Federally Regulated | Internal Lining(e.g., epoxy resins) | Impressed Current Cathodic Protection | E-10 | 1986 |  |  |  | Plastic
7649 | KWIK SHOP #662 | 2040 S 56TH ST | LINCOLN | 68506 | LANCASTER | KWIK SHOP INC | 165 FLANDERS RD | WESTBOROUGH | MA | 1581 | 3 | Currently in Use | 8000 | Steel | Federally Regulated | Internal Lining(e.g., epoxy resins) | Impressed Current Cathodic Protection | E-10 | 1986 |  |  |  | Plastic
8032 | KWIK SHOP #663 | 4400 CORNHUSKER HWY | LINCOLN | 68504 | LANCASTER | KWIK SHOP INC | 165 FLANDERS RD | WESTBOROUGH | MA | 1581 | 1 | Currently in Use | 10000 | Fiberglass Reinforced Plastic | Federally Regulated | None | None | Premium Unleaded | 1989 |  |  |  | Fiberglass Reinforced Plastic
8032 | KWIK SHOP #663 | 4400 CORNHUSKER HWY | LINCOLN | 68504 | LANCASTER | KWIK SHOP INC | 165 FLANDERS RD | WESTBOROUGH | MA | 1581 | 2 | Currently in Use | 10000 | Fiberglass Reinforced Plastic | Federally Regulated | None | None | E-10 | 1989 |  |  |  | Fiberglass Reinforced Plastic
8032 | KWIK SHOP #663 | 4400 CORNHUSKER HWY | LINCOLN | 68504 | LANCASTER | KWIK SHOP INC | 165 FLANDERS RD | WESTBOROUGH | MA | 1581 | 3 | Currently in Use | 10000 | Fiberglass Reinforced Plastic | Federally Regulated | None | None | #2 Diesel | 1989 |  |  |  | Fiberglass Reinforced Plastic
7736 | KWIK SHOP #680 | 1441 N COTNER BLVD | LINCOLN | 68505 | LANCASTER | KWIK SHOP INC | 165 FLANDERS RD | WESTBOROUGH | MA | 1581 | 1 | Currently in Use | 10000 | Fiberglass Reinforced Plastic | Federally Regulated | None | None | Premium Unleaded | 1987 |  |  |  | Fiberglass Reinforced Plastic
7736 | KWIK SHOP #680 | 1441 N COTNER BLVD | LINCOLN | 68505 | LANCASTER | KWIK SHOP INC | 165 FLANDERS RD | WESTBOROUGH | MA | 1581 | 2 | Currently in Use | 10000 | Fiberglass Reinforced Plastic | Federally Regulated | None | None | E-10 | 1987 |  |  |  | Fiberglass Reinforced Plastic
7736 | KWIK SHOP #680 | 1441 N COTNER BLVD | LINCOLN | 68505 | LANCASTER | KWIK SHOP INC | 165 FLANDERS RD | WESTBOROUGH | MA | 1581 | 3 | Currently in Use | 10000 | Fiberglass Reinforced Plastic | Federally Regulated | None | None | E-10 | 1987 |  |  |  | Fiberglass Reinforced Plastic
7736 | KWIK SHOP #680 | 1441 N COTNER BLVD | LINCOLN | 68505 | LANCASTER | KWIK SHOP INC | 165 FLANDERS RD | WESTBOROUGH | MA | 1581 | 4 | Temporarily Out of Use | 10000 | Fiberglass Reinforced Plastic | Federally Regulated | None | None | E-10 | 1987 |  |  |  | Fiberglass Reinforced Plastic
7737 | KWIK SHOP #681 | 4440 O ST | LINCOLN | 68510 | LANCASTER | KWIK SHOP INC | 165 FLANDERS RD | WESTBOROUGH | MA | 1581 | 1 | Currently in Use | 10000 | Fiberglass Reinforced Plastic | Federally Regulated | None | Fiberglass Reinforced Plastic Coated | E-10 | 1987 |  |  |  | Fiberglass Reinforced Plastic
7737 | KWIK SHOP #681 | 4440 O ST | LINCOLN | 68510 | LANCASTER | KWIK SHOP INC | 165 FLANDERS RD | WESTBOROUGH | MA | 1581 | 2 | Currently in Use | 10000 | Fiberglass Reinforced Plastic | Federally Regulated | None | Fiberglass Reinforced Plastic Coated | E-10 | 1987 |  |  |  | Fiberglass Reinforced Plastic
7737 | KWIK SHOP #681 | 4440 O ST | LINCOLN | 68510 | LANCASTER | KWIK SHOP INC | 165 FLANDERS RD | WESTBOROUGH | MA | 1581 | 3 | Currently in Use | 10000 | Fiberglass Reinforced Plastic | Federally Regulated | None | Fiberglass Reinforced Plastic Coated | #2 Diesel | 1987 |  |  |  | Fiberglass Reinforced Plastic
7737 | KWIK SHOP #681 | 4440 O ST | LINCOLN | 68510 | LANCASTER | KWIK SHOP INC | 165 FLANDERS RD | WESTBOROUGH | MA | 1581 | 4 | Currently in Use | 10000 | Fiberglass Reinforced Plastic | Federally Regulated | None | Fiberglass Reinforced Plastic Coated | Premium Unleaded | 1987 |  |  |  | Fiberglass Reinforced Plastic
5049 | LANCASTER COUNTY SHOP | 444 CHERRYCREEK RD | LINCOLN | 68528 | LANCASTER | LANCASTER COUNTY ENG DEPT | 444 CHERRYCREEK RD STE C | LINCOLN | NE | 68528-1578 | 1 | Currently in Use | 10000 | Fiberglass Reinforced Plastic | Federally Regulated | None | None | #2 Diesel | 1985 |  |  |  | Fiberglass Reinforced Plastic
5049 | LANCASTER COUNTY SHOP | 444 CHERRYCREEK RD | LINCOLN | 68528 | LANCASTER | LANCASTER COUNTY ENG DEPT | 444 CHERRYCREEK RD STE C | LINCOLN | NE | 68528-1578 | 2 | Currently in Use | 6000 | Fiberglass Reinforced Plastic | Federally Regulated | None | None | Regular Unleaded | 1985 |  |  |  | Fiberglass Reinforced Plastic
5049 | LANCASTER COUNTY SHOP | 444 CHERRYCREEK RD | LINCOLN | 68528 | LANCASTER | LANCASTER COUNTY ENG DEPT | 444 CHERRYCREEK RD STE C | LINCOLN | NE | 68528-1578 | 3 | Currently in Use | 10000 | Fiberglass Reinforced Plastic | Federally Regulated | None | None | Regular Unleaded | 1985 |  |  |  | Fiberglass Reinforced Plastic
5049 | LANCASTER COUNTY SHOP | 444 CHERRYCREEK RD | LINCOLN | 68528 | LANCASTER | LANCASTER COUNTY ENG DEPT | 444 CHERRYCREEK RD STE C | LINCOLN | NE | 68528-1578 | 4 | Currently in Use | 500 | Fiberglass Reinforced Plastic | Federally Regulated | None | None | Used Oil | 1985 |  |  |  | Steel
12889 | LINCOLN CHILDRENS ZOO | 2828 A ST | LINCOLN | 68502 | LANCASTER | ORPHAN TANKS | 2828 A ST | LINCOLN | NE | 68502 | 1 | Permanently Out of Use | 600 | Steel | Federally Regulated |  |  |  | 1901
12889 | LINCOLN CHILDRENS ZOO | 2828 A ST | LINCOLN | 68502 | LANCASTER | ORPHAN TANKS | 2828 A ST | LINCOLN | NE | 68502 | 2 | Permanently Out of Use | 600 | Steel | Federally Regulated |  |  |  | 1901
12889 | LINCOLN CHILDRENS ZOO | 2828 A ST | LINCOLN | 68502 | LANCASTER | ORPHAN TANKS | 2828 A ST | LINCOLN | NE | 68502 | 3 | Permanently Out of Use | 600 | Steel | Federally Regulated |  |  |  | 1901
2583 | LINCOLN ELECTRIC SYSTEM | 2620 FAIRFIELD ST | LINCOLN | 68521 | LANCASTER | LINCOLN ELECTRIC SYSTEM | 9445 ROKEBY RD | LINCOLN | NE | 68526-9788 | 1 | Currently in Use | 9695 | Fiberglass Reinforced Plastic | Federally Regulated | None | None | Regular Unleaded | 2009 |  |  | Double Walled | Plastic
2583 | LINCOLN ELECTRIC SYSTEM | 2620 FAIRFIELD ST | LINCOLN | 68521 | LANCASTER | LINCOLN ELECTRIC SYSTEM | 9445 ROKEBY RD | LINCOLN | NE | 68526-9788 | 2 | Currently in Use | 9695 | Fiberglass Reinforced Plastic | Federally Regulated | None | None | #2 Diesel | 2009 |  |  | Double Walled | Plastic
12769 | LINCOLN ELECTRIC SYSTEM OPERATION CENTER | 9445 ROKEBY RD | LINCOLN | 68526 | LANCASTER | LINCOLN ELECTRIC SYSTEM | PO BOX 80869 | LINCOLN | NE | 68501 | 1 | Currently in Use | 8000 | Fiberglass Reinforced Plastic | Federally Regulated |  |  | #2 Diesel | 2018 |  |  | Double Walled | Plastic
12769 | LINCOLN ELECTRIC SYSTEM OPERATION CENTER | 9445 ROKEBY RD | LINCOLN | 68526 | LANCASTER | LINCOLN ELECTRIC SYSTEM | PO BOX 80869 | LINCOLN | NE | 68501 | 2 | Currently in Use | 10000 | Fiberglass Reinforced Plastic | Federally Regulated |  |  | #2 Diesel | 2018 |  |  | Double Walled | Plastic
12769 | LINCOLN ELECTRIC SYSTEM OPERATION CENTER | 9445 ROKEBY RD | LINCOLN | 68526 | LANCASTER | LINCOLN ELECTRIC SYSTEM | PO BOX 80869 | LINCOLN | NE | 68501 | 3 | Currently in Use | 10000 | Fiberglass Reinforced Plastic | Federally Regulated |  |  | Regular Unleaded | 2018 |  |  | Double Walled | Plastic
12769 | LINCOLN ELECTRIC SYSTEM OPERATION CENTER | 9445 ROKEBY RD | LINCOLN | 68526 | LANCASTER | LINCOLN ELECTRIC SYSTEM | PO BOX 80869 | LINCOLN | NE | 68501 | 4 | Currently in Use | 4000 | Fiberglass Reinforced Plastic | Federally Regulated |  |  | , Other->MINERAL OIL | 2018 |  |  | Double Walled | Fiberglass Reinforced Plastic
12769 | LINCOLN ELECTRIC SYSTEM OPERATION CENTER | 9445 ROKEBY RD | LINCOLN | 68526 | LANCASTER | LINCOLN ELECTRIC SYSTEM | PO BOX 80869 | LINCOLN | NE | 68501 | 5 | Currently in Use | 2000 | Fiberglass Reinforced Plastic | Federally Regulated |  |  | , Other->MINERAL OIL | 2018 |  |  | Double Walled | Plastic
12769 | LINCOLN ELECTRIC SYSTEM OPERATION CENTER | 9445 ROKEBY RD | LINCOLN | 68526 | LANCASTER | LINCOLN ELECTRIC SYSTEM | PO BOX 80869 | LINCOLN | NE | 68501 | 6 | Currently in Use | 2000 | Fiberglass Reinforced Plastic | Federally Regulated |  |  | , Other->MINERAL OIL | 2018 |  |  | Double Walled | Fiberglass Reinforced Plastic
4595 | LINCOLN ELEVATOR | 940 CALVERT ST | LINCOLN | 68502 | LANCASTER | FARMERS COOPERATIVE | PO BOX 263 | DORCHESTER | NE | 68343-0263 | 1 | Currently in Use | 560 | Steel | Federally Regulated | None | Galvanic/Sacrificial Current Cathodic Protection, STIP3 Tank | #2 Diesel | 1987
5799 | LINCOLN LUMBER CO | 932 N 23RD ST | LINCOLN | 68503 | LANCASTER | LINCOLN LUMBER CO | PO BOX 30373 | LINCOLN | NE | 68503-0373 | 4 | Currently in Use | 10000 | Steel | Federally Regulated | None | Galvanic/Sacrificial Current Cathodic Protection, STIP3 Tank | Regular Unleaded | 1998 |  |  |  | Fiberglass Reinforced Plastic
11942 | LINCOLN POP | 901 N 14TH ST | LINCOLN | 68508 | LANCASTER | SPRINT COMMUNICATIONS COMPANY LP | 2450 N ST | WASHINGTON | DC | 20037 | 1 | Currently in Use | 2500 | Fiberglass Reinforced Plastic | Federally Regulated | None | None | #1 Diesel | 2001 |  |  |  | Fiberglass Reinforced Plastic
1276 | LOS AMIGOS AUTO REPAIR & SALES | 1640 M ST | LINCOLN | 68508 | LANCASTER | GUILLERMO HARO | 1640 M STREET | LINCOLN | NE | 68508 | 2 | Temporarily Out of Use | 8000 | Steel | Federally Regulated | None | Galvanic/Sacrificial Current Cathodic Protection, STIP3 Tank | Regular Unleaded | 1989 |  |  |  | Fiberglass Reinforced Plastic
1276 | LOS AMIGOS AUTO REPAIR & SALES | 1640 M ST | LINCOLN | 68508 | LANCASTER | GUILLERMO HARO | 1640 M STREET | LINCOLN | NE | 68508 | 3 | Temporarily Out of Use | 8000 | Steel | Federally Regulated | None | Galvanic/Sacrificial Current Cathodic Protection, STIP3 Tank | Regular Unleaded | 1989 |  |  |  | Fiberglass Reinforced Plastic
2582 | LPS/TRANS DEPT BUS BARN | 2000 PARK BLVD | LINCOLN | 68502 | LANCASTER | LINCOLN PUBLIC SCHOOLS | 800 S 24TH ST | LINCOLN | NE | 68510 | 3 | Currently in Use | 6000 | Fiberglass Reinforced Plastic | Federally Regulated | None | Fiberglass Reinforced Plastic Coated | #2 Diesel | 1987 |  |  |  | Fiberglass Reinforced Plastic
2582 | LPS/TRANS DEPT BUS BARN | 2000 PARK BLVD | LINCOLN | 68502 | LANCASTER | LINCOLN PUBLIC SCHOOLS | 800 S 24TH ST | LINCOLN | NE | 68510 | 4 | Currently in Use | 20000 | Composite | Federally Regulated | None | Fiberglass Reinforced Plastic Coated | #2 Diesel | 1998 |  |  |  | Fiberglass Reinforced Plastic
2582 | LPS/TRANS DEPT BUS BARN | 2000 PARK BLVD | LINCOLN | 68502 | LANCASTER | LINCOLN PUBLIC SCHOOLS | 800 S 24TH ST | LINCOLN | NE | 68510 | 5 | Currently in Use | 2000 | Composite | Federally Regulated | None | Fiberglass Reinforced Plastic Coated | Regular Unleaded | 1998 |  |  |  | Fiberglass Reinforced Plastic
2582 | LPS/TRANS DEPT BUS BARN | 2000 PARK BLVD | LINCOLN | 68502 | LANCASTER | LINCOLN PUBLIC SCHOOLS | 800 S 24TH ST | LINCOLN | NE | 68510 | 6 | Currently in Use | 2000 | Composite | Federally Regulated | None | Fiberglass Reinforced Plastic Coated | New Oil | 1998 |  |  |  | Fiberglass Reinforced Plastic
8532 | MADONNA CENTERS | 5401 SOUTH ST | LINCOLN | 68506-2150 | LANCASTER | MADONNA CARE CTR | 2200 S 52ND ST | LINCOLN | NE | 68506 | 1 | Currently in Use | 10000 | Steel | Heating Oil | Unknown | Impressed Current Cathodic Protection, Painted(e.g., asphaltic) | Heating Oil 2 | 1971 |  |  |  | Steel
6489 | MALONE COMMUNITY CTR | 2032 U ST | LINCOLN | 68503 | LANCASTER | CITY OF LINCOLN | PROPERTY DEPT 555 S 10TH ST | LINCOLN | NE | 68508 | 1 | Permanently Out of Use | 1000 | Unknown | Federally Regulated |  |  | Empty | 1900 | 1/1/1993 |  |  | Unknown
2954 | MELICHAR 66 | 4749 NORMAL BLVD | LINCOLN | 68506 | LANCASTER | WHITEHEAD OIL CO | PO BOX 30211 | LINCOLN | NE | 68503 | 5 | Currently in Use | 10000 | Steel | Federally Regulated | None | Fiberglass Reinforced Plastic Coated | Regular Unleaded | 1998 |  |  |  | Fiberglass Reinforced Plastic
2954 | MELICHAR 66 | 4749 NORMAL BLVD | LINCOLN | 68506 | LANCASTER | WHITEHEAD OIL CO | PO BOX 30211 | LINCOLN | NE | 68503 | 6 | Currently in Use | 6000 | Steel | Federally Regulated | None | Fiberglass Reinforced Plastic Coated | Regular Unleaded | 1998 |  |  |  | Fiberglass Reinforced Plastic
2954 | MELICHAR 66 | 4749 NORMAL BLVD | LINCOLN | 68506 | LANCASTER | WHITEHEAD OIL CO | PO BOX 30211 | LINCOLN | NE | 68503 | 7 | Currently in Use | 4000 | Steel | Federally Regulated | None | Fiberglass Reinforced Plastic Coated | Regular Unleaded | 1998 |  |  |  | Fiberglass Reinforced Plastic
12735 | MURPHY EXPRESS #8781 | 3301 N 85TH ST | LINCOLN | 68507 | LANCASTER | MURPHY USA | PO BOX 7300 | EL DORADO | AR | 71731-7300 | 1 | Currently in Use | 25000 | Fiberglass Reinforced Plastic | Federally Regulated |  |  | Regular Unleaded | 2017 |  |  | Double Walled | Plastic
12735 | MURPHY EXPRESS #8781 | 3301 N 85TH ST | LINCOLN | 68507 | LANCASTER | MURPHY USA | PO BOX 7300 | EL DORADO | AR | 71731-7300 | 2 | Currently in Use | 8000 | Fiberglass Reinforced Plastic | Federally Regulated |  |  | Premium Unleaded | 2017 |  |  | Double Walled | Fiberglass Reinforced Plastic
12735 | MURPHY EXPRESS #8781 | 3301 N 85TH ST | LINCOLN | 68507 | LANCASTER | MURPHY USA | PO BOX 7300 | EL DORADO | AR | 71731-7300 | 3 | Currently in Use | 10000 | Fiberglass Reinforced Plastic | Federally Regulated |  |  | #1 Diesel | 2017 |  |  | Double Walled | Fiberglass Reinforced Plastic
12735 | MURPHY EXPRESS #8781 | 3301 N 85TH ST | LINCOLN | 68507 | LANCASTER | MURPHY USA | PO BOX 7300 | EL DORADO | AR | 71731-7300 | 4 | Currently in Use | 8000 | Fiberglass Reinforced Plastic | Federally Regulated |  |  | E-85 | 2017 |  |  | Double Walled | Fiberglass Reinforced Plastic
11148 | N STREET EXPRESS LUBE | 1646 N ST | LINCOLN | 68508 | LANCASTER | N STREET EXPRESS LUBE | 1646 N ST | LINCOLN | NE | 68508 | 1 | Currently in Use | 2000 | Steel | Federally Regulated | None | Galvanic/Sacrificial Current Cathodic Protection | Used Oil | 1987
2564 | NEBCO GARAGE | 6300 CORNHUSKER HWY | LINCOLN | 68507 | LANCASTER | NEBCO INC | PO BOX 80268 | LINCOLN | NE | 68501-0268 | 8 | Currently in Use | 10000 | Steel | Federally Regulated | None | Galvanic/Sacrificial Current Cathodic Protection, STIP3 Tank | #2 Diesel | 1998 |  |  |  | Fiberglass Reinforced Plastic
2564 | NEBCO GARAGE | 6300 CORNHUSKER HWY | LINCOLN | 68507 | LANCASTER | NEBCO INC | PO BOX 80268 | LINCOLN | NE | 68501-0268 | 9 | Currently in Use | 5000 | Steel | Federally Regulated | None | Galvanic/Sacrificial Current Cathodic Protection, STIP3 Tank | Regular Unleaded | 1998 |  |  |  | Fiberglass Reinforced Plastic
2564 | NEBCO GARAGE | 6300 CORNHUSKER HWY | LINCOLN | 68507 | LANCASTER | NEBCO INC | PO BOX 80268 | LINCOLN | NE | 68501-0268 | 10 | Currently in Use | 10000 | Steel | Federally Regulated | None | Galvanic/Sacrificial Current Cathodic Protection, STIP3 Tank | #2 Diesel | 1998 |  |  |  | Fiberglass Reinforced Plastic
5108 | NEBRASKA DEPT OF ADMIN SVCS/BLDG DIV | 301 CENTENNIAL MALL S | LINCOLN | 68509 | LANCASTER | NEB DAS/BLDG DIV | PO BOX 94924 | LINCOLN | NE | 68509 | 2 | Currently in Use | 600 | Fiberglass Reinforced Plastic | Federally Regulated | None | None | #2 Diesel | 1998 |  |  | Double Walled | Plastic
705 | NEBRASKA DEPT OF TRANS | 302 SUPERIOR ST | LINCOLN | 68509 | LANCASTER | NEB DEPT OF TRANS | 5001 S 14TH ST | LINCOLN | NE | 68512 | 1 | Currently in Use | 4030 | Steel | Federally Regulated | None | Galvanic/Sacrificial Current Cathodic Protection, STIP3 Tank | E-10 | 1990 |  |  |  | Fiberglass Reinforced Plastic
705 | NEBRASKA DEPT OF TRANS | 302 SUPERIOR ST | LINCOLN | 68509 | LANCASTER | NEB DEPT OF TRANS | 5001 S 14TH ST | LINCOLN | NE | 68512 | 2 | Currently in Use | 2005 | Steel | Federally Regulated | None | Galvanic/Sacrificial Current Cathodic Protection, STIP3 Tank | #2 Diesel | 1990 |  |  |  | Fiberglass Reinforced Plastic
710 | NEBRASKA DEPT OF TRANS | 5001 S 14TH ST | LINCOLN | 68512 | LANCASTER | NEB DEPT OF TRANS | 5001 S 14TH ST | LINCOLN | NE | 68512 | 2 | Currently in Use | 4030 | Steel | Federally Regulated | None | Galvanic/Sacrificial Current Cathodic Protection, STIP3 Tank | Regular Unleaded | 1990 |  |  |  | Fiberglass Reinforced Plastic
710 | NEBRASKA DEPT OF TRANS | 5001 S 14TH ST | LINCOLN | 68512 | LANCASTER | NEB DEPT OF TRANS | 5001 S 14TH ST | LINCOLN | NE | 68512 | 3 | Currently in Use | 3000 | Steel | Heating Oil | None | Galvanic/Sacrificial Current Cathodic Protection, STIP3 Tank | Heating Oil 2 | 1991 |  |  |  | Fiberglass Reinforced Plastic
8884 | NEBRASKA DEPT OF TRANS | 1500 NE HWY 2 | LINCOLN | 68502 | LANCASTER | NEB DEPT OF TRANS | 5001 S 14TH ST | LINCOLN | NE | 68512 | 3 | Currently in Use | 4000 | Steel | Federally Regulated | None | Fiberglass Reinforced Plastic Coated, Galvanic/Sacrificial Current Cathodic Protection | #2 Diesel | 1995 |  |  |  | Fiberglass Reinforced Plastic
12181 | NEBRASKA HEART HOSPITAL | 7500 S 91ST ST | LINCOLN | 68526 | LANCASTER | NEBRASKA HEART HOSPITAL LLC | 7500 S 91ST STREET | LINCOLN | NE | 68526 | 1 | Currently in Use | 15000 | Steel | Federally Regulated | None | Galvanic/Sacrificial Current Cathodic Protection, STIP3 Tank | #1 Diesel | 2003 |  |  |  | Plastic
8898 | NEBRASKA STATE LAB | 3703 S 14TH ST | LINCOLN | 68502 | LANCASTER | NEBRASKA STATE LAB | 3703 S 14TH ST | LINCOLN | NE | 68502 | 3 | Currently in Use | 2500 | Fiberglass Reinforced Plastic | Heating Oil | None | None | Heating Oil 2 | 1998 |  |  | Double Walled | Plastic
5015 | NEBRASKA STATE PENITENTIARY | 14TH & PIONEERS BLVD | LINCOLN | 68502 | LANCASTER | NEB CORRECTIONAL SVCS ATTN: LARRY TINNEAN | PO BOX 94661 | LINCOLN | NE | 68509 | 5 | Currently in Use | 10000 | Fiberglass Reinforced Plastic | Federally Regulated |  |  | #2 Diesel | 2018 |  |  | Double Walled | Plastic
5015 | NEBRASKA STATE PENITENTIARY | 14TH & PIONEERS BLVD | LINCOLN | 68502 | LANCASTER | NEB CORRECTIONAL SVCS ATTN: LARRY TINNEAN | PO BOX 94661 | LINCOLN | NE | 68509 | 6 | Currently in Use | 10000 | Fiberglass Reinforced Plastic | Federally Regulated |  |  | #2 Diesel | 2018 |  |  | Double Walled | Plastic
2594 | NORMs CONOCO | 3940 A ST | LINCOLN | 68502 | LANCASTER | NORMAN SELL & SON INC | 3940 A ST | LINCOLN | NE | 68510 | 5 | Currently in Use | 10000 | Steel | Federally Regulated | None | Impressed Current Cathodic Protection, Painted(e.g., asphaltic), STIP3 Tank | Regular Unleaded | 1994 |  |  |  | Fiberglass Reinforced Plastic
2594 | NORMs CONOCO | 3940 A ST | LINCOLN | 68502 | LANCASTER | NORMAN SELL & SON INC | 3940 A ST | LINCOLN | NE | 68510 | 6 | Currently in Use | 10000 | Steel | Federally Regulated | None | Impressed Current Cathodic Protection, Painted(e.g., asphaltic), STIP3 Tank | Regular Unleaded | 1994 |  |  |  | Fiberglass Reinforced Plastic
4074 | NORMs ON 48TH | 2510 S 48TH ST | LINCOLN | 68506 | LANCASTER | NORMAN SELL & SON INC | 3940 A ST | LINCOLN | NE | 68510 | 1 | Currently in Use | 4000 | Steel | Federally Regulated | Internal Lining(e.g., epoxy resins) | Fiberglass Reinforced Plastic Coated | Premium Unleaded | 1957 | 4/1/2011 |  |  | Fiberglass Reinforced Plastic
4074 | NORMs ON 48TH | 2510 S 48TH ST | LINCOLN | 68506 | LANCASTER | NORMAN SELL & SON INC | 3940 A ST | LINCOLN | NE | 68510 | 2 | Currently in Use | 6000 | Steel | Federally Regulated | Internal Lining(e.g., epoxy resins) | Impressed Current Cathodic Protection | E-10 | 1957 | 4/1/2011 |  |  | Fiberglass Reinforced Plastic
4074 | NORMs ON 48TH | 2510 S 48TH ST | LINCOLN | 68506 | LANCASTER | NORMAN SELL & SON INC | 3940 A ST | LINCOLN | NE | 68510 | 3 | Currently in Use | 6000 | Fiberglass Reinforced Plastic | Federally Regulated | Internal Lining(e.g., epoxy resins) | Impressed Current Cathodic Protection | #1 Diesel | 1975 | 4/1/2011 |  |  | Fiberglass Reinforced Plastic
1079 | NORTHEAST PARKS FUEL SITE (F12) | 5045 COLBY AVE | LINCOLN | 68504 | LANCASTER | CITY OF LINCOLN FLEET SERVICES | 949 W BOND ST STE 200 | LINCOLN | NE | 68521 | 1 | Currently in Use | 6000 | Fiberglass Reinforced Plastic | Federally Regulated | Internal Lining(e.g., epoxy resins) | Fiberglass Reinforced Plastic Coated | #2 Diesel | 1987 |  |  |  | Fiberglass Reinforced Plastic
1079 | NORTHEAST PARKS FUEL SITE (F12) | 5045 COLBY AVE | LINCOLN | 68504 | LANCASTER | CITY OF LINCOLN FLEET SERVICES | 949 W BOND ST STE 200 | LINCOLN | NE | 68521 | 2 | Currently in Use | 6000 | Fiberglass Reinforced Plastic | Federally Regulated | Internal Lining(e.g., epoxy resins) | Fiberglass Reinforced Plastic Coated | E-10 | 1987 |  |  |  | Fiberglass Reinforced Plastic
1079 | NORTHEAST PARKS FUEL SITE (F12) | 5045 COLBY AVE | LINCOLN | 68504 | LANCASTER | CITY OF LINCOLN FLEET SERVICES | 949 W BOND ST STE 200 | LINCOLN | NE | 68521 | 3 | Currently in Use | 6000 | Fiberglass Reinforced Plastic | Federally Regulated | Internal Lining(e.g., epoxy resins) | Fiberglass Reinforced Plastic Coated | E-10 | 1987 |  |  |  | Fiberglass Reinforced Plastic
12624 | ORPHAN | 1801 YOLANDE AVE | LINCOLN | 68521 | LANCASTER | ORPHAN | UNKNOWN | LINCOLN | NE | NULL | 1 | Permanently Out of Use | 99999 | Unknown | Federally Regulated | Unknown | Unknown | Unknown | 1901
2957 | PERFORMANCE 66 SERVICE | 7000 VINE ST | LINCOLN | 68505 | LANCASTER | WHITEHEAD OIL CO | PO BOX 30211 | LINCOLN | NE | 68503-0211 | 1 | Currently in Use | 3000 | Steel | Federally Regulated | Internal Lining(e.g., epoxy resins) | None | Regular Unleaded | 1951 |  |  |  | Fiberglass Reinforced Plastic
2957 | PERFORMANCE 66 SERVICE | 7000 VINE ST | LINCOLN | 68505 | LANCASTER | WHITEHEAD OIL CO | PO BOX 30211 | LINCOLN | NE | 68503-0211 | 2 | Currently in Use | 3000 | Steel | Federally Regulated | Internal Lining(e.g., epoxy resins) | None | Regular Unleaded | 1951 |  |  |  | Fiberglass Reinforced Plastic
2957 | PERFORMANCE 66 SERVICE | 7000 VINE ST | LINCOLN | 68505 | LANCASTER | WHITEHEAD OIL CO | PO BOX 30211 | LINCOLN | NE | 68503-0211 | 3 | Currently in Use | 4000 | Steel | Federally Regulated | Internal Lining(e.g., epoxy resins) | None | Regular Unleaded | 1951 |  |  |  | Fiberglass Reinforced Plastic
12676 | PETERBILT OF LINCOLN | 6262 ARBOR DR | LINCOLN | 68517 | LANCASTER | WILSON GROUP LLC | PO BOX 386 ATTN AP | SIOUX CITY | IA | 51102 | 1 | Currently in Use | 12000 | Fiberglass Reinforced Plastic | Federally Regulated | None | None | Used Oil | 2015 |  |  |  | Fiberglass Reinforced Plastic, Plastic
2953 | PIEDMONT AUTO CARE | 1316 S 50TH ST | LINCOLN | 68510 | LANCASTER | PIEDMONT AUTO CARE LLC | 1316 S 50TH ST | LINCOLN | NE | 68510 | 6 | Currently in Use | 10000 | Composite | Federally Regulated | None | Fiberglass Reinforced Plastic Coated | Regular Unleaded | 1998 |  |  |  | Fiberglass Reinforced Plastic
2953 | PIEDMONT AUTO CARE | 1316 S 50TH ST | LINCOLN | 68510 | LANCASTER | PIEDMONT AUTO CARE LLC | 1316 S 50TH ST | LINCOLN | NE | 68510 | 7 | Currently in Use | 5000 | Composite | Federally Regulated | None | Fiberglass Reinforced Plastic Coated | Regular Unleaded | 1998 |  |  |  | Fiberglass Reinforced Plastic
2953 | PIEDMONT AUTO CARE | 1316 S 50TH ST | LINCOLN | 68510 | LANCASTER | PIEDMONT AUTO CARE LLC | 1316 S 50TH ST | LINCOLN | NE | 68510 | 8 | Currently in Use | 5000 | Composite | Federally Regulated | None | Fiberglass Reinforced Plastic Coated | Regular Unleaded | 1998 |  |  |  | Fiberglass Reinforced Plastic
2964 | PIONEER 66 | 4227 S 48TH ST | LINCOLN | 68506 | LANCASTER | WHITEHEAD OIL CO | PO BOX 30211 | LINCOLN | NE | 68503 | 1 | Currently in Use | 6000 | Steel | Federally Regulated | Internal Lining(e.g., epoxy resins) | Galvanic/Sacrificial Current Cathodic Protection | Regular Unleaded | 1970 |  |  |  | Fiberglass Reinforced Plastic
2964 | PIONEER 66 | 4227 S 48TH ST | LINCOLN | 68506 | LANCASTER | WHITEHEAD OIL CO | PO BOX 30211 | LINCOLN | NE | 68503 | 2 | Currently in Use | 4000 | Steel | Federally Regulated | Internal Lining(e.g., epoxy resins) | Galvanic/Sacrificial Current Cathodic Protection | Regular Unleaded | 1970 |  |  |  | Fiberglass Reinforced Plastic
2964 | PIONEER 66 | 4227 S 48TH ST | LINCOLN | 68506 | LANCASTER | WHITEHEAD OIL CO | PO BOX 30211 | LINCOLN | NE | 68503 | 3 | Currently in Use | 8000 | Fiberglass Reinforced Plastic | Federally Regulated | None | Fiberglass Reinforced Plastic Coated | Regular Unleaded | 1974 |  |  |  | Fiberglass Reinforced Plastic
2964 | PIONEER 66 | 4227 S 48TH ST | LINCOLN | 68506 | LANCASTER | WHITEHEAD OIL CO | PO BOX 30211 | LINCOLN | NE | 68503 | 4 | Currently in Use | 4000 | Steel | Federally Regulated | Internal Lining(e.g., epoxy resins) | Galvanic/Sacrificial Current Cathodic Protection | Regular Unleaded | 1970 |  |  |  | Fiberglass Reinforced Plastic
1076 | PIONEERS PARK FUEL SITE (F11) | 3201 S CODDINGTON AVE | LINCOLN | 68523 | LANCASTER | CITY OF LINCOLN FLEET SERVICES | 949 W BOND ST STE 200 | LINCOLN | NE | 68521 | 1 | Currently in Use | 6000 | Fiberglass Reinforced Plastic | Federally Regulated | None | None | E-10 | 1985 |  |  |  | Fiberglass Reinforced Plastic
1076 | PIONEERS PARK FUEL SITE (F11) | 3201 S CODDINGTON AVE | LINCOLN | 68523 | LANCASTER | CITY OF LINCOLN FLEET SERVICES | 949 W BOND ST STE 200 | LINCOLN | NE | 68521 | 2 | Currently in Use | 6000 | Fiberglass Reinforced Plastic | Federally Regulated | None | None | E-10 | 1985 |  |  |  | Fiberglass Reinforced Plastic
1076 | PIONEERS PARK FUEL SITE (F11) | 3201 S CODDINGTON AVE | LINCOLN | 68523 | LANCASTER | CITY OF LINCOLN FLEET SERVICES | 949 W BOND ST STE 200 | LINCOLN | NE | 68521 | 3 | Currently in Use | 6000 | Fiberglass Reinforced Plastic | Federally Regulated | None | None | #2 Diesel | 1985 |  |  |  | Fiberglass Reinforced Plastic
12328 | PUMP & PANTRY #9 | 345 W O ST | LINCOLN | 68501 | LANCASTER | BOSSELMAN PUMP & PANTRY INC | PO BOX 4905 | GRAND ISLAND | NE | 68802-4905 | 1 | Currently in Use | 10000 | Fiberglass Reinforced Plastic | Federally Regulated | None | None | Regular Unleaded | 2005 |  |  |  | Fiberglass Reinforced Plastic
12328 | PUMP & PANTRY #9 | 345 W O ST | LINCOLN | 68501 | LANCASTER | BOSSELMAN PUMP & PANTRY INC | PO BOX 4905 | GRAND ISLAND | NE | 68802-4905 | 2 | Currently in Use | 10000 | Fiberglass Reinforced Plastic | Federally Regulated | None | None | E-10 | 2005 |  |  |  | Fiberglass Reinforced Plastic
12328 | PUMP & PANTRY #9 | 345 W O ST | LINCOLN | 68501 | LANCASTER | BOSSELMAN PUMP & PANTRY INC | PO BOX 4905 | GRAND ISLAND | NE | 68802-4905 | 3 | Currently in Use | 10000 | Fiberglass Reinforced Plastic | Federally Regulated | None | None | Regular Unleaded | 2005 |  |  |  | Fiberglass Reinforced Plastic
12328 | PUMP & PANTRY #9 | 345 W O ST | LINCOLN | 68501 | LANCASTER | BOSSELMAN PUMP & PANTRY INC | PO BOX 4905 | GRAND ISLAND | NE | 68802-4905 | 4 | Currently in Use | 10000 | Fiberglass Reinforced Plastic | Federally Regulated | None | None | #2 Diesel | 2005 |  |  |  | Fiberglass Reinforced Plastic
2562 | READY MIXED CONCRETE CO | 5201 HWY 2 | LINCOLN | 68501 | LANCASTER | NEBCO INC | PO BOX 80268 | LINCOLN | NE | 68501-0268 | 1 | Currently in Use | 12000 | Steel | Federally Regulated | None | Galvanic/Sacrificial Current Cathodic Protection, STIP3 Tank | #2 Diesel | 1991 |  |  |  | Fiberglass Reinforced Plastic
2563 | READY MIXED CONCRETE CO | 1800 Y ST | LINCOLN | 68501 | LANCASTER | NEBCO INC | PO BOX 80268 | LINCOLN | NE | 68501-0268 | 1 | Currently in Use | 6000 | Steel | Federally Regulated | None | Galvanic/Sacrificial Current Cathodic Protection | #2 Diesel | 1990 |  |  |  | Fiberglass Reinforced Plastic
2563 | READY MIXED CONCRETE CO | 1800 Y ST | LINCOLN | 68501 | LANCASTER | NEBCO INC | PO BOX 80268 | LINCOLN | NE | 68501-0268 | 2 | Currently in Use | 6000 | Steel | Federally Regulated | None | Galvanic/Sacrificial Current Cathodic Protection | Regular Unleaded | 1990 |  |  |  | Fiberglass Reinforced Plastic
11077 | RHONDA WEYENBERG | 1503 S 22ND ST | LINCOLN | 68502 | LANCASTER | WEYENBERG, RHONDA | 1503 S 22ND ST | LINCOLN | NE | 68502 | 1 | Permanently Out of Use | 1000 | Unknown | Federally Regulated | Unknown | Unknown | Empty | 1900 | 1/1/1970 |  |  | Unknown
8697 | ROBERT V DENNEY FED BLDG | 100 CENTENNIAL MALL N RM 156 | LINCOLN | 68508 | LANCASTER | GENERAL SERVICES ADMINISTRATION | 111 S 18TH PLZ STE C31 | OMAHA | NE | 68102-1321 | 3 | Currently in Use | 10000 | Fiberglass Reinforced Plastic | Heating Oil | None | None | Heating Oil 1 | 1997 |  |  | Double Walled | Fiberglass Reinforced Plastic
11950 | RUSS MARKET | 1550 S CODDINGTON | LINCOLN | 68522 | LANCASTER | RUSS'S MARKET | 4554 W ST | LINCOLN | NE | 68503 | 1 | Currently in Use | 20000 | Fiberglass Reinforced Plastic | Federally Regulated | None | None | Regular Unleaded | 2001
11949 | RUSS MARKET | 4400 S 33RD CT | LINCOLN | 68506 | LANCASTER | RUSS'S MARKET | 4554 W ST | LINCOLN | NE | 68503 | 1 | Currently in Use | 15000 | Fiberglass Reinforced Plastic | Federally Regulated | None | None | Regular Unleaded | 2001
11949 | RUSS MARKET | 4400 S 33RD CT | LINCOLN | 68506 | LANCASTER | RUSS'S MARKET | 4554 W ST | LINCOLN | NE | 68503 | 2 | Currently in Use | 15000 | Fiberglass Reinforced Plastic | Federally Regulated | None | None | Regular Unleaded | 2001
11950 | RUSS MARKET | 1550 S CODDINGTON | LINCOLN | 68522 | LANCASTER | RUSS'S MARKET | 4554 W ST | LINCOLN | NE | 68503 | 2 | Currently in Use | 20000 | Fiberglass Reinforced Plastic | Federally Regulated | None | None | Regular Unleaded | 2001
11950 | RUSS MARKET | 1550 S CODDINGTON | LINCOLN | 68522 | LANCASTER | RUSS'S MARKET | 4554 W ST | LINCOLN | NE | 68503 | 3 | Currently in Use | 15000 | Fiberglass Reinforced Plastic | Federally Regulated | None | None | Regular Unleaded | 2001 |  |  | Double Walled
11949 | RUSS MARKET | 4400 S 33RD CT | LINCOLN | 68506 | LANCASTER | RUSS'S MARKET | 4554 W ST | LINCOLN | NE | 68503 | 3 | Currently in Use | 15000 | Fiberglass Reinforced Plastic | Federally Regulated | None | None | Regular Unleaded | 2001
12674 | RUSSs MARKET | 130 N 66TH ST | LINCOLN | 68505 | LANCASTER | B & R STORES INC | 4554 W ST | LINCOLN | NE | 68503 | 1 | Currently in Use | 15000 | Fiberglass Reinforced Plastic | Federally Regulated |  |  | Regular Unleaded | 2015 |  |  | Double Walled | Plastic
12674 | RUSSs MARKET | 130 N 66TH ST | LINCOLN | 68505 | LANCASTER | B & R STORES INC | 4554 W ST | LINCOLN | NE | 68503 | 2 | Currently in Use | 15000 | Fiberglass Reinforced Plastic | Federally Regulated |  |  | E-10 | 2015 |  |  | Double Walled | Plastic
12674 | RUSSs MARKET | 130 N 66TH ST | LINCOLN | 68505 | LANCASTER | B & R STORES INC | 4554 W ST | LINCOLN | NE | 68503 | 3 | Currently in Use | 6000 | Fiberglass Reinforced Plastic | Federally Regulated |  |  | Premium Unleaded | 2015 |  |  | Double Walled | Plastic
12674 | RUSSs MARKET | 130 N 66TH ST | LINCOLN | 68505 | LANCASTER | B & R STORES INC | 4554 W ST | LINCOLN | NE | 68503 | 4 | Currently in Use | 6000 | Fiberglass Reinforced Plastic | Federally Regulated |  |  | #2 Diesel | 2015 |  |  | Double Walled | Plastic
11312 | RYDER TRANSPORTATION #0101B | 900 W UPLAND AVE | LINCOLN | 68521 | LANCASTER | RYDER TRANSPORTATION SERVICES | 757 N ELDRIDGE PKWY SUITE 760 | HOUSTON | TX | 77079-4548 | 1 | Currently in Use | 20000 | Fiberglass Reinforced Plastic | Federally Regulated | None | None | #1 Diesel | 1995 |  |  | Double Walled | Plastic
12559 | SAMs CLUB #4873 | 8450 ANDERMATT DR | LINCOLN | 68526 | LANCASTER | SAMS WEST INC | 702 SW 8TH ST | BENTONVILLE | AR | 72716-0500 | 1 | Currently in Use | 20000 | Fiberglass Reinforced Plastic | Federally Regulated |  |  | Regular Unleaded | 2012 |  |  | Double Walled | Plastic
12559 | SAMs CLUB #4873 | 8450 ANDERMATT DR | LINCOLN | 68526 | LANCASTER | SAMS WEST INC | 702 SW 8TH ST | BENTONVILLE | AR | 72716-0500 | 2 | Currently in Use | 20000 | Fiberglass Reinforced Plastic | Federally Regulated |  |  | Regular Unleaded | 2012 |  |  | Double Walled | Plastic
12559 | SAMs CLUB #4873 | 8450 ANDERMATT DR | LINCOLN | 68526 | LANCASTER | SAMS WEST INC | 702 SW 8TH ST | BENTONVILLE | AR | 72716-0500 | 3 | Currently in Use | 12000 | Fiberglass Reinforced Plastic | Federally Regulated |  |  | Regular Unleaded | 2012 |  |  | Double Walled | Plastic
12559 | SAMs CLUB #4873 | 8450 ANDERMATT DR | LINCOLN | 68526 | LANCASTER | SAMS WEST INC | 702 SW 8TH ST | BENTONVILLE | AR | 72716-0500 | 4 | Currently in Use | 8000 | Fiberglass Reinforced Plastic | Federally Regulated |  |  | #1 Diesel | 2012 |  |  | Double Walled | Plastic
12409 | SAMS CLUB #6413 | 4900 N 27TH ST | LINCOLN | 68521 | LANCASTER | SAMS WEST INC | 702 SW 8TH ST | BENTONVILLE | AR | 72716-0500 | 1 | Currently in Use | 20000 | Fiberglass Reinforced Plastic | Federally Regulated | None | None | E-10 | 2007 |  |  | Double Walled | Plastic
12409 | SAMS CLUB #6413 | 4900 N 27TH ST | LINCOLN | 68521 | LANCASTER | SAMS WEST INC | 702 SW 8TH ST | BENTONVILLE | AR | 72716-0500 | 2 | Currently in Use | 20000 | Fiberglass Reinforced Plastic | Federally Regulated | None | None | E-10 | 2007 |  |  | Double Walled | Plastic
12409 | SAMS CLUB #6413 | 4900 N 27TH ST | LINCOLN | 68521 | LANCASTER | SAMS WEST INC | 702 SW 8TH ST | BENTONVILLE | AR | 72716-0500 | 3 | Currently in Use | 12000 | Fiberglass Reinforced Plastic | Federally Regulated | None | None | Regular Unleaded | 2007 |  |  | Double Walled | Plastic
12409 | SAMS CLUB #6413 | 4900 N 27TH ST | LINCOLN | 68521 | LANCASTER | SAMS WEST INC | 702 SW 8TH ST | BENTONVILLE | AR | 72716-0500 | 4 | Currently in Use | 8000 | Fiberglass Reinforced Plastic | Federally Regulated | None | None | #2 Diesel | 2007 |  |  | Double Walled | Plastic
11777 | SAPP BROS LINCOLN | 6001 CORNHUSKER HWY | LINCOLN | 68507 | LANCASTER | SAPP BROS TRAVEL CENTERS INC | PO BOX 45766 | OMAHA | NE | 68145 | 1 | Currently in Use | 12000 | Fiberglass Reinforced Plastic | Federally Regulated | None | None | #2 Diesel | 1998 |  |  |  | Fiberglass Reinforced Plastic
11777 | SAPP BROS LINCOLN | 6001 CORNHUSKER HWY | LINCOLN | 68507 | LANCASTER | SAPP BROS TRAVEL CENTERS INC | PO BOX 45766 | OMAHA | NE | 68145 | 2 | Currently in Use | 12000 | Fiberglass Reinforced Plastic | Federally Regulated | None | None | #2 Diesel | 1998 |  |  |  | Fiberglass Reinforced Plastic
11777 | SAPP BROS LINCOLN | 6001 CORNHUSKER HWY | LINCOLN | 68507 | LANCASTER | SAPP BROS TRAVEL CENTERS INC | PO BOX 45766 | OMAHA | NE | 68145 | 3 | Currently in Use | 12000 | Fiberglass Reinforced Plastic | Federally Regulated | None | None | Other->Soy Diesel | 1998 |  |  |  | Fiberglass Reinforced Plastic
11777 | SAPP BROS LINCOLN | 6001 CORNHUSKER HWY | LINCOLN | 68507 | LANCASTER | SAPP BROS TRAVEL CENTERS INC | PO BOX 45766 | OMAHA | NE | 68145 | 4 | Currently in Use | 5000 | Fiberglass Reinforced Plastic | Federally Regulated | None | None | Other->#2 Dyed Diesel | 1998 |  |  |  | Fiberglass Reinforced Plastic
11777 | SAPP BROS LINCOLN | 6001 CORNHUSKER HWY | LINCOLN | 68507 | LANCASTER | SAPP BROS TRAVEL CENTERS INC | PO BOX 45766 | OMAHA | NE | 68145 | 5 | Currently in Use | 6000 | Fiberglass Reinforced Plastic | Federally Regulated | None | None | Regular Unleaded | 1998 |  |  |  | Fiberglass Reinforced Plastic
11777 | SAPP BROS LINCOLN | 6001 CORNHUSKER HWY | LINCOLN | 68507 | LANCASTER | SAPP BROS TRAVEL CENTERS INC | PO BOX 45766 | OMAHA | NE | 68145 | 6 | Currently in Use | 5000 | Fiberglass Reinforced Plastic | Federally Regulated | None | None | E-10 | 1998 |  |  |  | Fiberglass Reinforced Plastic
11777 | SAPP BROS LINCOLN | 6001 CORNHUSKER HWY | LINCOLN | 68507 | LANCASTER | SAPP BROS TRAVEL CENTERS INC | PO BOX 45766 | OMAHA | NE | 68145 | 7 | Currently in Use | 6000 | Fiberglass Reinforced Plastic | Federally Regulated | None | None | Regular Unleaded | 1998 |  |  |  | Fiberglass Reinforced Plastic
1042 | SHEMAZ PETROLEUM LLC | 2801 O ST | LINCOLN | 68510 | LANCASTER | ARSHAD NAZIR | 7906 SHADOW LAKE DR | PAPILLION | NE | 68046 | 5 | Currently in Use | 10000 | Fiberglass Reinforced Plastic | Federally Regulated | None | None | Regular Unleaded | 1997 |  |  |  | Fiberglass Reinforced Plastic
1042 | SHEMAZ PETROLEUM LLC | 2801 O ST | LINCOLN | 68510 | LANCASTER | ARSHAD NAZIR | 7906 SHADOW LAKE DR | PAPILLION | NE | 68046 | 6 | Currently in Use | 10000 | Fiberglass Reinforced Plastic | Federally Regulated | None | None | Premium Unleaded | 1997 |  |  |  | Fiberglass Reinforced Plastic
2596 | SHERIDAN SUPER C | 3275 SHERIDAN | LINCOLN | 68502 | LANCASTER | SUPER C/HERGERT OIL | 6221 S 58TH ST STE B | LINCOLN | NE | 68516 | 1 | Currently in Use | 10000 | Steel | Federally Regulated | None | Galvanic/Sacrificial Current Cathodic Protection, Painted(e.g., asphaltic), STIP3 Tank | Regular Unleaded | 1989 |  |  |  | Fiberglass Reinforced Plastic
2596 | SHERIDAN SUPER C | 3275 SHERIDAN | LINCOLN | 68502 | LANCASTER | SUPER C/HERGERT OIL | 6221 S 58TH ST STE B | LINCOLN | NE | 68516 | 2 | Currently in Use | 10000 | Steel | Federally Regulated | None | Galvanic/Sacrificial Current Cathodic Protection, Painted(e.g., asphaltic), STIP3 Tank | Regular Unleaded | 1989 |  |  |  | Fiberglass Reinforced Plastic
2596 | SHERIDAN SUPER C | 3275 SHERIDAN | LINCOLN | 68502 | LANCASTER | SUPER C/HERGERT OIL | 6221 S 58TH ST STE B | LINCOLN | NE | 68516 | 3 | Currently in Use | 10000 | Steel | Federally Regulated | None | Galvanic/Sacrificial Current Cathodic Protection, Painted(e.g., asphaltic), STIP3 Tank | Regular Unleaded | 1989 |  |  |  | Fiberglass Reinforced Plastic
12462 | SHOEMAKERS TRUCK STATION | 151 SW 48TH ST | LINCOLN | 68522 | LANCASTER | SHOEMAKERS TRUCK STATION | 151 SW 48TH ST | LINCOLN | NE | 68522 | 1 | Currently in Use | 20000 | Fiberglass Reinforced Plastic | Federally Regulated | None | None | Regular Unleaded | 2009 |  |  | Double Walled | Plastic
12462 | SHOEMAKERS TRUCK STATION | 151 SW 48TH ST | LINCOLN | 68522 | LANCASTER | SHOEMAKERS TRUCK STATION | 151 SW 48TH ST | LINCOLN | NE | 68522 | 2 | Currently in Use | 20000 | Fiberglass Reinforced Plastic | Federally Regulated | None | None | E-10 | 2009 |  |  | Double Walled | Plastic
12462 | SHOEMAKERS TRUCK STATION | 151 SW 48TH ST | LINCOLN | 68522 | LANCASTER | SHOEMAKERS TRUCK STATION | 151 SW 48TH ST | LINCOLN | NE | 68522 | 3 | Currently in Use | 8000 | Fiberglass Reinforced Plastic | Federally Regulated | None | None | Regular Unleaded | 2009 |  |  | Double Walled | Plastic
12462 | SHOEMAKERS TRUCK STATION | 151 SW 48TH ST | LINCOLN | 68522 | LANCASTER | SHOEMAKERS TRUCK STATION | 151 SW 48TH ST | LINCOLN | NE | 68522 | 4 | Currently in Use | 12000 | Fiberglass Reinforced Plastic | Federally Regulated | None | None | #2 Diesel | 2009 |  |  | Double Walled | Plastic
12462 | SHOEMAKERS TRUCK STATION | 151 SW 48TH ST | LINCOLN | 68522 | LANCASTER | SHOEMAKERS TRUCK STATION | 151 SW 48TH ST | LINCOLN | NE | 68522 | 5 | Currently in Use | 12000 | Fiberglass Reinforced Plastic | Federally Regulated | None | None | #2 Diesel | 2009 |  |  | Double Walled | Plastic
12462 | SHOEMAKERS TRUCK STATION | 151 SW 48TH ST | LINCOLN | 68522 | LANCASTER | SHOEMAKERS TRUCK STATION | 151 SW 48TH ST | LINCOLN | NE | 68522 | 6 | Currently in Use | 8000 | Fiberglass Reinforced Plastic | Federally Regulated | None | None | #1 Diesel | 2009 |  |  | Double Walled | Plastic
12462 | SHOEMAKERS TRUCK STATION | 151 SW 48TH ST | LINCOLN | 68522 | LANCASTER | SHOEMAKERS TRUCK STATION | 151 SW 48TH ST | LINCOLN | NE | 68522 | 7 | Currently in Use | 20000 | Fiberglass Reinforced Plastic | Federally Regulated | None | None | #2 Diesel | 2009 |  |  | Double Walled | Plastic
12462 | SHOEMAKERS TRUCK STATION | 151 SW 48TH ST | LINCOLN | 68522 | LANCASTER | SHOEMAKERS TRUCK STATION | 151 SW 48TH ST | LINCOLN | NE | 68522 | 8 | Currently in Use | 20000 | Fiberglass Reinforced Plastic | Federally Regulated | None | None | #2 Diesel | 2009 |  |  | Double Walled | Plastic
12462 | SHOEMAKERS TRUCK STATION | 151 SW 48TH ST | LINCOLN | 68522 | LANCASTER | SHOEMAKERS TRUCK STATION | 151 SW 48TH ST | LINCOLN | NE | 68522 | 9 | Currently in Use | 20000 | Fiberglass Reinforced Plastic | Federally Regulated | None | None | #2 Diesel | 2009 |  |  | Double Walled | Plastic
12462 | SHOEMAKERS TRUCK STATION | 151 SW 48TH ST | LINCOLN | 68522 | LANCASTER | SHOEMAKERS TRUCK STATION | 151 SW 48TH ST | LINCOLN | NE | 68522 | 10 | Currently in Use | 6000 | Fiberglass Reinforced Plastic | Federally Regulated | None | None | Used Oil | 2009 |  |  | Double Walled | Plastic
11650 | SHOEMAKERs TRUCK STOP SOUTH | 1200 SALTILLO RD | LINCOLN | 68430 | LANCASTER | SHOEMAKERS TRUCK STATION | 151 SW 48TH ST | LINCOLN | NE | 68522 | 1 | Currently in Use | 12000 | Fiberglass Reinforced Plastic | Federally Regulated | None | None | #2 Diesel | 1998 |  |  |  | double walled, Plastic
11650 | SHOEMAKERs TRUCK STOP SOUTH | 1200 SALTILLO RD | LINCOLN | 68430 | LANCASTER | SHOEMAKERS TRUCK STATION | 151 SW 48TH ST | LINCOLN | NE | 68522 | 2 | Currently in Use | 12000 | Fiberglass Reinforced Plastic | Federally Regulated | None | None | Regular Unleaded | 1998 |  |  |  | double walled, Plastic
11650 | SHOEMAKERs TRUCK STOP SOUTH | 1200 SALTILLO RD | LINCOLN | 68430 | LANCASTER | SHOEMAKERS TRUCK STATION | 151 SW 48TH ST | LINCOLN | NE | 68522 | 3 | Currently in Use | 8000 | Fiberglass Reinforced Plastic | Federally Regulated | None | None | E-85 | 1998 |  |  |  | double walled, Plastic
11650 | SHOEMAKERs TRUCK STOP SOUTH | 1200 SALTILLO RD | LINCOLN | 68430 | LANCASTER | SHOEMAKERS TRUCK STATION | 151 SW 48TH ST | LINCOLN | NE | 68522 | 4 | Currently in Use | 4000 | Fiberglass Reinforced Plastic | Federally Regulated | None | None | #2 Diesel | 1998 |  |  |  | double walled, Plastic
11650 | SHOEMAKERs TRUCK STOP SOUTH | 1200 SALTILLO RD | LINCOLN | 68430 | LANCASTER | SHOEMAKERS TRUCK STATION | 151 SW 48TH ST | LINCOLN | NE | 68522 | 5 | Currently in Use | 20000 | Fiberglass Reinforced Plastic | Federally Regulated |  |  | E-10 | 2014 |  |  | Double Walled | double walled, Plastic
8417 | SKOROHOD CONOCO | 6236 VINE ST | LINCOLN | 68505 | LANCASTER | SKOROHOD CONOCO | 6236 VINE ST | LINCOLN | NE | 68505 | 5 | Permanently Out of Use | 500 | Steel | Federally Regulated | None | None | Used Oil | 1979 |  |  |  | Steel
1073 | SOUTH STREET SITE (F03) | 3180 SOUTH ST | LINCOLN | 68502 | LANCASTER | CITY OF LINCOLN FLEET SERVICES | 949 W BOND ST STE 200 | LINCOLN | NE | 68521 | 1 | Currently in Use | 10000 | Fiberglass Reinforced Plastic | Federally Regulated | None | None | #2 Diesel | 1984 |  |  |  | Fiberglass Reinforced Plastic
1073 | SOUTH STREET SITE (F03) | 3180 SOUTH ST | LINCOLN | 68502 | LANCASTER | CITY OF LINCOLN FLEET SERVICES | 949 W BOND ST STE 200 | LINCOLN | NE | 68521 | 2 | Currently in Use | 10000 | Fiberglass Reinforced Plastic | Federally Regulated | None | None | E-10 | 1984 |  |  |  | Fiberglass Reinforced Plastic
1073 | SOUTH STREET SITE (F03) | 3180 SOUTH ST | LINCOLN | 68502 | LANCASTER | CITY OF LINCOLN FLEET SERVICES | 949 W BOND ST STE 200 | LINCOLN | NE | 68521 | 3 | Currently in Use | 6000 | Fiberglass Reinforced Plastic | Federally Regulated | None | None | Regular Unleaded | 1984 |  |  |  | Fiberglass Reinforced Plastic
12334 | SPEEDEE MART #2775 | 8600 AMBER HILL CT | LINCOLN | 68516 | LANCASTER | WESTERN OIL II LLC | PO BOX 10 | VALENTINE | NE | 69201 | 1 | Currently in Use | 20000 | Fiberglass Reinforced Plastic | Federally Regulated | None | None | E-10 | 2005 |  |  | Double Walled | Plastic
12334 | SPEEDEE MART #2775 | 8600 AMBER HILL CT | LINCOLN | 68516 | LANCASTER | WESTERN OIL II LLC | PO BOX 10 | VALENTINE | NE | 69201 | 2 | Currently in Use | 20000 | Fiberglass Reinforced Plastic | Federally Regulated | None | None | Regular Unleaded | 2005 |  |  | Double Walled | Plastic
12334 | SPEEDEE MART #2775 | 8600 AMBER HILL CT | LINCOLN | 68516 | LANCASTER | WESTERN OIL II LLC | PO BOX 10 | VALENTINE | NE | 69201 | 3 | Currently in Use | 8000 | Fiberglass Reinforced Plastic | Federally Regulated | None | None | Premium Unleaded | 2005 |  |  | Double Walled | Plastic
12334 | SPEEDEE MART #2775 | 8600 AMBER HILL CT | LINCOLN | 68516 | LANCASTER | WESTERN OIL II LLC | PO BOX 10 | VALENTINE | NE | 69201 | 4 | Currently in Use | 12000 | Fiberglass Reinforced Plastic | Federally Regulated | None | None | #2 Diesel | 2005 |  |  | Double Walled | Plastic
11199 | SPEEDEE MART #2906 | 2641 FAIRFIELD ST | LINCOLN | 68521 | LANCASTER | DANCO II CB LLC | PO BOX 10 | VALENTINE | NE | 69201-0010 | 1 | Currently in Use | 12000 | Steel | Federally Regulated | None | Galvanic/Sacrificial Current Cathodic Protection, STIP3 Tank | E-87 | 1993 | 1/1/1901 |  |  | Fiberglass Reinforced Plastic
11199 | SPEEDEE MART #2906 | 2641 FAIRFIELD ST | LINCOLN | 68521 | LANCASTER | DANCO II CB LLC | PO BOX 10 | VALENTINE | NE | 69201-0010 | 2 | Currently in Use | 12000 | Steel | Federally Regulated | None | Galvanic/Sacrificial Current Cathodic Protection, STIP3 Tank | E-89 | 1993 |  |  |  | Fiberglass Reinforced Plastic
11199 | SPEEDEE MART #2906 | 2641 FAIRFIELD ST | LINCOLN | 68521 | LANCASTER | DANCO II CB LLC | PO BOX 10 | VALENTINE | NE | 69201-0010 | 3 | Currently in Use | 8000 | Steel | Federally Regulated | None | Galvanic/Sacrificial Current Cathodic Protection, STIP3 Tank | Premium Unleaded | 1993 |  |  |  | Fiberglass Reinforced Plastic
11560 | SPEEDEE MART #2907 | 4810 OLD CHENEY RD | LINCOLN | 68516 | LANCASTER | DANCO II CB LLC | PO BOX 10 | VALENTINE | NE | 69201-0010 | 1 | Currently in Use | 12000 | Fiberglass Reinforced Plastic | Federally Regulated | None | None | E-89 | 1996 |  |  |  | Fiberglass Reinforced Plastic
11560 | SPEEDEE MART #2907 | 4810 OLD CHENEY RD | LINCOLN | 68516 | LANCASTER | DANCO II CB LLC | PO BOX 10 | VALENTINE | NE | 69201-0010 | 2 | Currently in Use | 12000 | Fiberglass Reinforced Plastic | Federally Regulated | None | None | Premium Unleaded | 1996 |  |  |  | Fiberglass Reinforced Plastic
11560 | SPEEDEE MART #2907 | 4810 OLD CHENEY RD | LINCOLN | 68516 | LANCASTER | DANCO II CB LLC | PO BOX 10 | VALENTINE | NE | 69201-0010 | 3 | Currently in Use | 12000 | Fiberglass Reinforced Plastic | Federally Regulated | None | None | #2 Diesel | 1996 |  |  |  | Double walled, Fiberglass Reinforced Plastic, Plastic
11560 | SPEEDEE MART #2907 | 4810 OLD CHENEY RD | LINCOLN | 68516 | LANCASTER | DANCO II CB LLC | PO BOX 10 | VALENTINE | NE | 69201-0010 | 4 | Currently in Use | 20000 | Fiberglass Reinforced Plastic | Federally Regulated | None | None | E-87 | 1996 |  |  |  | Fiberglass Reinforced Plastic
11246 | SPEEDEE MART #2909 | 1107 BELMONT | LINCOLN | 68521 | LANCASTER | DANCO II CB LLC | PO BOX 10 | VALENTINE | NE | 69201-0010 | 1 | Currently in Use | 10000 | Fiberglass Reinforced Plastic | Federally Regulated | None | None | E-87 | 1994 |  |  |  | Fiberglass Reinforced Plastic
11246 | SPEEDEE MART #2909 | 1107 BELMONT | LINCOLN | 68521 | LANCASTER | DANCO II CB LLC | PO BOX 10 | VALENTINE | NE | 69201-0010 | 2 | Currently in Use | 10000 | Fiberglass Reinforced Plastic | Federally Regulated | None | None | E-87 | 1994 |  |  |  | Fiberglass Reinforced Plastic
11246 | SPEEDEE MART #2909 | 1107 BELMONT | LINCOLN | 68521 | LANCASTER | DANCO II CB LLC | PO BOX 10 | VALENTINE | NE | 69201-0010 | 3 | Currently in Use | 10000 | Fiberglass Reinforced Plastic | Federally Regulated | None | None | E-89 | 1994 |  |  |  | Fiberglass Reinforced Plastic
11246 | SPEEDEE MART #2909 | 1107 BELMONT | LINCOLN | 68521 | LANCASTER | DANCO II CB LLC | PO BOX 10 | VALENTINE | NE | 69201-0010 | 4 | Currently in Use | 10000 | Fiberglass Reinforced Plastic | Federally Regulated | None | None | Premium Unleaded | 1994 |  |  |  | Fiberglass Reinforced Plastic
11613 | SPEEDEE MART #2910 | 6006 HAVELOCK AVE | LINCOLN | 68507 | LANCASTER | DANCO II CB LLC | PO BOX 10 | VALENTINE | NE | 69201-0010 | 1 | Currently in Use | 20000 | Fiberglass Reinforced Plastic | Federally Regulated | None | None | E-87 | 1996 |  |  |  | Plastic
11613 | SPEEDEE MART #2910 | 6006 HAVELOCK AVE | LINCOLN | 68507 | LANCASTER | DANCO II CB LLC | PO BOX 10 | VALENTINE | NE | 69201-0010 | 2 | Currently in Use | 8000 | Fiberglass Reinforced Plastic | Federally Regulated | None | None | E-89 | 1996 |  |  |  | Plastic
11613 | SPEEDEE MART #2910 | 6006 HAVELOCK AVE | LINCOLN | 68507 | LANCASTER | DANCO II CB LLC | PO BOX 10 | VALENTINE | NE | 69201-0010 | 3 | Currently in Use | 6000 | Fiberglass Reinforced Plastic | Federally Regulated | None | None | Premium Unleaded | 1996 |  |  |  | Plastic
2946 | SPEEDEE MART 2811 | 2700 SOUTH ST | LINCOLN | 68503 | LANCASTER | DANCO III 2811 LINCOLN 27TH LLC | PO BOX 10 | VALENTINE | NE | 69201 | 1 | Currently in Use | 6000 | Steel | Federally Regulated | Internal Lining(e.g., epoxy resins) | None | E-10 | 1971 |  |  |  | Fiberglass Reinforced Plastic
2946 | SPEEDEE MART 2811 | 2700 SOUTH ST | LINCOLN | 68503 | LANCASTER | DANCO III 2811 LINCOLN 27TH LLC | PO BOX 10 | VALENTINE | NE | 69201 | 2 | Currently in Use | 6000 | Steel | Federally Regulated | Internal Lining(e.g., epoxy resins) | None | E-10 | 1971 |  |  |  | Fiberglass Reinforced Plastic
2946 | SPEEDEE MART 2811 | 2700 SOUTH ST | LINCOLN | 68503 | LANCASTER | DANCO III 2811 LINCOLN 27TH LLC | PO BOX 10 | VALENTINE | NE | 69201 | 3 | Currently in Use | 6000 | Steel | Federally Regulated | Internal Lining(e.g., epoxy resins) | None | Premium Unleaded | 1971 |  |  |  | Fiberglass Reinforced Plastic
2829 | ST ELIZABETH HEALTH CENTER | 555 S 70TH ST | LINCOLN | 68510 | LANCASTER | ST ELIZABETH HEALTH CENTER | 555 S 70TH ST | LINCOLN | NE | 68510 | 1 | Currently in Use | 20000 | Fiberglass Reinforced Plastic | Federally Regulated | None | Fiberglass Reinforced Plastic Coated | Heating Oil 2 | 1990 |  |  |  | Steel
11846 | STATE BOILER PLANT | 420 S 14TH ST | LINCOLN | 68508 | LANCASTER | DISTRICT ENERGY CORP | PO BOX 80869 | LINCOLN | NE | 68501 | 1 | Currently in Use | 10000 | Fiberglass Reinforced Plastic | Heating Oil | None | None | Heating Oil 2 | 1998 |  |  | Double Walled | Plastic
5913 | STEPHENS & SMITH | 1801 S 1ST ST | LINCOLN | 68502 | LANCASTER | R I P | 1542 S 1ST ST | LINCOLN | NE | 68502 | 4 | Currently in Use | 6000 | Steel | Federally Regulated | None | Galvanic/Sacrificial Current Cathodic Protection, STIP3 Tank | #2 Diesel | 1998 |  |  |  | Fiberglass Reinforced Plastic
5913 | STEPHENS & SMITH | 1801 S 1ST ST | LINCOLN | 68502 | LANCASTER | R I P | 1542 S 1ST ST | LINCOLN | NE | 68502 | 5 | Currently in Use | 8000 | Steel | Federally Regulated | None | Galvanic/Sacrificial Current Cathodic Protection, STIP3 Tank | Regular Unleaded | 1998 |  |  |  | Fiberglass Reinforced Plastic
5913 | STEPHENS & SMITH | 1801 S 1ST ST | LINCOLN | 68502 | LANCASTER | R I P | 1542 S 1ST ST | LINCOLN | NE | 68502 | 6 | Currently in Use | 560 | Steel | Federally Regulated | None | Galvanic/Sacrificial Current Cathodic Protection, STIP3 Tank | Used Oil | 1998 |  |  |  | Fiberglass Reinforced Plastic
12629 | STOP N SHOP | 8511 S 33RD ST | LINCOLN | 68516 | LANCASTER | AAI INC | 3201 YANKEE HILL RD | LINCOLN | NE | 68516 | 1 | Currently in Use | 15000 | Fiberglass Reinforced Plastic | Federally Regulated |  | Double walled | Regular Unleaded | 2014 |  |  | Double Walled | Double walled, Plastic
11198 | STOP N SHOP | 5640 S 16TH ST | LINCOLN | 68512 | LANCASTER | BUGGY BATH OLD CHENEY LLC | 9601 THORNWOOD CIRCLE | LINCOLN | NE | 68512 | 1 | Currently in Use | 12000 | Steel | Federally Regulated | None | Impressed Current Cathodic Protection, STIP3 Tank | Regular Unleaded | 1994 |  |  |  | Fiberglass Reinforced Plastic
11198 | STOP N SHOP | 5640 S 16TH ST | LINCOLN | 68512 | LANCASTER | BUGGY BATH OLD CHENEY LLC | 9601 THORNWOOD CIRCLE | LINCOLN | NE | 68512 | 2 | Currently in Use | 10000 | Steel | Federally Regulated | None | Impressed Current Cathodic Protection, STIP3 Tank | #2 Diesel | 1994 |  |  |  | Fiberglass Reinforced Plastic
12629 | STOP N SHOP | 8511 S 33RD ST | LINCOLN | 68516 | LANCASTER | AAI INC | 3201 YANKEE HILL RD | LINCOLN | NE | 68516 | 2 | Currently in Use | 15000 | Fiberglass Reinforced Plastic | Federally Regulated |  | Double walled | E-10 | 2014 |  |  | Double Walled | Double walled, Plastic
12629 | STOP N SHOP | 8511 S 33RD ST | LINCOLN | 68516 | LANCASTER | AAI INC | 3201 YANKEE HILL RD | LINCOLN | NE | 68516 | 3 | Currently in Use | 15000 | Fiberglass Reinforced Plastic | Federally Regulated |  | Double walled | #2 Diesel | 2014 |  |  | Double Walled | Double walled, Plastic
11198 | STOP N SHOP | 5640 S 16TH ST | LINCOLN | 68512 | LANCASTER | BUGGY BATH OLD CHENEY LLC | 9601 THORNWOOD CIRCLE | LINCOLN | NE | 68512 | 3 | Currently in Use | 10000 | Steel | Federally Regulated | None | Impressed Current Cathodic Protection, STIP3 Tank | Regular Unleaded | 1994 |  |  |  | Fiberglass Reinforced Plastic
12629 | STOP N SHOP | 8511 S 33RD ST | LINCOLN | 68516 | LANCASTER | AAI INC | 3201 YANKEE HILL RD | LINCOLN | NE | 68516 | 4 | Currently in Use | 7000 | Fiberglass Reinforced Plastic | Federally Regulated |  | Double walled | Regular Unleaded | 2014 |  |  | Double Walled | Double walled, Fiberglass Reinforced Plastic
12157 | STOP N SHOP #3 | 4801 RANDOLPH | LINCOLN | 68510 | LANCASTER | SNS PROPERTIES LLC | PO BOX 5546 | LINCOLN | NE | 68505 | 1 | Currently in Use | 12000 | Fiberglass Reinforced Plastic | Federally Regulated | None | None | E-10 | 2002 |  |  |  | Fiberglass Reinforced Plastic
12157 | STOP N SHOP #3 | 4801 RANDOLPH | LINCOLN | 68510 | LANCASTER | SNS PROPERTIES LLC | PO BOX 5546 | LINCOLN | NE | 68505 | 2 | Currently in Use | 12000 | Fiberglass Reinforced Plastic | Federally Regulated | None | None | E-10 | 2002 |  |  |  | Fiberglass Reinforced Plastic, Fiberglass Reinforced Plastic
12157 | STOP N SHOP #3 | 4801 RANDOLPH | LINCOLN | 68510 | LANCASTER | SNS PROPERTIES LLC | PO BOX 5546 | LINCOLN | NE | 68505 | 3 | Currently in Use | 6000 | Fiberglass Reinforced Plastic | Federally Regulated | None | None | Regular Unleaded | 2002
5665 | STOP N SHOP #5 | 2200 N 48TH ST | LINCOLN | 68504 | LANCASTER | SNS PROPERTIES LLC | PO BOX 5546 | LINCOLN | NE | 68505 | 4 | Currently in Use | 12000 | Steel | Federally Regulated | None | Galvanic/Sacrificial Current Cathodic Protection | E-10 | 1994 |  |  |  | Fiberglass Reinforced Plastic
5665 | STOP N SHOP #5 | 2200 N 48TH ST | LINCOLN | 68504 | LANCASTER | SNS PROPERTIES LLC | PO BOX 5546 | LINCOLN | NE | 68505 | 5 | Currently in Use | 12000 | Steel | Federally Regulated | None | Galvanic/Sacrificial Current Cathodic Protection | E-10 | 1994 |  |  |  | Fiberglass Reinforced Plastic
5665 | STOP N SHOP #5 | 2200 N 48TH ST | LINCOLN | 68504 | LANCASTER | SNS PROPERTIES LLC | PO BOX 5546 | LINCOLN | NE | 68505 | 6 | Currently in Use | 12000 | Steel | Federally Regulated | None | Galvanic/Sacrificial Current Cathodic Protection | Regular Unleaded | 1994 |  |  |  | Fiberglass Reinforced Plastic
12054 | STOP N SHOP #6 | 1502 W O ST | LINCOLN | 68528 | LANCASTER | STOP N SHOP INC | PO BOX 5546 | LINCOLN | NE | 68505 | 1 | Currently in Use | 12000 | Fiberglass Reinforced Plastic | Federally Regulated | None | None | E-10 | 2000 |  |  |  | double wall flexible pipe, Plastic
12054 | STOP N SHOP #6 | 1502 W O ST | LINCOLN | 68528 | LANCASTER | STOP N SHOP INC | PO BOX 5546 | LINCOLN | NE | 68505 | 2 | Currently in Use | 12000 | Fiberglass Reinforced Plastic | Federally Regulated | None | None | Regular Unleaded | 2000 |  |  |  | double wall flexible piping, Plastic
12054 | STOP N SHOP #6 | 1502 W O ST | LINCOLN | 68528 | LANCASTER | STOP N SHOP INC | PO BOX 5546 | LINCOLN | NE | 68505 | 3 | Currently in Use | 12000 | Fiberglass Reinforced Plastic | Federally Regulated | None | None | Premium Unleaded | 2000 |  |  |  | double wall flexible piping, Plastic
8011 | SUPER C #4 | 501 W A ST | LINCOLN | 68522 | LANCASTER | SUPER C/HERGERT OIL | 6221 S 58TH ST STE B | LINCOLN | NE | 68516 | 1 | Currently in Use | 8000 | Steel | Federally Regulated | Internal Lining(e.g., epoxy resins) | Impressed Current Cathodic Protection | Regular Unleaded | 1979 |  |  |  | Steel
8011 | SUPER C #4 | 501 W A ST | LINCOLN | 68522 | LANCASTER | SUPER C/HERGERT OIL | 6221 S 58TH ST STE B | LINCOLN | NE | 68516 | 2 | Currently in Use | 8000 | Steel | Federally Regulated | Internal Lining(e.g., epoxy resins) | Impressed Current Cathodic Protection | #2 Diesel | 1979 |  |  |  | Steel
8011 | SUPER C #4 | 501 W A ST | LINCOLN | 68522 | LANCASTER | SUPER C/HERGERT OIL | 6221 S 58TH ST STE B | LINCOLN | NE | 68516 | 3 | Currently in Use | 8000 | Steel | Federally Regulated | Internal Lining(e.g., epoxy resins) | Impressed Current Cathodic Protection | E-10 | 1979 |  |  |  | Steel
1145 | SUPER C #6 | 1700 L ST | LINCOLN | 68508 | LANCASTER | SUPER C/HERGERT OIL | 6221 S 58TH ST STE B | LINCOLN | NE | 68516 | 4 | Currently in Use | 8000 | Fiberglass Reinforced Plastic | Federally Regulated | None | None | Regular Unleaded | 1997 |  |  |  | Fiberglass Reinforced Plastic
1145 | SUPER C #6 | 1700 L ST | LINCOLN | 68508 | LANCASTER | SUPER C/HERGERT OIL | 6221 S 58TH ST STE B | LINCOLN | NE | 68516 | 5 | Currently in Use | 8000 | Fiberglass Reinforced Plastic | Federally Regulated | None | None | E-10 | 1997 |  |  |  | Fiberglass Reinforced Plastic
1145 | SUPER C #6 | 1700 L ST | LINCOLN | 68508 | LANCASTER | SUPER C/HERGERT OIL | 6221 S 58TH ST STE B | LINCOLN | NE | 68516 | 6 | Currently in Use | 4000 | Fiberglass Reinforced Plastic | Federally Regulated | None | None | Premium Unleaded | 1997 |  |  |  | Fiberglass Reinforced Plastic
11210 | SUPER C #7 | 2601 TICONDEROGA | LINCOLN | 68531 | LANCASTER | SUPER C/HERGERT OIL | 6221 S 58TH ST STE B | LINCOLN | NE | 68516 | 1 | Currently in Use | 12000 | Steel | Federally Regulated | None | Galvanic/Sacrificial Current Cathodic Protection, STIP3 Tank | E-10 | 1994 |  |  |  | Fiberglass Reinforced Plastic
11210 | SUPER C #7 | 2601 TICONDEROGA | LINCOLN | 68531 | LANCASTER | SUPER C/HERGERT OIL | 6221 S 58TH ST STE B | LINCOLN | NE | 68516 | 2 | Currently in Use | 10000 | Steel | Federally Regulated | None | Galvanic/Sacrificial Current Cathodic Protection, STIP3 Tank | Premium Unleaded | 1994 |  |  |  | Fiberglass Reinforced Plastic
11210 | SUPER C #7 | 2601 TICONDEROGA | LINCOLN | 68531 | LANCASTER | SUPER C/HERGERT OIL | 6221 S 58TH ST STE B | LINCOLN | NE | 68516 | 3 | Currently in Use | 10000 | Steel | Federally Regulated | None | Galvanic/Sacrificial Current Cathodic Protection, STIP3 Tank | Regular Unleaded | 1994 |  |  |  | Fiberglass Reinforced Plastic
11614 | SUPER C #8 | 4445 S 70TH ST | LINCOLN | 68512 | LANCASTER | SUPER C/HERGERT OIL | 6221 S 58TH ST STE B | LINCOLN | NE | 68516 | 1 | Currently in Use | 12000 | Fiberglass Reinforced Plastic | Federally Regulated | None | None | E-10 | 1996 |  |  |  | Fiberglass Reinforced Plastic
11614 | SUPER C #8 | 4445 S 70TH ST | LINCOLN | 68512 | LANCASTER | SUPER C/HERGERT OIL | 6221 S 58TH ST STE B | LINCOLN | NE | 68516 | 2 | Currently in Use | 10000 | Fiberglass Reinforced Plastic | Federally Regulated | None | None | Regular Unleaded | 1996 |  |  |  | Fiberglass Reinforced Plastic
11614 | SUPER C #8 | 4445 S 70TH ST | LINCOLN | 68512 | LANCASTER | SUPER C/HERGERT OIL | 6221 S 58TH ST STE B | LINCOLN | NE | 68516 | 3 | Currently in Use | 10000 | Fiberglass Reinforced Plastic | Federally Regulated | None | None | Premium Unleaded | 1996 |  |  |  | Fiberglass Reinforced Plastic
7673 | SUPER C STORE | 3400 VILLAGE DR | LINCOLN | 68516 | LANCASTER | SUPER C/HERGERT OIL | 6221 S 58TH ST STE B | LINCOLN | NE | 68516 | 1 | Currently in Use | 12000 | Steel | Federally Regulated | None | Galvanic/Sacrificial Current Cathodic Protection, STIP3 Tank | Regular Unleaded | 1993 |  |  |  | Fiberglass Reinforced Plastic
2597 | SUPER C STORE | 745 S 21ST ST | LINCOLN | 68508 | LANCASTER | SUPER C/HERGERT OIL | 6221 S 58TH ST STE B | LINCOLN | NE | 68516 | 1 | Currently in Use | 8000 | Steel | Federally Regulated | Internal Lining(e.g., epoxy resins) | Impressed Current Cathodic Protection | Regular Unleaded | 1900 |  |  |  | Fiberglass Reinforced Plastic
2598 | SUPER C STORE | 3202 S 10TH ST | LINCOLN | 68502 | LANCASTER | SUPER C/HERGERT OIL | 6221 S 58TH ST STE B | LINCOLN | NE | 68516 | 1 | Currently in Use | 10000 | Steel | Federally Regulated | None | Impressed Current Cathodic Protection | Regular Unleaded | 1985 |  |  |  | Fiberglass Reinforced Plastic
2598 | SUPER C STORE | 3202 S 10TH ST | LINCOLN | 68502 | LANCASTER | SUPER C/HERGERT OIL | 6221 S 58TH ST STE B | LINCOLN | NE | 68516 | 2 | Currently in Use | 10000 | Steel | Federally Regulated | None | Impressed Current Cathodic Protection | Regular Unleaded | 1985 |  |  |  | Fiberglass Reinforced Plastic
2597 | SUPER C STORE | 745 S 21ST ST | LINCOLN | 68508 | LANCASTER | SUPER C/HERGERT OIL | 6221 S 58TH ST STE B | LINCOLN | NE | 68516 | 2 | Currently in Use | 6000 | Steel | Federally Regulated | Internal Lining(e.g., epoxy resins) | Impressed Current Cathodic Protection | Regular Unleaded | 1900 |  |  |  | Fiberglass Reinforced Plastic
7673 | SUPER C STORE | 3400 VILLAGE DR | LINCOLN | 68516 | LANCASTER | SUPER C/HERGERT OIL | 6221 S 58TH ST STE B | LINCOLN | NE | 68516 | 2 | Currently in Use | 10000 | Steel | Federally Regulated | None | Galvanic/Sacrificial Current Cathodic Protection, STIP3 Tank | Regular Unleaded | 1993 |  |  |  | Fiberglass Reinforced Plastic
7673 | SUPER C STORE | 3400 VILLAGE DR | LINCOLN | 68516 | LANCASTER | SUPER C/HERGERT OIL | 6221 S 58TH ST STE B | LINCOLN | NE | 68516 | 3 | Currently in Use | 10000 | Steel | Federally Regulated | None | Galvanic/Sacrificial Current Cathodic Protection, STIP3 Tank | Regular Unleaded | 1993 |  |  |  | Fiberglass Reinforced Plastic
2598 | SUPER C STORE | 3202 S 10TH ST | LINCOLN | 68502 | LANCASTER | SUPER C/HERGERT OIL | 6221 S 58TH ST STE B | LINCOLN | NE | 68516 | 3 | Currently in Use | 10000 | Steel | Federally Regulated | None | Impressed Current Cathodic Protection | Regular Unleaded | 1985 |  |  |  | Fiberglass Reinforced Plastic
12573 | SUPER SAVER #27 FALLBROOK | 840 FALLBROOK BLVD | LINCOLN | 68521 | LANCASTER | B & R STORES INC | 4554 W ST | LINCOLN | NE | 68503 | 1 | Currently in Use | 15000 | Fiberglass Reinforced Plastic | Federally Regulated | None | None | Regular Unleaded | 2012 |  |  | Double Walled | Plastic
12573 | SUPER SAVER #27 FALLBROOK | 840 FALLBROOK BLVD | LINCOLN | 68521 | LANCASTER | B & R STORES INC | 4554 W ST | LINCOLN | NE | 68503 | 2 | Currently in Use | 15000 | Fiberglass Reinforced Plastic | Federally Regulated | None | None | Regular Unleaded | 2012 |  |  | Double Walled | Plastic
12573 | SUPER SAVER #27 FALLBROOK | 840 FALLBROOK BLVD | LINCOLN | 68521 | LANCASTER | B & R STORES INC | 4554 W ST | LINCOLN | NE | 68503 | 3 | Currently in Use | 10000 | Fiberglass Reinforced Plastic | Federally Regulated | None | None | Regular Unleaded | 2012 |  |  | Double Walled | Plastic
12711 | SURAJs PLACE | 5640 HIDCOTE DR | LINCOLN | 68516 | LANCASTER | AMRITA MAHAPATRA c/o SURAJS PLACE | 5640 HIDCOTE DR | LINCOLN | NE | 68516 | 1 | Currently in Use | 10000 | Fiberglass Reinforced Plastic | Federally Regulated |  |  | E-10 | 2016 |  |  | Double Walled | Plastic
12711 | SURAJs PLACE | 5640 HIDCOTE DR | LINCOLN | 68516 | LANCASTER | AMRITA MAHAPATRA c/o SURAJS PLACE | 5640 HIDCOTE DR | LINCOLN | NE | 68516 | 2 | Currently in Use | 10000 | Fiberglass Reinforced Plastic | Federally Regulated |  |  | Regular Unleaded | 2016 |  |  | Double Walled | Plastic
12711 | SURAJs PLACE | 5640 HIDCOTE DR | LINCOLN | 68516 | LANCASTER | AMRITA MAHAPATRA c/o SURAJS PLACE | 5640 HIDCOTE DR | LINCOLN | NE | 68516 | 3 | Currently in Use | 6000 | Fiberglass Reinforced Plastic | Federally Regulated |  |  | Premium Unleaded | 2016 |  |  | Double Walled | Plastic
12711 | SURAJs PLACE | 5640 HIDCOTE DR | LINCOLN | 68516 | LANCASTER | AMRITA MAHAPATRA c/o SURAJS PLACE | 5640 HIDCOTE DR | LINCOLN | NE | 68516 | 4 | Currently in Use | 6000 | Fiberglass Reinforced Plastic | Federally Regulated |  |  | #2 Diesel | 2016 |  |  | Double Walled | Plastic
8824 | TABITHA INC | 4720 RANDOLPH ST | LINCOLN | 68510 | LANCASTER | TABITHA INC | 4720 RANDOLPH ST | LINCOLN | NE | 68510 | 1 | Currently in Use | 6000 | Fiberglass Reinforced Plastic | Heating Oil | None | Fiberglass Reinforced Plastic Coated | Heating Oil 2 | 1987 |  |  |  | Steel
1524 | TRAFCON INC | 7845 FLETCHER AVE | LINCOLN | 68507 | LANCASTER | NEBCO INC | 1815 Y ST | LINCOLN | NE | 68503 | 6 | Currently in Use | 8000 | Fiberglass Reinforced Plastic | Federally Regulated | None | None | #2 Diesel | 1998 |  |  |  | Fiberglass Reinforced Plastic
1524 | TRAFCON INC | 7845 FLETCHER AVE | LINCOLN | 68507 | LANCASTER | NEBCO INC | 1815 Y ST | LINCOLN | NE | 68503 | 7 | Currently in Use | 10000 | Fiberglass Reinforced Plastic | Federally Regulated | None | None | Regular Unleaded | 1998 |  |  |  | Fiberglass Reinforced Plastic
1524 | TRAFCON INC | 7845 FLETCHER AVE | LINCOLN | 68507 | LANCASTER | NEBCO INC | 1815 Y ST | LINCOLN | NE | 68503 | 8 | Currently in Use | 10000 | Fiberglass Reinforced Plastic | Federally Regulated | None | None | #2 Diesel | 1998 |  |  |  | Fiberglass Reinforced Plastic
3102 | TRANSPORTATION SERVICES BUREAU | 1501 M ST | LINCOLN | 68508 | LANCASTER | NEBRASKA DEPT OF ADMIN SERVICES TSB DISPATCH | 1501 'M' STREET PO BOX 80027 | LINCOLN | NE | 68509 | 1 | Currently in Use | 10000 | Fiberglass Reinforced Plastic | Federally Regulated | None | None | , Other->E-30 | 1992 |  |  | Double Walled | Fiberglass Reinforced Plastic
3102 | TRANSPORTATION SERVICES BUREAU | 1501 M ST | LINCOLN | 68508 | LANCASTER | NEBRASKA DEPT OF ADMIN SERVICES TSB DISPATCH | 1501 'M' STREET PO BOX 80027 | LINCOLN | NE | 68509 | 2 | Currently in Use | 10000 | Fiberglass Reinforced Plastic | Federally Regulated | None | None | E-85 | 1992 |  |  | Double Walled | Fiberglass Reinforced Plastic
1976 | TRANSPORTATION SYSTEM | 710 J ST | LINCOLN | 68508 | LANCASTER | CITY OF LINCOLN PROPERTY DEPT | 555 S 10TH ST | LINCOLN | NE | 68508 | 1 | Currently in Use | 10000 | Fiberglass Reinforced Plastic | Federally Regulated | Internal Lining(e.g., epoxy resins) | Fiberglass Reinforced Plastic Coated | #2 Diesel | 1980 |  |  |  | Steel
1976 | TRANSPORTATION SYSTEM | 710 J ST | LINCOLN | 68508 | LANCASTER | CITY OF LINCOLN PROPERTY DEPT | 555 S 10TH ST | LINCOLN | NE | 68508 | 2 | Currently in Use | 10000 | Fiberglass Reinforced Plastic | Federally Regulated | Internal Lining(e.g., epoxy resins) | Fiberglass Reinforced Plastic Coated | #2 Diesel | 1980 |  |  |  | Steel
12806 | U STOP | 6930 S 73RD ST | LINCOLN | 68516 | LANCASTER | WHITEHEAD OIL CO | PO BOX 30211 | LINCOLN | NE | 68503-0211 | 1 | Currently in Use | 22000 | Fiberglass Reinforced Plastic | Federally Regulated |  |  | E-10 | 2020 |  |  | Double Walled | Plastic
2962 | U STOP | 240 N 17TH ST | LINCOLN | 68508 | LANCASTER | WHITEHEAD OIL CO | PO BOX 30211 | LINCOLN | NE | 68503 | 1 | Currently in Use | 10000 | Steel | Federally Regulated | Internal Lining(e.g., epoxy resins) | Impressed Current Cathodic Protection, STIP3 Tank | Regular Unleaded | 1985 |  |  |  | Steel
12461 | U STOP | 2140 K ST | LINCOLN | 68510 | LANCASTER | WHITEHEAD OIL CO | PO BOX 30211 | LINCOLN | NE | 68503-0211 | 1 | Currently in Use | 15000 | Fiberglass Reinforced Plastic | Federally Regulated | None | None | Regular Unleaded | 2009 |  |  | Double Walled | Plastic
11962 | U STOP | 2700 PORTER RIDGE RD | LINCOLN | 68516 | LANCASTER | WHITEHEAD OIL CO | PO BOX 30211 | LINCOLN | NE | 68503-0211 | 1 | Currently in Use | 12000 | Fiberglass Reinforced Plastic | Federally Regulated | None | None | Regular Unleaded | 2001 |  |  | Double Walled | Plastic
11547 | U STOP | 3745 S 27TH ST | LINCOLN | 68506 | LANCASTER | WHITEHEAD OIL CO | PO BOX 30211 | LINCOLN | NE | 68503 | 1 | Currently in Use | 12000 | Fiberglass Reinforced Plastic | Federally Regulated | None | None | Regular Unleaded | 1996 |  |  |  | Fiberglass Reinforced Plastic
11307 | U STOP | 3244 CORNHUSKER HWY | LINCOLN | 68504 | LANCASTER | WHITEHEAD OIL CO | PO BOX 30211 | LINCOLN | NE | 68503-0211 | 1 | Currently in Use | 12000 | Fiberglass Reinforced Plastic | Federally Regulated | None | None | Regular Unleaded | 1994 |  |  |  | Fiberglass Reinforced Plastic
12170 | U STOP | 7100 PIONEERS BLVD | LINCOLN | 68506 | LANCASTER | WHITEHEAD OIL CO | PO BOX 30211 | LINCOLN | NE | 68503-0211 | 1 | Currently in Use | 12000 | Fiberglass Reinforced Plastic | Federally Regulated | None | None | Regular Unleaded | 2002 |  |  |  | Plastic
12351 | U STOP | 3280 SUPERIOR ST | LINCOLN | 68504 | LANCASTER | WHITEHEAD OIL CO | PO BOX 30211 | LINCOLN | NE | 68503-0211 | 1 | Currently in Use | 12000 | Fiberglass Reinforced Plastic | Federally Regulated | None | None | Regular Unleaded | 2006 |  |  |  | Plastic
12351 | U STOP | 3280 SUPERIOR ST | LINCOLN | 68504 | LANCASTER | WHITEHEAD OIL CO | PO BOX 30211 | LINCOLN | NE | 68503-0211 | 2 | Currently in Use | 12000 | Fiberglass Reinforced Plastic | Federally Regulated | None | None | E-10 | 2006 |  |  |  | Plastic
12170 | U STOP | 7100 PIONEERS BLVD | LINCOLN | 68506 | LANCASTER | WHITEHEAD OIL CO | PO BOX 30211 | LINCOLN | NE | 68503-0211 | 2 | Currently in Use | 12000 | Fiberglass Reinforced Plastic | Federally Regulated | None | None | Regular Unleaded | 2002 |  |  |  | Plastic
11307 | U STOP | 3244 CORNHUSKER HWY | LINCOLN | 68504 | LANCASTER | WHITEHEAD OIL CO | PO BOX 30211 | LINCOLN | NE | 68503-0211 | 2 | Currently in Use | 12000 | Fiberglass Reinforced Plastic | Federally Regulated | None | None | Regular Unleaded | 1994 |  |  |  | Fiberglass Reinforced Plastic
11547 | U STOP | 3745 S 27TH ST | LINCOLN | 68506 | LANCASTER | WHITEHEAD OIL CO | PO BOX 30211 | LINCOLN | NE | 68503 | 2 | Currently in Use | 6000 | Fiberglass Reinforced Plastic | Federally Regulated | None | None | Regular Unleaded | 1996 |  |  |  | Fiberglass Reinforced Plastic
11962 | U STOP | 2700 PORTER RIDGE RD | LINCOLN | 68516 | LANCASTER | WHITEHEAD OIL CO | PO BOX 30211 | LINCOLN | NE | 68503-0211 | 2 | Currently in Use | 12000 | Fiberglass Reinforced Plastic | Federally Regulated | None | None | Regular Unleaded | 2001 |  |  | Double Walled | Plastic
12461 | U STOP | 2140 K ST | LINCOLN | 68510 | LANCASTER | WHITEHEAD OIL CO | PO BOX 30211 | LINCOLN | NE | 68503-0211 | 2 | Currently in Use | 15000 | Fiberglass Reinforced Plastic | Federally Regulated | None | None | E-10 | 2009 |  |  | Double Walled | Plastic
2962 | U STOP | 240 N 17TH ST | LINCOLN | 68508 | LANCASTER | WHITEHEAD OIL CO | PO BOX 30211 | LINCOLN | NE | 68503 | 2 | Currently in Use | 10000 | Steel | Federally Regulated | Internal Lining(e.g., epoxy resins) | Impressed Current Cathodic Protection, STIP3 Tank | Regular Unleaded | 1985 |  |  |  | Steel
12806 | U STOP | 6930 S 73RD ST | LINCOLN | 68516 | LANCASTER | WHITEHEAD OIL CO | PO BOX 30211 | LINCOLN | NE | 68503-0211 | 2 | Currently in Use | 8000 | Fiberglass Reinforced Plastic | Federally Regulated |  |  | E-10 | 2020 |  |  | Double Walled | Plastic
12806 | U STOP | 6930 S 73RD ST | LINCOLN | 68516 | LANCASTER | WHITEHEAD OIL CO | PO BOX 30211 | LINCOLN | NE | 68503-0211 | 3 | Currently in Use | 22000 | Fiberglass Reinforced Plastic | Federally Regulated |  |  | E-15 | 2020 |  |  | Double Walled | Plastic
2962 | U STOP | 240 N 17TH ST | LINCOLN | 68508 | LANCASTER | WHITEHEAD OIL CO | PO BOX 30211 | LINCOLN | NE | 68503 | 3 | Currently in Use | 10000 | Steel | Federally Regulated | Internal Lining(e.g., epoxy resins) | Impressed Current Cathodic Protection, STIP3 Tank | Regular Unleaded | 1985 |  |  |  | Steel
12461 | U STOP | 2140 K ST | LINCOLN | 68510 | LANCASTER | WHITEHEAD OIL CO | PO BOX 30211 | LINCOLN | NE | 68503-0211 | 3 | Currently in Use | 5000 | Fiberglass Reinforced Plastic | Federally Regulated | None | None | Regular Unleaded | 2009 |  |  | Double Walled | Plastic
11962 | U STOP | 2700 PORTER RIDGE RD | LINCOLN | 68516 | LANCASTER | WHITEHEAD OIL CO | PO BOX 30211 | LINCOLN | NE | 68503-0211 | 3 | Currently in Use | 6000 | Fiberglass Reinforced Plastic | Federally Regulated | None | None | Regular Unleaded | 2001 |  |  | Double Walled | Plastic
11547 | U STOP | 3745 S 27TH ST | LINCOLN | 68506 | LANCASTER | WHITEHEAD OIL CO | PO BOX 30211 | LINCOLN | NE | 68503 | 3 | Currently in Use | 4000 | Fiberglass Reinforced Plastic | Federally Regulated | None | None | Regular Unleaded | 1996 |  |  |  | Fiberglass Reinforced Plastic
11307 | U STOP | 3244 CORNHUSKER HWY | LINCOLN | 68504 | LANCASTER | WHITEHEAD OIL CO | PO BOX 30211 | LINCOLN | NE | 68503-0211 | 3 | Currently in Use | 6000 | Fiberglass Reinforced Plastic | Federally Regulated | None | None | Regular Unleaded | 1994 |  |  |  | Fiberglass Reinforced Plastic
12170 | U STOP | 7100 PIONEERS BLVD | LINCOLN | 68506 | LANCASTER | WHITEHEAD OIL CO | PO BOX 30211 | LINCOLN | NE | 68503-0211 | 3 | Currently in Use | 6000 | Fiberglass Reinforced Plastic | Federally Regulated | None | None | Regular Unleaded | 2002 |  |  |  | Plastic
12351 | U STOP | 3280 SUPERIOR ST | LINCOLN | 68504 | LANCASTER | WHITEHEAD OIL CO | PO BOX 30211 | LINCOLN | NE | 68503-0211 | 3 | Currently in Use | 6000 | Fiberglass Reinforced Plastic | Federally Regulated | None | None | Regular Unleaded | 2006 |  |  |  | Plastic
12351 | U STOP | 3280 SUPERIOR ST | LINCOLN | 68504 | LANCASTER | WHITEHEAD OIL CO | PO BOX 30211 | LINCOLN | NE | 68503-0211 | 4 | Currently in Use | 6000 | Fiberglass Reinforced Plastic | Federally Regulated | None | None | #2 Diesel | 2006 |  |  |  | Plastic
12170 | U STOP | 7100 PIONEERS BLVD | LINCOLN | 68506 | LANCASTER | WHITEHEAD OIL CO | PO BOX 30211 | LINCOLN | NE | 68503-0211 | 4 | Currently in Use | 4000 | Fiberglass Reinforced Plastic | Federally Regulated | None | None | Other->Racing Fuel | 2002 |  |  |  | Plastic
11307 | U STOP | 3244 CORNHUSKER HWY | LINCOLN | 68504 | LANCASTER | WHITEHEAD OIL CO | PO BOX 30211 | LINCOLN | NE | 68503-0211 | 4 | Currently in Use | 6000 | Fiberglass Reinforced Plastic | Federally Regulated | None | None | Regular Unleaded | 1994 |  |  |  | Fiberglass Reinforced Plastic
12461 | U STOP | 2140 K ST | LINCOLN | 68510 | LANCASTER | WHITEHEAD OIL CO | PO BOX 30211 | LINCOLN | NE | 68503-0211 | 4 | Currently in Use | 6000 | Fiberglass Reinforced Plastic | Federally Regulated | None | None | #2 Diesel | 2009 |  |  | Double Walled | Plastic
2962 | U STOP | 240 N 17TH ST | LINCOLN | 68508 | LANCASTER | WHITEHEAD OIL CO | PO BOX 30211 | LINCOLN | NE | 68503 | 4 | Currently in Use | 10000 | Steel | Federally Regulated | Internal Lining(e.g., epoxy resins) | Impressed Current Cathodic Protection, STIP3 Tank | #2 Diesel | 1985 |  |  |  | Steel
12806 | U STOP | 6930 S 73RD ST | LINCOLN | 68516 | LANCASTER | WHITEHEAD OIL CO | PO BOX 30211 | LINCOLN | NE | 68503-0211 | 4 | Currently in Use | 8000 | Fiberglass Reinforced Plastic | Federally Regulated |  |  | Premium Unleaded | 2020 |  |  | Double Walled | Plastic
12806 | U STOP | 6930 S 73RD ST | LINCOLN | 68516 | LANCASTER | WHITEHEAD OIL CO | PO BOX 30211 | LINCOLN | NE | 68503-0211 | 5 | Currently in Use | 22000 | Steel | Federally Regulated |  |  | Regular Unleaded | 2020 |  |  | Double Walled | Plastic
12806 | U STOP | 6930 S 73RD ST | LINCOLN | 68516 | LANCASTER | WHITEHEAD OIL CO | PO BOX 30211 | LINCOLN | NE | 68503-0211 | 6 | Currently in Use | 8000 | Fiberglass Reinforced Plastic | Federally Regulated |  |  | #2 Diesel | 2020 |  |  | Double Walled | Plastic
6150 | U STOP #11 | 2925 NW 12TH ST | LINCOLN | 68521 | LANCASTER | WHITEHEAD OIL CO | PO BOX 30211 | LINCOLN | NE | 68503 | 4 | Currently in Use | 10000 | Fiberglass Reinforced Plastic | Federally Regulated | None | None | Regular Unleaded | 1995 |  |  |  | Fiberglass Reinforced Plastic
6150 | U STOP #11 | 2925 NW 12TH ST | LINCOLN | 68521 | LANCASTER | WHITEHEAD OIL CO | PO BOX 30211 | LINCOLN | NE | 68503 | 5 | Currently in Use | 10000 | Fiberglass Reinforced Plastic | Federally Regulated | None | None | Regular Unleaded | 1995 |  |  |  | Fiberglass Reinforced Plastic
6150 | U STOP #11 | 2925 NW 12TH ST | LINCOLN | 68521 | LANCASTER | WHITEHEAD OIL CO | PO BOX 30211 | LINCOLN | NE | 68503 | 6 | Currently in Use | 6000 | Fiberglass Reinforced Plastic | Federally Regulated | None | None | Regular Unleaded | 1995 |  |  |  | Fiberglass Reinforced Plastic
12045 | U STOP #18 | 110 WEST O ST | LINCOLN | 68510 | LANCASTER | WHITEHEAD OIL CO | PO BOX 30211 | LINCOLN | NE | 68503 | 1 | Currently in Use | 7000 | Fiberglass Reinforced Plastic | Federally Regulated | None | None | E-10 | 2002 |  |  |  | Fiberglass Reinforced Plastic
12045 | U STOP #18 | 110 WEST O ST | LINCOLN | 68510 | LANCASTER | WHITEHEAD OIL CO | PO BOX 30211 | LINCOLN | NE | 68503 | 2 | Currently in Use | 6000 | Fiberglass Reinforced Plastic | Federally Regulated | None | None | #2 Diesel | 2002 |  |  |  | Fiberglass Reinforced Plastic
12045 | U STOP #18 | 110 WEST O ST | LINCOLN | 68510 | LANCASTER | WHITEHEAD OIL CO | PO BOX 30211 | LINCOLN | NE | 68503 | 3 | Currently in Use | 4000 | Fiberglass Reinforced Plastic | Federally Regulated | None | None | Regular Unleaded | 2002 |  |  |  | Fiberglass Reinforced Plastic
12045 | U STOP #18 | 110 WEST O ST | LINCOLN | 68510 | LANCASTER | WHITEHEAD OIL CO | PO BOX 30211 | LINCOLN | NE | 68503 | 4 | Currently in Use | 3000 | Fiberglass Reinforced Plastic | Federally Regulated | None | None | E-85 | 2002 |  |  |  | Fiberglass Reinforced Plastic
12045 | U STOP #18 | 110 WEST O ST | LINCOLN | 68510 | LANCASTER | WHITEHEAD OIL CO | PO BOX 30211 | LINCOLN | NE | 68503 | 5 | Currently in Use | 12000 | Fiberglass Reinforced Plastic | Federally Regulated | None | None | Regular Unleaded | 2002 |  |  |  | Fiberglass Reinforced Plastic
2809 | U STOP #24 | 110 W FLETCHER AVE | LINCOLN | 68521 | LANCASTER | WHITEHEAD OIL CO | PO BOX 30211 | LINCOLN | NE | 68503 | 1 | Currently in Use | 10000 | Steel | Federally Regulated | Internal Lining(e.g., epoxy resins) | None | Regular Unleaded | 1983 |  |  |  | Fiberglass Reinforced Plastic, Plastic
2809 | U STOP #24 | 110 W FLETCHER AVE | LINCOLN | 68521 | LANCASTER | WHITEHEAD OIL CO | PO BOX 30211 | LINCOLN | NE | 68503 | 2 | Currently in Use | 10000 | Steel | Federally Regulated | Internal Lining(e.g., epoxy resins) | None | Regular Unleaded | 1983 |  |  |  | Fiberglass Reinforced Plastic, Plastic
2809 | U STOP #24 | 110 W FLETCHER AVE | LINCOLN | 68521 | LANCASTER | WHITEHEAD OIL CO | PO BOX 30211 | LINCOLN | NE | 68503 | 3 | Currently in Use | 6000 | Steel | Federally Regulated | None | Galvanic/Sacrificial Current Cathodic Protection, STIP3 Tank | Regular Unleaded | 1993 |  |  |  | Fiberglass Reinforced Plastic, Plastic
11927 | U STOP #26 | 8350 NORTHWOODS DR | LINCOLN | 68505 | LANCASTER | WHITEMARK ENERGY LLC | 2537 RANDOLPH ST | LINCOLN | NE | 68510 | 1 | Currently in Use | 12000 | Fiberglass Reinforced Plastic | Federally Regulated | None | None | Regular Unleaded | 2000 |  |  |  | Plastic
11927 | U STOP #26 | 8350 NORTHWOODS DR | LINCOLN | 68505 | LANCASTER | WHITEMARK ENERGY LLC | 2537 RANDOLPH ST | LINCOLN | NE | 68510 | 2 | Currently in Use | 12000 | Fiberglass Reinforced Plastic | Federally Regulated | None | None | Regular Unleaded | 2000 |  |  |  | Plastic
11927 | U STOP #26 | 8350 NORTHWOODS DR | LINCOLN | 68505 | LANCASTER | WHITEMARK ENERGY LLC | 2537 RANDOLPH ST | LINCOLN | NE | 68510 | 3 | Currently in Use | 12000 | Fiberglass Reinforced Plastic | Federally Regulated | None | None | Regular Unleaded | 2000 |  |  |  | Plastic
7858 | U STOP #27 | 1301 SOUTH ST | LINCOLN | 68502 | LANCASTER | WHITEHEAD OIL CO | PO BOX 30211 | LINCOLN | NE | 68503 | 1 | Currently in Use | 8000 | Fiberglass Reinforced Plastic | Federally Regulated | Unknown | Unknown | Regular Unleaded | 1986 |  |  |  | Steel
7858 | U STOP #27 | 1301 SOUTH ST | LINCOLN | 68502 | LANCASTER | WHITEHEAD OIL CO | PO BOX 30211 | LINCOLN | NE | 68503 | 2 | Currently in Use | 8000 | Fiberglass Reinforced Plastic | Federally Regulated | Unknown | Unknown | Regular Unleaded | 1986 |  |  |  | Steel
7858 | U STOP #27 | 1301 SOUTH ST | LINCOLN | 68502 | LANCASTER | WHITEHEAD OIL CO | PO BOX 30211 | LINCOLN | NE | 68503 | 3 | Currently in Use | 8000 | Fiberglass Reinforced Plastic | Federally Regulated | Unknown | Unknown | Regular Unleaded | 1986 |  |  |  | Steel
2959 | U STOP #28 | 8201 N 56TH ST | LINCOLN | 68517 | LANCASTER | WHITEHEAD OIL CO | PO BOX 30211 | LINCOLN | NE | 68503 | 5 | Currently in Use | 8000 | Fiberglass Reinforced Plastic | Federally Regulated | None | None | Regular Unleaded | 1994 |  |  |  | Fiberglass Reinforced Plastic
2959 | U STOP #28 | 8201 N 56TH ST | LINCOLN | 68517 | LANCASTER | WHITEHEAD OIL CO | PO BOX 30211 | LINCOLN | NE | 68503 | 6 | Currently in Use | 8000 | Fiberglass Reinforced Plastic | Federally Regulated | None | None | Regular Unleaded | 1994 |  |  |  | Fiberglass Reinforced Plastic
2959 | U STOP #28 | 8201 N 56TH ST | LINCOLN | 68517 | LANCASTER | WHITEHEAD OIL CO | PO BOX 30211 | LINCOLN | NE | 68503 | 7 | Currently in Use | 4000 | Fiberglass Reinforced Plastic | Federally Regulated | None | None | #2 Diesel | 1994 |  |  |  | Fiberglass Reinforced Plastic
2948 | U STOP #3 | 610 S 10TH ST | LINCOLN | 68503 | LANCASTER | WHITEHEAD OIL CO | PO BOX 30211 | LINCOLN | NE | 68503-0211 | 1 | Currently in Use | 10000 | Fiberglass Reinforced Plastic | Federally Regulated | None | None | Regular Unleaded | 1985 |  |  |  | Fiberglass Reinforced Plastic
2948 | U STOP #3 | 610 S 10TH ST | LINCOLN | 68503 | LANCASTER | WHITEHEAD OIL CO | PO BOX 30211 | LINCOLN | NE | 68503-0211 | 2 | Currently in Use | 10000 | Fiberglass Reinforced Plastic | Federally Regulated | None | None | Regular Unleaded | 1985 |  |  |  | Fiberglass Reinforced Plastic
2948 | U STOP #3 | 610 S 10TH ST | LINCOLN | 68503 | LANCASTER | WHITEHEAD OIL CO | PO BOX 30211 | LINCOLN | NE | 68503-0211 | 3 | Currently in Use | 10000 | Fiberglass Reinforced Plastic | Federally Regulated | None | None | Regular Unleaded | 1985 |  |  |  | Fiberglass Reinforced Plastic
12245 | U STOP #31 | 5240 S 48TH ST SUITE A | LINCOLN | 68516 | LANCASTER | SAM PROPERTIES INC | 2601 S 70TH ST | LINCOLN | NE | 68506 | 1 | Currently in Use | 12000 | Fiberglass Reinforced Plastic | Federally Regulated | None | None | Regular Unleaded | 2003 |  |  |  | Plastic
12245 | U STOP #31 | 5240 S 48TH ST SUITE A | LINCOLN | 68516 | LANCASTER | SAM PROPERTIES INC | 2601 S 70TH ST | LINCOLN | NE | 68506 | 2 | Currently in Use | 12000 | Fiberglass Reinforced Plastic | Federally Regulated | None | None | E-10 | 2003 |  |  |  | Plastic
12245 | U STOP #31 | 5240 S 48TH ST SUITE A | LINCOLN | 68516 | LANCASTER | SAM PROPERTIES INC | 2601 S 70TH ST | LINCOLN | NE | 68506 | 3 | Currently in Use | 6000 | Fiberglass Reinforced Plastic | Federally Regulated | None | None | Premium Unleaded | 2003 |  |  |  | Plastic
11984 | U STOP #8 | 1421 CENTER PARK RD | LINCOLN | 68512 | LANCASTER | WHITEHEAD OIL CO | PO BOX 30211 | LINCOLN | NE | 68503-0211 | 1 | Currently in Use | 10000 | Fiberglass Reinforced Plastic | Federally Regulated | None | None | Regular Unleaded | 1994 |  |  |  | Fiberglass Reinforced Plastic
11984 | U STOP #8 | 1421 CENTER PARK RD | LINCOLN | 68512 | LANCASTER | WHITEHEAD OIL CO | PO BOX 30211 | LINCOLN | NE | 68503-0211 | 2 | Currently in Use | 10000 | Fiberglass Reinforced Plastic | Federally Regulated | None | None | Regular Unleaded | 1994 |  |  |  | Fiberglass Reinforced Plastic
11984 | U STOP #8 | 1421 CENTER PARK RD | LINCOLN | 68512 | LANCASTER | WHITEHEAD OIL CO | PO BOX 30211 | LINCOLN | NE | 68503-0211 | 3 | Currently in Use | 6000 | Fiberglass Reinforced Plastic | Federally Regulated | None | None | Regular Unleaded | 1994 |  |  |  | Fiberglass Reinforced Plastic
11984 | U STOP #8 | 1421 CENTER PARK RD | LINCOLN | 68512 | LANCASTER | WHITEHEAD OIL CO | PO BOX 30211 | LINCOLN | NE | 68503-0211 | 4 | Currently in Use | 6000 | Fiberglass Reinforced Plastic | Federally Regulated | None | None | Regular Unleaded | 1994 |  |  |  | Fiberglass Reinforced Plastic
11855 | U STOP CONVENIENCE STORE | 6801 WILDCAT DR | LINCOLN | 68521 | LANCASTER | WHITEHEAD OIL CO | PO BOX 30211 | LINCOLN | NE | 68503 | 1 | Currently in Use | 12000 | Jacketed | Federally Regulated | None | Poly Jacket | Regular Unleaded | 1999 |  |  | Double Walled | Plastic
11855 | U STOP CONVENIENCE STORE | 6801 WILDCAT DR | LINCOLN | 68521 | LANCASTER | WHITEHEAD OIL CO | PO BOX 30211 | LINCOLN | NE | 68503 | 2 | Currently in Use | 8000 | Jacketed | Federally Regulated | None | Poly Jacket | Regular Unleaded | 1999 |  |  | Double Walled | Plastic
11855 | U STOP CONVENIENCE STORE | 6801 WILDCAT DR | LINCOLN | 68521 | LANCASTER | WHITEHEAD OIL CO | PO BOX 30211 | LINCOLN | NE | 68503 | 3 | Currently in Use | 6000 | Jacketed | Federally Regulated | None | Poly Jacket | Regular Unleaded | 1999 |  |  | Double Walled | Plastic
11855 | U STOP CONVENIENCE STORE | 6801 WILDCAT DR | LINCOLN | 68521 | LANCASTER | WHITEHEAD OIL CO | PO BOX 30211 | LINCOLN | NE | 68503 | 4 | Currently in Use | 6000 | Jacketed | Federally Regulated | None | Poly Jacket | Regular Unleaded | 1999 |  |  | Double Walled | Plastic
2947 | U STOP SHOP #4 | 6600 N 84TH ST | LINCOLN | 68507 | LANCASTER | WHITEHEAD OIL CO | PO BOX 30211 | LINCOLN | NE | 68503 | 6 | Currently in Use | 12000 | Fiberglass Reinforced Plastic | Federally Regulated |  |  | Regular Unleaded | 2012 |  |  | Double Walled | Plastic
2947 | U STOP SHOP #4 | 6600 N 84TH ST | LINCOLN | 68507 | LANCASTER | WHITEHEAD OIL CO | PO BOX 30211 | LINCOLN | NE | 68503 | 7 | Currently in Use | 15000 | Fiberglass Reinforced Plastic | Federally Regulated |  |  | Other->E-98 | 2012 |  |  | Double Walled | Plastic
2947 | U STOP SHOP #4 | 6600 N 84TH ST | LINCOLN | 68507 | LANCASTER | WHITEHEAD OIL CO | PO BOX 30211 | LINCOLN | NE | 68503 | 8 | Currently in Use | 20000 | Fiberglass Reinforced Plastic | Federally Regulated |  |  | Regular Unleaded | 2012 |  |  | Double Walled | Plastic
2947 | U STOP SHOP #4 | 6600 N 84TH ST | LINCOLN | 68507 | LANCASTER | WHITEHEAD OIL CO | PO BOX 30211 | LINCOLN | NE | 68503 | 9 | Currently in Use | 20000 | Fiberglass Reinforced Plastic | Federally Regulated |  |  | #2 Diesel | 2012 |  |  | Double Walled | Plastic
2947 | U STOP SHOP #4 | 6600 N 84TH ST | LINCOLN | 68507 | LANCASTER | WHITEHEAD OIL CO | PO BOX 30211 | LINCOLN | NE | 68503 | 10 | Currently in Use | 8000 | Fiberglass Reinforced Plastic | Federally Regulated |  |  | Other->DEF | 2012 |  |  | Double Walled | Plastic
2960 | U STOP SHOP #5 | 8231 EAST O ST | LINCOLN | 68510 | LANCASTER | WHITEHEAD OIL CO | PO BOX 30211 | LINCOLN | NE | 68503 | 5 | Currently in Use | 12000 | Fiberglass Reinforced Plastic | Federally Regulated | None | None | Regular Unleaded | 1998 |  |  |  | Fiberglass Reinforced Plastic
2960 | U STOP SHOP #5 | 8231 EAST O ST | LINCOLN | 68510 | LANCASTER | WHITEHEAD OIL CO | PO BOX 30211 | LINCOLN | NE | 68503 | 6 | Currently in Use | 6000 | Fiberglass Reinforced Plastic | Federally Regulated | None | None | Regular Unleaded | 1998 |  |  |  | Fiberglass Reinforced Plastic
2960 | U STOP SHOP #5 | 8231 EAST O ST | LINCOLN | 68510 | LANCASTER | WHITEHEAD OIL CO | PO BOX 30211 | LINCOLN | NE | 68503 | 7 | Currently in Use | 6000 | Fiberglass Reinforced Plastic | Federally Regulated | None | None | Regular Unleaded | 1998 |  |  |  | Fiberglass Reinforced Plastic
7186 | U STOP SHOP #6 | 946 S 27TH ST | LINCOLN | 68510 | LANCASTER | WHITEHEAD OIL CO | PO BOX 30211 | LINCOLN | NE | 68503 | 1 | Currently in Use | 10000 | Steel | Federally Regulated | None | Galvanic/Sacrificial Current Cathodic Protection | Regular Unleaded | 1990 |  |  |  | Fiberglass Reinforced Plastic
7186 | U STOP SHOP #6 | 946 S 27TH ST | LINCOLN | 68510 | LANCASTER | WHITEHEAD OIL CO | PO BOX 30211 | LINCOLN | NE | 68503 | 2 | Currently in Use | 10000 | Steel | Federally Regulated | None | Galvanic/Sacrificial Current Cathodic Protection | Regular Unleaded | 1990 |  |  |  | Fiberglass Reinforced Plastic
7186 | U STOP SHOP #6 | 946 S 27TH ST | LINCOLN | 68510 | LANCASTER | WHITEHEAD OIL CO | PO BOX 30211 | LINCOLN | NE | 68503 | 3 | Currently in Use | 10000 | Steel | Federally Regulated | None | Galvanic/Sacrificial Current Cathodic Protection | Regular Unleaded | 1990 |  |  |  | Fiberglass Reinforced Plastic
135 | U STOP SHOP #7 | 5600 S 56TH ST | LINCOLN | 68516 | LANCASTER | WHITEHEAD OIL CO | PO BOX 30211 | LINCOLN | NE | 68503-0211 | 1 | Currently in Use | 20000 | Steel | Federally Regulated | None | Impressed Current Cathodic Protection, STIP3 Tank | Regular Unleaded | 1990 |  |  |  | Fiberglass Reinforced Plastic
135 | U STOP SHOP #7 | 5600 S 56TH ST | LINCOLN | 68516 | LANCASTER | WHITEHEAD OIL CO | PO BOX 30211 | LINCOLN | NE | 68503-0211 | 2 | Currently in Use | 20000 | Steel | Federally Regulated | None | Impressed Current Cathodic Protection, STIP3 Tank | Regular Unleaded | 1990 |  |  |  | Fiberglass Reinforced Plastic
135 | U STOP SHOP #7 | 5600 S 56TH ST | LINCOLN | 68516 | LANCASTER | WHITEHEAD OIL CO | PO BOX 30211 | LINCOLN | NE | 68503-0211 | 3 | Currently in Use | 6000 | Steel | Federally Regulated | None | Impressed Current Cathodic Protection, STIP3 Tank | Regular Unleaded | 1990 |  |  |  | Fiberglass Reinforced Plastic
135 | U STOP SHOP #7 | 5600 S 56TH ST | LINCOLN | 68516 | LANCASTER | WHITEHEAD OIL CO | PO BOX 30211 | LINCOLN | NE | 68503-0211 | 4 | Currently in Use | 6000 | Steel | Federally Regulated | None | Impressed Current Cathodic Protection, STIP3 Tank | #2 Diesel | 1990 |  |  |  | Fiberglass Reinforced Plastic
12868 | U-STOP | 200 W AMARANTH LN | LINCOLN | 68523 | LANCASTER | WHITEHEAD OIL CO | PO BOX 30211 | LINCOLN | NE | 68503-0211 | 1 | Currently in Use | 10000 | Jacketed | Federally Regulated |  |  | B-100 | 2022 |  |  | Double Walled | Plastic
12868 | U-STOP | 200 W AMARANTH LN | LINCOLN | 68523 | LANCASTER | WHITEHEAD OIL CO | PO BOX 30211 | LINCOLN | NE | 68503-0211 | 3 | Currently in Use | 20000 | Jacketed | Federally Regulated |  |  | #2 Diesel | 2022 |  |  | Double Walled | Plastic
12868 | U-STOP | 200 W AMARANTH LN | LINCOLN | 68523 | LANCASTER | WHITEHEAD OIL CO | PO BOX 30211 | LINCOLN | NE | 68503-0211 | 4 | Currently in Use | 10000 | Jacketed | Federally Regulated |  |  | #2 Diesel | 2022 |  |  | Double Walled | Plastic
12868 | U-STOP | 200 W AMARANTH LN | LINCOLN | 68523 | LANCASTER | WHITEHEAD OIL CO | PO BOX 30211 | LINCOLN | NE | 68503-0211 | 5 | Currently in Use | 10000 | Jacketed | Federally Regulated |  |  | Regular Unleaded | 2022 |  |  | Double Walled | Plastic
12868 | U-STOP | 200 W AMARANTH LN | LINCOLN | 68523 | LANCASTER | WHITEHEAD OIL CO | PO BOX 30211 | LINCOLN | NE | 68503-0211 | 6 | Currently in Use | 20000 | Jacketed | Federally Regulated |  |  | E-10 | 2022 |  |  | Double Walled | Plastic
12868 | U-STOP | 200 W AMARANTH LN | LINCOLN | 68523 | LANCASTER | WHITEHEAD OIL CO | PO BOX 30211 | LINCOLN | NE | 68503-0211 | 7 | Currently in Use | 12000 | Jacketed | Federally Regulated |  |  | E-98 | 2022 |  |  | Double Walled | Plastic
12868 | U-STOP | 200 W AMARANTH LN | LINCOLN | 68523 | LANCASTER | WHITEHEAD OIL CO | PO BOX 30211 | LINCOLN | NE | 68503-0211 | 8 | Currently in Use | 8000 | Jacketed | Federally Regulated |  |  | Premium Unleaded | 2022 |  |  | Double Walled | Plastic
5335 | UNION COLLEGE BLDG 1 | 3800 S 48TH ST | LINCOLN | 68506 | LANCASTER | UNION COLLEGE | 3800 S 48TH ST - BLDG 1 | LINCOLN | NE | 68506 | 2 | Currently in Use | 10000 | Composite | Heating Oil | None | Fiberglass Reinforced Plastic Coated | Heating Oil 2 | 1998 |  |  |  | Plastic
7896 | UNITED PARCEL SERVICE | 3133 N 33RD ST | LINCOLN | 68504 | LANCASTER | UNITED PARCEL SERVICE/PLANT ENGINEERING | 2535 EDWARD BABE GOMEZ AVE | OMAHA | NE | 68107-4431 | 1 | Currently in Use | 20000 | Fiberglass Reinforced Plastic | Federally Regulated | None | None | Regular Unleaded | 1987 |  |  |  | Fiberglass Reinforced Plastic
2807 | UNIVERSAL COLD STORAGE | 1601 PIONEERS BLVD | LINCOLN | 68512 | LANCASTER | UNIVERSAL COMPANIES LLC | 1601 PIONEERS BLVD | LINCOLN | NE | 68502 | 1 | Currently in Use | 20000 | Fiberglass Reinforced Plastic | Federally Regulated | None | None | #2 Diesel | 1991 |  |  | Double Walled | Fiberglass Reinforced Plastic
2807 | UNIVERSAL COLD STORAGE | 1601 PIONEERS BLVD | LINCOLN | 68512 | LANCASTER | UNIVERSAL COMPANIES LLC | 1601 PIONEERS BLVD | LINCOLN | NE | 68502 | 2 | Currently in Use | 1000 | Fiberglass Reinforced Plastic | Federally Regulated | None | None | Used Oil | 1991 |  |  | Double Walled | Fiberglass Reinforced Plastic
11742 | UNL - MANTER HALL | 1101 T ST | LINCOLN | 68488-0118 | LANCASTER | UNIVERSITY OF NEBRASKA | 1901 Y ST | LINCOLN | NE | 68588-0605 | 2 | Currently in Use | 1000 | Composite | Federally Regulated | None | Fiberglass Reinforced Plastic Coated | #2 Diesel | 1998 |  |  |  | Fiberglass Reinforced Plastic
12225 | UNL-TRANSPORTATION SERVICES | 1931 N ANTELOPE VALLEY PKWY | LINCOLN | 68508 | LANCASTER | BOARD OF REGENTS OF UNL | 1931 N 14TH | LINCOLN | NE | 68508 | 1 | Currently in Use | 10000 | Composite | Federally Regulated | None | Fiberglass Reinforced Plastic Coated | E-10 | 2003 |  |  |  | Fiberglass Reinforced Plastic
12225 | UNL-TRANSPORTATION SERVICES | 1931 N ANTELOPE VALLEY PKWY | LINCOLN | 68508 | LANCASTER | BOARD OF REGENTS OF UNL | 1931 N 14TH | LINCOLN | NE | 68508 | 2 | Currently in Use | 10000 | Composite | Federally Regulated | None | Fiberglass Reinforced Plastic Coated | E-10 | 2003 |  |  |  | Fiberglass Reinforced Plastic
12225 | UNL-TRANSPORTATION SERVICES | 1931 N ANTELOPE VALLEY PKWY | LINCOLN | 68508 | LANCASTER | BOARD OF REGENTS OF UNL | 1931 N 14TH | LINCOLN | NE | 68508 | 3 | Currently in Use | 8000 | Composite | Federally Regulated | None | Fiberglass Reinforced Plastic Coated | #2 Diesel | 2003 |  |  |  | Fiberglass Reinforced Plastic
12757 | UTILITY PLANT - CITY CAMPUS | 905 N 14TH ST | LINCOLN | 68588 | LANCASTER | UNL BOARD OF REGENTS | 1901 Y ST | LINCOLN | NE | 68588 | 1 | Currently in Use | 30000 | Fiberglass Reinforced Plastic | Federally Regulated |  |  | #2 Diesel | 2019 |  |  | Double Walled | Plastic
12757 | UTILITY PLANT - CITY CAMPUS | 905 N 14TH ST | LINCOLN | 68588 | LANCASTER | UNL BOARD OF REGENTS | 1901 Y ST | LINCOLN | NE | 68588 | 2 | Currently in Use | 30000 | Fiberglass Reinforced Plastic | Federally Regulated |  |  | #2 Diesel | 2019 |  |  | Double Walled | Plastic
12757 | UTILITY PLANT - CITY CAMPUS | 905 N 14TH ST | LINCOLN | 68588 | LANCASTER | UNL BOARD OF REGENTS | 1901 Y ST | LINCOLN | NE | 68588 | 3 | Currently in Use | 30000 | Fiberglass Reinforced Plastic | Federally Regulated |  |  | #2 Diesel | 2019 |  |  | Double Walled | Plastic
2837 | VICTORY PARK | 600 S 70TH ST | LINCOLN | 68510 | LANCASTER | VICTORY PARK LLC | 1004 FARNAM ST SUITE 400 | OMAHA | NE | 68102 | 1 | Currently in Use | 2500 | Fiberglass Reinforced Plastic | Federally Regulated | None | None | #2 Diesel | 1985 |  |  |  | Steel
2837 | VICTORY PARK | 600 S 70TH ST | LINCOLN | 68510 | LANCASTER | VICTORY PARK LLC | 1004 FARNAM ST SUITE 400 | OMAHA | NE | 68102 | 2 | Currently in Use | 20000 | Steel | Heating Oil | None | Impressed Current Cathodic Protection | Heating Oil 2 | 1973 |  |  |  | Steel
2837 | VICTORY PARK | 600 S 70TH ST | LINCOLN | 68510 | LANCASTER | VICTORY PARK LLC | 1004 FARNAM ST SUITE 400 | OMAHA | NE | 68102 | 3 | Currently in Use | 20000 | Steel | Heating Oil | None | Impressed Current Cathodic Protection | Heating Oil 2 | 1973 |  |  |  | Steel
2837 | VICTORY PARK | 600 S 70TH ST | LINCOLN | 68510 | LANCASTER | VICTORY PARK LLC | 1004 FARNAM ST SUITE 400 | OMAHA | NE | 68102 | 4 | Temporarily Out of Use | 20000 | Steel | Heating Oil | None | Impressed Current Cathodic Protection | Heating Oil 2 | 1973 |  |  |  | Steel
2837 | VICTORY PARK | 600 S 70TH ST | LINCOLN | 68510 | LANCASTER | VICTORY PARK LLC | 1004 FARNAM ST SUITE 400 | OMAHA | NE | 68102 | 6 | Currently in Use | 550 | Composite | Federally Regulated | None | Fiberglass Reinforced Plastic Coated | #2 Diesel | 1999 |  |  |  | Plastic
1081 | WATER DEPT FUEL SITE (F07) | 2021 N 27TH ST | LINCOLN | 68503 | LANCASTER | CITY OF LINCOLN FLEET SERVICES | 949 W BOND ST STE 200 | LINCOLN | NE | 68521 | 1 | Currently in Use | 10000 | Fiberglass Reinforced Plastic | Federally Regulated | None | None | #2 Diesel | 1985 |  |  |  | Fiberglass Reinforced Plastic
1081 | WATER DEPT FUEL SITE (F07) | 2021 N 27TH ST | LINCOLN | 68503 | LANCASTER | CITY OF LINCOLN FLEET SERVICES | 949 W BOND ST STE 200 | LINCOLN | NE | 68521 | 2 | Currently in Use | 10000 | Fiberglass Reinforced Plastic | Federally Regulated | None | None | E-10 | 1985 |  |  |  | Fiberglass Reinforced Plastic
1081 | WATER DEPT FUEL SITE (F07) | 2021 N 27TH ST | LINCOLN | 68503 | LANCASTER | CITY OF LINCOLN FLEET SERVICES | 949 W BOND ST STE 200 | LINCOLN | NE | 68521 | 3 | Currently in Use | 10000 | Fiberglass Reinforced Plastic | Federally Regulated | None | None | E-10 | 1985 |  |  |  | Fiberglass Reinforced Plastic
8791 | WELLS FARGO CENTER | 1248 O ST | LINCOLN | 68508 | LANCASTER | AMERITAS LIFE INSURANCE CORP | 5900 O ST | LINCOLN | NE | 68510 | 5 | Currently in Use | 7610 | Steel | Heating Oil | None | Fiberglass Reinforced Plastic Coated | Heating Oil 2 | 1998 |  |  |  | Fiberglass Reinforced Plastic
12389 | WESTERN OIL II LLC DBA SPEEDEE MART 2810 | 5757 S 85TH ST | LINCOLN | 68526 | LANCASTER | DANCO III 2810 LINCOLN OLD CHENEY LLC | PO BOX 10 | VALENTINE | NE | 69201 | 1 | Currently in Use | 15000 | Fiberglass Reinforced Plastic | Federally Regulated | None | None | E-10 | 2006 |  |  |  | Fiberglass Reinforced Plastic
12389 | WESTERN OIL II LLC DBA SPEEDEE MART 2810 | 5757 S 85TH ST | LINCOLN | 68526 | LANCASTER | DANCO III 2810 LINCOLN OLD CHENEY LLC | PO BOX 10 | VALENTINE | NE | 69201 | 2 | Currently in Use | 15000 | Fiberglass Reinforced Plastic | Federally Regulated | None | None | Premium Unleaded | 2006 |  |  |  | Fiberglass Reinforced Plastic
12389 | WESTERN OIL II LLC DBA SPEEDEE MART 2810 | 5757 S 85TH ST | LINCOLN | 68526 | LANCASTER | DANCO III 2810 LINCOLN OLD CHENEY LLC | PO BOX 10 | VALENTINE | NE | 69201 | 3 | Currently in Use | 5000 | Fiberglass Reinforced Plastic | Federally Regulated | None | None | E-10 | 2006 |  |  |  | Fiberglass Reinforced Plastic
12389 | WESTERN OIL II LLC DBA SPEEDEE MART 2810 | 5757 S 85TH ST | LINCOLN | 68526 | LANCASTER | DANCO III 2810 LINCOLN OLD CHENEY LLC | PO BOX 10 | VALENTINE | NE | 69201 | 4 | Currently in Use | 6000 | Fiberglass Reinforced Plastic | Federally Regulated | None | None | #2 Diesel | 2006 |  |  |  | Fiberglass Reinforced Plastic
12389 | WESTERN OIL II LLC DBA SPEEDEE MART 2810 | 5757 S 85TH ST | LINCOLN | 68526 | LANCASTER | DANCO III 2810 LINCOLN OLD CHENEY LLC | PO BOX 10 | VALENTINE | NE | 69201 | 5 | Currently in Use | 5000 | Fiberglass Reinforced Plastic | Federally Regulated | None | None | E-85 | 2006 |  |  |  | Fiberglass Reinforced Plastic
3648 | WESTERN OIL II LLC DBA SPEEDEE MART 2812 | 2100 S 56TH ST | LINCOLN | 68506 | LANCASTER | DANCO III 2812 LINCOLN 56TH LLC | PO BOX 10 | VALENTINE | NE | 69201 | 1 | Currently in Use | 8000 | Steel | Federally Regulated | None | Painted(e.g., asphaltic) | E-10 | 1971 |  |  |  | Fiberglass Reinforced Plastic
3648 | WESTERN OIL II LLC DBA SPEEDEE MART 2812 | 2100 S 56TH ST | LINCOLN | 68506 | LANCASTER | DANCO III 2812 LINCOLN 56TH LLC | PO BOX 10 | VALENTINE | NE | 69201 | 2 | Currently in Use | 6000 | Steel | Federally Regulated | None | Painted(e.g., asphaltic) | Premium Unleaded | 1970 |  |  |  | Fiberglass Reinforced Plastic
3648 | WESTERN OIL II LLC DBA SPEEDEE MART 2812 | 2100 S 56TH ST | LINCOLN | 68506 | LANCASTER | DANCO III 2812 LINCOLN 56TH LLC | PO BOX 10 | VALENTINE | NE | 69201 | 3 | Currently in Use | 6000 | Steel | Federally Regulated | None | Painted(e.g., asphaltic) | E-10 | 1971 |  |  |  | Fiberglass Reinforced Plastic
11141 | WESTERN OIL II LLC DBA SPEEDEE MART 2813 | 1449 N 56TH ST | LINCOLN | 68504 | LANCASTER | DANCO III 2813 LINCOLN HOLDREGE LLC | PO BOX 10 | VALENTINE | NE | 69201 | 1 | Currently in Use | 10000 | Steel | Federally Regulated | None | Galvanic/Sacrificial Current Cathodic Protection | E-10 | 1993 |  |  |  | Fiberglass Reinforced Plastic
11141 | WESTERN OIL II LLC DBA SPEEDEE MART 2813 | 1449 N 56TH ST | LINCOLN | 68504 | LANCASTER | DANCO III 2813 LINCOLN HOLDREGE LLC | PO BOX 10 | VALENTINE | NE | 69201 | 2 | Currently in Use | 10000 | Steel | Federally Regulated | None | Galvanic/Sacrificial Current Cathodic Protection | E-10 | 1993 |  |  |  | Fiberglass Reinforced Plastic
11141 | WESTERN OIL II LLC DBA SPEEDEE MART 2813 | 1449 N 56TH ST | LINCOLN | 68504 | LANCASTER | DANCO III 2813 LINCOLN HOLDREGE LLC | PO BOX 10 | VALENTINE | NE | 69201 | 3 | Currently in Use | 6000 | Steel | Federally Regulated | None | Galvanic/Sacrificial Current Cathodic Protection | Premium Unleaded | 1993 |  |  |  | Fiberglass Reinforced Plastic
2943 | WHITEHEAD OIL BULK PLANT | 2537 RANDOLPH ST | LINCOLN | 68503 | LANCASTER | WHITEHEAD OIL CO | PO BOX 30211 | LINCOLN | NE | 68503 | 1 | Currently in Use | 10000 | Steel | Federally Regulated | Internal Lining(e.g., epoxy resins) | Impressed Current Cathodic Protection | Regular Unleaded | 1976 |  |  |  | Steel
2943 | WHITEHEAD OIL BULK PLANT | 2537 RANDOLPH ST | LINCOLN | 68503 | LANCASTER | WHITEHEAD OIL CO | PO BOX 30211 | LINCOLN | NE | 68503 | 2 | Currently in Use | 10000 | Steel | Federally Regulated | Internal Lining(e.g., epoxy resins) | Impressed Current Cathodic Protection | Regular Unleaded | 1976 |  |  |  | Steel
2943 | WHITEHEAD OIL BULK PLANT | 2537 RANDOLPH ST | LINCOLN | 68503 | LANCASTER | WHITEHEAD OIL CO | PO BOX 30211 | LINCOLN | NE | 68503 | 3 | Currently in Use | 12000 | Steel | Federally Regulated | Internal Lining(e.g., epoxy resins) | Impressed Current Cathodic Protection | Regular Unleaded | 1988 |  |  |  | Steel
2943 | WHITEHEAD OIL BULK PLANT | 2537 RANDOLPH ST | LINCOLN | 68503 | LANCASTER | WHITEHEAD OIL CO | PO BOX 30211 | LINCOLN | NE | 68503 | 4 | Currently in Use | 15000 | Fiberglass Reinforced Plastic | Federally Regulated | None | None | Regular Unleaded | 1991 |  |  |  | Fiberglass Reinforced Plastic
2943 | WHITEHEAD OIL BULK PLANT | 2537 RANDOLPH ST | LINCOLN | 68503 | LANCASTER | WHITEHEAD OIL CO | PO BOX 30211 | LINCOLN | NE | 68503 | 5 | Currently in Use | 20000 | Fiberglass Reinforced Plastic | Federally Regulated | None | None | #2 Diesel | 2009 |  |  | Double Walled | Plastic
2943 | WHITEHEAD OIL BULK PLANT | 2537 RANDOLPH ST | LINCOLN | 68503 | LANCASTER | WHITEHEAD OIL CO | PO BOX 30211 | LINCOLN | NE | 68503 | 6 | Currently in Use | 12000 | Fiberglass Reinforced Plastic | Federally Regulated | None | None | #1 Diesel | 2009 |  |  | Double Walled | Plastic
2943 | WHITEHEAD OIL BULK PLANT | 2537 RANDOLPH ST | LINCOLN | 68503 | LANCASTER | WHITEHEAD OIL CO | PO BOX 30211 | LINCOLN | NE | 68503 | 7 | Currently in Use | 8000 | Fiberglass Reinforced Plastic | Federally Regulated | None | None | Other->Solvent | 2009 |  |  | Double Walled | Plastic
7192 | WINDSTREAM NEBRASKA CENTRAL OFFICE | 1440 M ST | LINCOLN | 68508 | LANCASTER | WINDSTREAM NEBRASKA INC | 4001 RODNEY PARHAM 1170B1-F03-28B | LITTLE ROCK | AR | 72212 | 1 | Currently in Use | 15000 | Fiberglass Reinforced Plastic | Federally Regulated | None | None | #2 Diesel | 1975 | 9/11/2018 |  |  | Fiberglass Reinforced Plastic
8022 | WINDSTREAM NEBRASKA CO/LAPW | 4731 W SEWARD ST | LINCOLN | 68524 | LANCASTER | WINDSTREAM NEBRASKA INC | 4001 RODNEY PARHAM 1170B1-F03-28B | LITTLE ROCK | AR | 72212 | 1 | Currently in Use | 550 | Fiberglass Reinforced Plastic | Federally Regulated | None | Fiberglass Reinforced Plastic Coated | #2 Diesel | 1987 |  |  |  | Fiberglass Reinforced Plastic
7190 | WINDSTREAM NEBRASKA CS | 400 S 84TH ST | LINCOLN | 68510 | LANCASTER | WINDSTREAM NEBRASKA INC | 4001 RODNEY PARHAM 1170B1-F03-28B | LITTLE ROCK | AR | 72212 | 1 | Currently in Use | 550 | Fiberglass Reinforced Plastic | Federally Regulated | None | None | #2 Diesel | 1986 |  |  |  | Fiberglass Reinforced Plastic
7191 | WINDSTREAM NEBRASKA FLETCHER CO/CS | 5939 N 7TH ST | LINCOLN | 68521 | LANCASTER | WINDSTREAM NEBRASKA INC | 4001 RODNEY PARHAM 1170B1-F03-28B | LITTLE ROCK | AR | 72212 | 1 | Currently in Use | 550 | Fiberglass Reinforced Plastic | Federally Regulated | None | Fiberglass Reinforced Plastic Coated | #2 Diesel | 1985 |  |  |  | Fiberglass Reinforced Plastic
142 | FARMERS COOP ASSOC OF LINDSAY | 209 E 2ND ST | LINDSAY | 68644 | PLATTE | FARMERS COOP ASSOC OF LINDSAY | PO BOX 38 | LINDSAY | NE | 68644-0038 | 1 | Currently in Use | 12000 | Steel | Federally Regulated | Internal Lining(e.g., epoxy resins) | Impressed Current Cathodic Protection | E-10 | 1976 |  |  |  | Steel
142 | FARMERS COOP ASSOC OF LINDSAY | 209 E 2ND ST | LINDSAY | 68644 | PLATTE | FARMERS COOP ASSOC OF LINDSAY | PO BOX 38 | LINDSAY | NE | 68644-0038 | 2 | Currently in Use | 10000 | Steel | Federally Regulated | Internal Lining(e.g., epoxy resins) | Impressed Current Cathodic Protection | #2 Diesel | 1976 |  |  |  | Steel
142 | FARMERS COOP ASSOC OF LINDSAY | 209 E 2ND ST | LINDSAY | 68644 | PLATTE | FARMERS COOP ASSOC OF LINDSAY | PO BOX 38 | LINDSAY | NE | 68644-0038 | 3 | Currently in Use | 6000 | Steel | Federally Regulated | Internal Lining(e.g., epoxy resins) | Impressed Current Cathodic Protection | E-10 | 1976 |  |  |  | Steel
142 | FARMERS COOP ASSOC OF LINDSAY | 209 E 2ND ST | LINDSAY | 68644 | PLATTE | FARMERS COOP ASSOC OF LINDSAY | PO BOX 38 | LINDSAY | NE | 68644-0038 | 4 | Currently in Use | 6000 | Steel | Federally Regulated | Internal Lining(e.g., epoxy resins) | Impressed Current Cathodic Protection | #2 Diesel | 1976 |  |  |  | Steel
142 | FARMERS COOP ASSOC OF LINDSAY | 209 E 2ND ST | LINDSAY | 68644 | PLATTE | FARMERS COOP ASSOC OF LINDSAY | PO BOX 38 | LINDSAY | NE | 68644-0038 | 5 | Currently in Use | 4000 | Steel | Federally Regulated | Internal Lining(e.g., epoxy resins) | Impressed Current Cathodic Protection | Kerosene | 1976 |  |  |  | Steel
142 | FARMERS COOP ASSOC OF LINDSAY | 209 E 2ND ST | LINDSAY | 68644 | PLATTE | FARMERS COOP ASSOC OF LINDSAY | PO BOX 38 | LINDSAY | NE | 68644-0038 | 6 | Currently in Use | 4000 | Steel | Federally Regulated | Internal Lining(e.g., epoxy resins) | Impressed Current Cathodic Protection | #2 Diesel | 1976 |  |  |  | Steel
142 | FARMERS COOP ASSOC OF LINDSAY | 209 E 2ND ST | LINDSAY | 68644 | PLATTE | FARMERS COOP ASSOC OF LINDSAY | PO BOX 38 | LINDSAY | NE | 68644-0038 | 7 | Currently in Use | 4000 | Steel | Federally Regulated | Internal Lining(e.g., epoxy resins) | Impressed Current Cathodic Protection | Regular Unleaded | 1976 |  |  |  | Steel
142 | FARMERS COOP ASSOC OF LINDSAY | 209 E 2ND ST | LINDSAY | 68644 | PLATTE | FARMERS COOP ASSOC OF LINDSAY | PO BOX 38 | LINDSAY | NE | 68644-0038 | 15 | Currently in Use | 6000 | Steel | Federally Regulated | None | Galvanic/Sacrificial Current Cathodic Protection, STIP3 Tank | E-10 | 1988 |  |  |  | Steel
142 | FARMERS COOP ASSOC OF LINDSAY | 209 E 2ND ST | LINDSAY | 68644 | PLATTE | FARMERS COOP ASSOC OF LINDSAY | PO BOX 38 | LINDSAY | NE | 68644-0038 | 16 | Currently in Use | 6000 | Steel | Federally Regulated | None | Galvanic/Sacrificial Current Cathodic Protection, STIP3 Tank | Regular Unleaded | 1988 |  |  |  | Steel
142 | FARMERS COOP ASSOC OF LINDSAY | 209 E 2ND ST | LINDSAY | 68644 | PLATTE | FARMERS COOP ASSOC OF LINDSAY | PO BOX 38 | LINDSAY | NE | 68644-0038 | 17 | Currently in Use | 6000 | Steel | Federally Regulated | None | Galvanic/Sacrificial Current Cathodic Protection, STIP3 Tank | #2 Diesel | 1998 |  |  |  | Fiberglass Reinforced Plastic
142 | FARMERS COOP ASSOC OF LINDSAY | 209 E 2ND ST | LINDSAY | 68644 | PLATTE | FARMERS COOP ASSOC OF LINDSAY | PO BOX 38 | LINDSAY | NE | 68644-0038 | 18 | Currently in Use | 12000 | Steel | Federally Regulated | None | Galvanic/Sacrificial Current Cathodic Protection, STIP3 Tank | #2 Diesel | 1998 |  |  |  | Fiberglass Reinforced Plastic
142 | FARMERS COOP ASSOC OF LINDSAY | 209 E 2ND ST | LINDSAY | 68644 | PLATTE | FARMERS COOP ASSOC OF LINDSAY | PO BOX 38 | LINDSAY | NE | 68644-0038 | 19 | Currently in Use | 6000 | Steel | Federally Regulated | None | Galvanic/Sacrificial Current Cathodic Protection, STIP3 Tank | E-10 | 1998 |  |  |  | Fiberglass Reinforced Plastic
4043 | EDWARD BREZINA | RURAL | LINWOOD | 68036 | BUTLER | EDWARD BREZINA | RR 1 | LINWOOD | NE | 68036 | 1 | Permanently Out of Use | 6000 | Steel | Federally Regulated | None | Painted(e.g., asphaltic) | Empty | 1977 | 10/1/1990 |  |  | Steel
4043 | EDWARD BREZINA | RURAL | LINWOOD | 68036 | BUTLER | EDWARD BREZINA | RR 1 | LINWOOD | NE | 68036 | 2 | Permanently Out of Use | 5000 | Steel | Federally Regulated | None | Painted(e.g., asphaltic) | Empty | 1977 | 10/1/1990 |  |  | Steel
4043 | EDWARD BREZINA | RURAL | LINWOOD | 68036 | BUTLER | EDWARD BREZINA | RR 1 | LINWOOD | NE | 68036 | 3 | Permanently Out of Use | 5000 | Steel | Federally Regulated | None | Painted(e.g., asphaltic) | Empty | 1977 | 10/1/1990 |  |  | Steel
4205 | DUTKO SERVICE | 1ST & COLDWATER | LISCO | 69148 | GARDEN | DUTKO SERVICE | PO BOX 138 | LISCO | NE | 69148 | 1 | Permanently Out of Use | 2000 | Steel | Federally Regulated | None | Painted(e.g., asphaltic) | Regular Unleaded | 1983 |  |  |  | Steel
4205 | DUTKO SERVICE | 1ST & COLDWATER | LISCO | 69148 | GARDEN | DUTKO SERVICE | PO BOX 138 | LISCO | NE | 69148 | 2 | Permanently Out of Use | 3000 | Steel | Federally Regulated | None | Painted(e.g., asphaltic) | #2 Diesel | 1978 |  |  |  | Steel
4205 | DUTKO SERVICE | 1ST & COLDWATER | LISCO | 69148 | GARDEN | DUTKO SERVICE | PO BOX 138 | LISCO | NE | 69148 | 3 | Permanently Out of Use | 1000 | Steel | Federally Regulated | None | Painted(e.g., asphaltic) | Regular Unleaded | 1976 |  |  |  | Steel
7693 | PHILLIPS FARMS | HC 88 BOX 32 | LISCO | 69148 | MORRILL | CIRCLE D CATTLE CO INC | HC 88 BOX 32 | LISCO | NE | 69148 | 1 | Permanently Out of Use | 6000 | Steel | Federally Regulated | Unknown | Painted(e.g., asphaltic) | #2 Diesel | 1980 | 11/1/1998 |  |  | Steel
7693 | PHILLIPS FARMS | HC 88 BOX 32 | LISCO | 69148 | MORRILL | CIRCLE D CATTLE CO INC | HC 88 BOX 32 | LISCO | NE | 69148 | 2 | Permanently Out of Use | 6000 | Steel | Federally Regulated | Unknown | Painted(e.g., asphaltic) | Regular Unleaded | 1980 | 11/1/1998 |  |  | Steel
11291 | OASIS | 46506 E HIGHWAY 2 | LITCHFIELD | 68852 | SHERMAN | KORT TRANSFER LLC | 219 HOWARD ST | LITCHFIELD | NE | 68852 | 1 | Currently in Use | 8000 | Fiberglass Reinforced Plastic | Federally Regulated | None | None | Regular Unleaded | 1993 |  |  |  | Fiberglass Reinforced Plastic
11291 | OASIS | 46506 E HIGHWAY 2 | LITCHFIELD | 68852 | SHERMAN | KORT TRANSFER LLC | 219 HOWARD ST | LITCHFIELD | NE | 68852 | 2 | Currently in Use | 7000 | Fiberglass Reinforced Plastic | Federally Regulated | None | None | E-10 | 1993 |  |  |  | Fiberglass Reinforced Plastic
6343 | UNION PACIFIC RAILROAD | LODGEPOLE SECTION NEAR RR TRACKS | LODGEPOLE | 69149 | DEUEL | UNION PACIFIC RR | 1416 DODGE ST RM 1000 | OMAHA | NE | 68179 | 1 | Permanently Out of Use | 150 | Unknown | Federally Regulated | Unknown | Unknown | Mixed | 1901 | 4/1/1986 |  |  | Unknown
5374 | VILLAGE OF LODGEPOLE | 814 SHELDON ST | LODGEPOLE | 69149 | CHEYENNE | VILLAGE OF LODGEPOLE | PO BOX 266 | LODGEPOLE | NE | 69149 | 1 | Currently in Use | 560 | Steel | Federally Regulated | None | Galvanic/Sacrificial Current Cathodic Protection | #2 Diesel, Other->dyed diesel | 1988 |  |  |  | Steel
5227 | ANDERSON MARKET | 371 MAIN ST | LONG PINE | 69217 | BROWN | JAMES WELKE | PO BOX 338 | LONG PINE | NE | 69217 | 1 | Currently in Use | 2000 | Steel | Federally Regulated | None | Galvanic/Sacrificial Current Cathodic Protection, STIP3 Tank | Regular Unleaded | 1992 |  |  |  | Fiberglass Reinforced Plastic
4650 | JEANIEs CAFE | 498 N MAIN ST | LONG PINE | 69217 | BROWN | STANLEY & JEAN BURKINSHAW | PO BOX 356 | LONG PINE | NE | 69217 | 1 | Permanently Out of Use | 1000 | Steel | Federally Regulated | Unknown | Unknown | Regular Unleaded | 1961 |  |  |  | Steel
4650 | JEANIEs CAFE | 498 N MAIN ST | LONG PINE | 69217 | BROWN | STANLEY & JEAN BURKINSHAW | PO BOX 356 | LONG PINE | NE | 69217 | 2 | Permanently Out of Use | 600 | Steel | Federally Regulated | Unknown | Unknown | Regular Unleaded | 1961 |  |  |  | Steel
8545 | STANLEY & JEAN BURKINSHAW | 433 N CEDAR | LONG PINE | 69217 | BROWN | STANLEY & JEAN BURKINSHAW | PO BOX 356 | LONG PINE | NE | 69217 | 1 | Permanently Out of Use | 1100 | Steel | Heating Oil | Unknown | Unknown | Empty | 1901 | 1/1/1996 |  |  | Unknown
3360 | VILLAGE OF LONG PINE | 497 N MAIN ST | LONG PINE | 69217 | BROWN | CITY OF LONG PINE | PO BOX 396 | LONG PINE | NE | 69217 | 1 | Permanently Out of Use | 99999 | Unknown | Federally Regulated | Unknown | Unknown | Empty, Regular Unleaded | 1901 |  |  |  | Unknown
11216 | CHS AGRI SERVICE CENTER | 602 PALMER ST PO BOX 70 | LOOMIS | 68958 | PHELPS | CHS INC | 310 LOGAN | HOLDREGE | NE | 68949 | 1 | Currently in Use | 7000 | Fiberglass Reinforced Plastic | Federally Regulated | None | None | Regular Unleaded | 1994 |  |  |  | Fiberglass Reinforced Plastic
11216 | CHS AGRI SERVICE CENTER | 602 PALMER ST PO BOX 70 | LOOMIS | 68958 | PHELPS | CHS INC | 310 LOGAN | HOLDREGE | NE | 68949 | 2 | Currently in Use | 5000 | Fiberglass Reinforced Plastic | Federally Regulated | None | None | #2 Diesel | 1994 |  |  |  | Fiberglass Reinforced Plastic
6802 | LOOMIS FARMERS COOP CO | PO BOX 70 | LOOMIS | 68958-0070 | PHELPS | LOOMIS FARMERS COOP CO | PO BOX 70 | LOOMIS | NE | 68958 | 1 | Permanently Out of Use | 300 | Steel | Federally Regulated | None | Painted(e.g., asphaltic) | Regular Unleaded | 1981 | 1/1/1985 |  |  | Steel
12881 | SIMS' SHOP E-Z | 10765 CLIFTON ST | LOOMIS | 68958 | PHELPS | DAVID SIMS | 306 BRYAN ST | LOOMIS | NE | 68958 | 1 | Currently in Use | 4000 | Composite | Federally Regulated |  |  | Regular Unleaded | 2023 |  |  | Double Walled | Plastic
12881 | SIMS' SHOP E-Z | 10765 CLIFTON ST | LOOMIS | 68958 | PHELPS | DAVID SIMS | 306 BRYAN ST | LOOMIS | NE | 68958 | 2 | Currently in Use | 8000 | Composite | Federally Regulated |  |  | E-15 | 2023 |  |  | Double Walled | Plastic
12881 | SIMS' SHOP E-Z | 10765 CLIFTON ST | LOOMIS | 68958 | PHELPS | DAVID SIMS | 306 BRYAN ST | LOOMIS | NE | 68958 | 3 | Currently in Use | 4000 | Composite | Federally Regulated |  |  | Premium Unleaded | 2023 |  |  | Double Walled | Plastic
12881 | SIMS' SHOP E-Z | 10765 CLIFTON ST | LOOMIS | 68958 | PHELPS | DAVID SIMS | 306 BRYAN ST | LOOMIS | NE | 68958 | 4 | Currently in Use | 4000 | Composite | Federally Regulated |  |  | #1 Diesel | 2023 |  |  | Double Walled | Plastic
12881 | SIMS' SHOP E-Z | 10765 CLIFTON ST | LOOMIS | 68958 | PHELPS | DAVID SIMS | 306 BRYAN ST | LOOMIS | NE | 68958 | 5 | Currently in Use | 12000 | Composite | Federally Regulated |  |  | #2 Diesel | 2023 |  |  | Double Walled | Plastic
3418 | THORELL CONSTRUCTION INC | 312 COMMERCIAL | LOOMIS | 68958 | PHELPS | THORELL CONST INC | 312 COMMERCIAL | LOOMIS | NE | 68958 | 1 | Permanently Out of Use | 500 | Steel | Federally Regulated | Unknown | Painted(e.g., asphaltic) | Empty | 1976 |  |  |  | Steel
7714 | TAYLOR QUIK PIK | 10 MAIN ST | LOUISVILLE | 68037 | CASS | TAYLOR OIL CO INC | PO BOX 548 | BLAIR | NE | 68008 | 1 | Currently in Use | 8500 | Steel | Federally Regulated | None | Galvanic/Sacrificial Current Cathodic Protection, STIP3 Tank | E-10 | 1988 |  |  | Double Walled
7714 | TAYLOR QUIK PIK | 10 MAIN ST | LOUISVILLE | 68037 | CASS | TAYLOR OIL CO INC | PO BOX 548 | BLAIR | NE | 68008 | 2 | Currently in Use | 8500 | Steel | Federally Regulated | None | Galvanic/Sacrificial Current Cathodic Protection, STIP3 Tank | Regular Unleaded | 1988 |  |  | Double Walled
7714 | TAYLOR QUIK PIK | 10 MAIN ST | LOUISVILLE | 68037 | CASS | TAYLOR OIL CO INC | PO BOX 548 | BLAIR | NE | 68008 | 3 | Currently in Use | 6000 | Composite | Federally Regulated |  |  | Regular Unleaded | 2018 |  |  | Double Walled | Plastic
7714 | TAYLOR QUIK PIK | 10 MAIN ST | LOUISVILLE | 68037 | CASS | TAYLOR OIL CO INC | PO BOX 548 | BLAIR | NE | 68008 | 4 | Currently in Use | 6000 | Composite | Federally Regulated |  |  | Premium Unleaded | 2018 |  |  | Double Walled | Plastic
7107 | EARL TEICHMEIER | RR 1 BOX 231B | LOUP CITY | 68853 | SHERMAN | TEICHMEIER, EARL | RR 1 BOX 231B | LOUP CITY | NE | 68853 | 1 | Permanently Out of Use | 560 | Steel | Federally Regulated | Unknown | Unknown | Empty | 1957 | 1/1/1984 |  |  | Unknown
7107 | EARL TEICHMEIER | RR 1 BOX 231B | LOUP CITY | 68853 | SHERMAN | TEICHMEIER, EARL | RR 1 BOX 231B | LOUP CITY | NE | 68853 | 2 | Permanently Out of Use | 560 | Steel | Federally Regulated | Unknown | Unknown | Empty | 1957 | 1/1/1984 |  |  | Unknown
7107 | EARL TEICHMEIER | RR 1 BOX 231B | LOUP CITY | 68853 | SHERMAN | TEICHMEIER, EARL | RR 1 BOX 231B | LOUP CITY | NE | 68853 | 3 | Permanently Out of Use | 560 | Steel | Federally Regulated | Unknown | Unknown | Empty | 1957 | 1/1/1984 |  |  | Unknown
5863 | ERICSON FORD INC | 813 P ST | LOUP CITY | 68853 | SHERMAN | JOHN ERICSON | 813 'P' ST | LOUP CITY | NE | 68853 | 1 | Permanently Out of Use | 999 | Unknown | Federally Regulated | Unknown | Unknown | Empty | 1901 | 6/1/1980 |  |  | Unknown
5863 | ERICSON FORD INC | 813 P ST | LOUP CITY | 68853 | SHERMAN | JOHN ERICSON | 813 'P' ST | LOUP CITY | NE | 68853 | 2 | Permanently Out of Use | 999 | Unknown | Federally Regulated | Unknown | Unknown | Empty | 1901 | 6/1/1974 |  |  | Unknown
12234 | LOUP CITY PROPANE & EQUIPMENT | HWY 92 | LOUP CITY | 68853 | SHERMAN | LOUP CITY PROPANE INC | PO BOX 546 | LOUP CITY | NE | 68853 | 4 | Currently in Use | 6000 | Fiberglass Reinforced Plastic | Federally Regulated | None | None | #2 Diesel | 1998 |  |  |  | Fiberglass Reinforced Plastic
12234 | LOUP CITY PROPANE & EQUIPMENT | HWY 92 | LOUP CITY | 68853 | SHERMAN | LOUP CITY PROPANE INC | PO BOX 546 | LOUP CITY | NE | 68853 | 5 | Currently in Use | 8000 | Fiberglass Reinforced Plastic | Federally Regulated | None | None | Other->#2 Dyed Diesel | 1998 |  |  |  | Fiberglass Reinforced Plastic
12234 | LOUP CITY PROPANE & EQUIPMENT | HWY 92 | LOUP CITY | 68853 | SHERMAN | LOUP CITY PROPANE INC | PO BOX 546 | LOUP CITY | NE | 68853 | 6 | Currently in Use | 8000 | Fiberglass Reinforced Plastic | Federally Regulated | None | None | Regular Unleaded | 1998 |  |  |  | Fiberglass Reinforced Plastic
3455 | TRADE WINDS MARINA | 1187 MARINA RD | LOUP CITY | 68853 | SHERMAN | ANGIE WRIGHT | 1208 RAPALA RD | LOUP CITY | NE | 68853 | 3 | Currently in Use | 2000 | Fiberglass Reinforced Plastic | Federally Regulated | None | None | Regular Unleaded | 1997 |  |  |  | Fiberglass Reinforced Plastic
3455 | TRADE WINDS MARINA | 1187 MARINA RD | LOUP CITY | 68853 | SHERMAN | ANGIE WRIGHT | 1208 RAPALA RD | LOUP CITY | NE | 68853 | 4 | Currently in Use | 2000 | Fiberglass Reinforced Plastic | Federally Regulated | None | None | Other->Premixed Boat Gas | 1997 |  |  |  | Fiberglass Reinforced Plastic
6735 | TROTTERS WHOA & GO #1 | 1251 HWY 92 | LOUP CITY | 68853 | SHERMAN | LOUP CITY PROPANE INC | PO BOX 546 | LOUP CITY | NE | 68853 | 1 | Currently in Use | 6000 | Steel | Federally Regulated | Unknown | Painted(e.g., asphaltic) | #2 Diesel | 1966 |  |  |  | Fiberglass Reinforced Plastic
6735 | TROTTERS WHOA & GO #1 | 1251 HWY 92 | LOUP CITY | 68853 | SHERMAN | LOUP CITY PROPANE INC | PO BOX 546 | LOUP CITY | NE | 68853 | 2 | Currently in Use | 4000 | Steel | Federally Regulated | Unknown | Painted(e.g., asphaltic) | #2 Diesel | 1966 |  |  |  | Fiberglass Reinforced Plastic
12027 | NIOBRARA VALLEY HOSPITAL | 401 S FIFTH ST | LYNCH | 68746 | BOYD | NIOBRARA VALLEY DEVELOPMENT | PO BOX 118 | LYNCH | NE | 68746 | 1 | Currently in Use | 10000 | Fiberglass Reinforced Plastic | Federally Regulated | Internal Lining(e.g., epoxy resins) | Fiberglass Reinforced Plastic Coated | #1 Diesel | 1995 |  |  |  | Fiberglass Reinforced Plastic
6654 | PONCA VALLEY OIL | 101 S 4TH ST | LYNCH | 68746 | BOYD | PONCA VALLEY OIL | PO BOX 316 | LYNCH | NE | 68746 | 4 | Currently in Use | 2000 | Steel | Federally Regulated | None | Galvanic/Sacrificial Current Cathodic Protection, Painted(e.g., asphaltic), STIP3 Tank | E-10 | 1993 |  |  |  | Fiberglass Reinforced Plastic
6654 | PONCA VALLEY OIL | 101 S 4TH ST | LYNCH | 68746 | BOYD | PONCA VALLEY OIL | PO BOX 316 | LYNCH | NE | 68746 | 5 | Currently in Use | 2000 | Steel | Federally Regulated | None | Galvanic/Sacrificial Current Cathodic Protection, Painted(e.g., asphaltic), STIP3 Tank | #2 Diesel | 1993 |  |  |  | Fiberglass Reinforced Plastic
6862 | KBs MINI MART | 600 MAIN ST | LYONS | 68038 | BURT | KEN EM LLC | 240 N 3RD | LYONS | NE | 68038 | 1 | Currently in Use | 10000 | Steel | Federally Regulated | Internal Lining(e.g., epoxy resins) | Impressed Current Cathodic Protection | E-10 | 1974
6862 | KBs MINI MART | 600 MAIN ST | LYONS | 68038 | BURT | KEN EM LLC | 240 N 3RD | LYONS | NE | 68038 | 2 | Currently in Use | 4000 | Steel | Federally Regulated | None | Galvanic/Sacrificial Current Cathodic Protection, STIP3 Tank | #2 Diesel | 1988
6862 | KBs MINI MART | 600 MAIN ST | LYONS | 68038 | BURT | KEN EM LLC | 240 N 3RD | LYONS | NE | 68038 | 3 | Currently in Use | 6000 | Steel | Federally Regulated | None | Galvanic/Sacrificial Current Cathodic Protection, STIP3 Tank | Regular Unleaded | 1988
2159 | NEBRASKA GREEN FUELS COOP | 300 MAIN ST | LYONS | 68038 | BURT | NEBRASKA GREEN FUELS COOP | 300 MAIN ST | LYONS | NE | 68038 | 1 | Temporarily Out of Use | 2000 | Steel | Federally Regulated | None | Galvanic/Sacrificial Current Cathodic Protection, Painted(e.g., asphaltic) | E-85 | 1986 | 12/1/2013 |  |  | Steel
2159 | NEBRASKA GREEN FUELS COOP | 300 MAIN ST | LYONS | 68038 | BURT | NEBRASKA GREEN FUELS COOP | 300 MAIN ST | LYONS | NE | 68038 | 2 | Permanently Out of Use | 2000 | Steel | Federally Regulated | None | Galvanic/Sacrificial Current Cathodic Protection, Painted(e.g., asphaltic) | Regular Unleaded | 1986 | 2/1/2009
2159 | NEBRASKA GREEN FUELS COOP | 300 MAIN ST | LYONS | 68038 | BURT | NEBRASKA GREEN FUELS COOP | 300 MAIN ST | LYONS | NE | 68038 | 3 | Permanently Out of Use | 500 | Steel | Federally Regulated | None | None | #2 Diesel | 1975 | 2/1/2009
1205 | SAPP BROS PETROLEUM INC | RR 1 | LYONS | 68038 | BURT | SAPP BROS PETROLEUM | 660 S MAIN ST | WEST POINT | NE | 68788 | 1 | Currently in Use | 12000 | Steel | Federally Regulated | Internal Lining(e.g., epoxy resins) | Impressed Current Cathodic Protection | #2 Diesel | 1983 |  |  |  | Fiberglass Reinforced Plastic
1205 | SAPP BROS PETROLEUM INC | RR 1 | LYONS | 68038 | BURT | SAPP BROS PETROLEUM | 660 S MAIN ST | WEST POINT | NE | 68788 | 2 | Currently in Use | 12000 | Steel | Federally Regulated | Internal Lining(e.g., epoxy resins) | Impressed Current Cathodic Protection | #2 Diesel | 1983 |  |  |  | Fiberglass Reinforced Plastic
1205 | SAPP BROS PETROLEUM INC | RR 1 | LYONS | 68038 | BURT | SAPP BROS PETROLEUM | 660 S MAIN ST | WEST POINT | NE | 68788 | 3 | Currently in Use | 12000 | Steel | Federally Regulated | Internal Lining(e.g., epoxy resins) | Impressed Current Cathodic Protection | Regular Unleaded | 1983 |  |  |  | Fiberglass Reinforced Plastic
1205 | SAPP BROS PETROLEUM INC | RR 1 | LYONS | 68038 | BURT | SAPP BROS PETROLEUM | 660 S MAIN ST | WEST POINT | NE | 68788 | 4 | Currently in Use | 15000 | Steel | Federally Regulated | Internal Lining(e.g., epoxy resins) | Impressed Current Cathodic Protection | Regular Unleaded | 1983 |  |  |  | Fiberglass Reinforced Plastic
1205 | SAPP BROS PETROLEUM INC | RR 1 | LYONS | 68038 | BURT | SAPP BROS PETROLEUM | 660 S MAIN ST | WEST POINT | NE | 68788 | 5 | Currently in Use | 6000 | Steel | Federally Regulated | Internal Lining(e.g., epoxy resins) | Impressed Current Cathodic Protection | #2 Diesel | 1983 |  |  |  | Fiberglass Reinforced Plastic
1205 | SAPP BROS PETROLEUM INC | RR 1 | LYONS | 68038 | BURT | SAPP BROS PETROLEUM | 660 S MAIN ST | WEST POINT | NE | 68788 | 6 | Currently in Use | 3000 | Steel | Federally Regulated | Internal Lining(e.g., epoxy resins) | Impressed Current Cathodic Protection | Regular Unleaded | 1983 |  |  |  | Fiberglass Reinforced Plastic
8103 | JUMPS FOOD BARN | PO BOX 204 | MACY | 68039-0204 | THURSTON | CLIFFORD JUMP | PO BOX 204 | MACY | NE | 68039 | 1 | Permanently Out of Use | 1000 | Steel | Federally Regulated | Unknown | Painted(e.g., asphaltic) | Regular Unleaded | 1982 | 10/1/1998 |  |  | Steel
8103 | JUMPS FOOD BARN | PO BOX 204 | MACY | 68039-0204 | THURSTON | CLIFFORD JUMP | PO BOX 204 | MACY | NE | 68039 | 2 | Permanently Out of Use | 1000 | Steel | Federally Regulated | Unknown | Painted(e.g., asphaltic) | Regular Unleaded | 1982 | 10/1/1998 |  |  | Steel
11651 | MACY CONVENIENCE | 100 MAIN ST | MACY | 68039 | THURSTON | OMAHA TRIBE 'C' STORE | PO BOX 446 | MACY | NE | 68039 | 1 | Currently in Use | 8000 | Fiberglass Reinforced Plastic | Federally Regulated | None | None | #2 Diesel | 1997 |  |  |  | Fiberglass Reinforced Plastic
11651 | MACY CONVENIENCE | 100 MAIN ST | MACY | 68039 | THURSTON | OMAHA TRIBE 'C' STORE | PO BOX 446 | MACY | NE | 68039 | 2 | Currently in Use | 10000 | Fiberglass Reinforced Plastic | Federally Regulated | None | None | Regular Unleaded | 1997 |  |  |  | Fiberglass Reinforced Plastic
11651 | MACY CONVENIENCE | 100 MAIN ST | MACY | 68039 | THURSTON | OMAHA TRIBE 'C' STORE | PO BOX 446 | MACY | NE | 68039 | 3 | Currently in Use | 10000 | Fiberglass Reinforced Plastic | Federally Regulated | None | None | Regular Unleaded | 1997 |  |  |  | Fiberglass Reinforced Plastic
6200 | BIG COUNTRY AUTO | 2500 N MAIN ST | MADISON | 68748 | MADISON | BIG COUNTRY AUTO | PO BOX 309 | MADISON | NE | 68748 | 5 | Currently in Use | 1500 | Jacketed | Federally Regulated | None | Plastic Jacket | Regular Unleaded | 1998 |  |  | Double Walled | Fiberglass Reinforced Plastic
1650 | BRADY & AMYs | 507 W 3RD ST | MADISON | 68748 | MADISON | BRADY & AMYS INC | 507 W 3RD ST | MADISON | NE | 68748 | 1 | Currently in Use | 2000 | Steel | Federally Regulated | None | Galvanic/Sacrificial Current Cathodic Protection, STIP3 Tank | #2 Diesel | 1989 |  |  |  | Plastic
1650 | BRADY & AMYs | 507 W 3RD ST | MADISON | 68748 | MADISON | BRADY & AMYS INC | 507 W 3RD ST | MADISON | NE | 68748 | 2 | Currently in Use | 2000 | Steel | Federally Regulated | None | Galvanic/Sacrificial Current Cathodic Protection | #2 Diesel | 1989 |  |  |  | Plastic
1650 | BRADY & AMYs | 507 W 3RD ST | MADISON | 68748 | MADISON | BRADY & AMYS INC | 507 W 3RD ST | MADISON | NE | 68748 | 3 | Currently in Use | 4000 | Steel | Federally Regulated | None | Galvanic/Sacrificial Current Cathodic Protection | Regular Unleaded | 1989 |  |  |  | Plastic
1650 | BRADY & AMYs | 507 W 3RD ST | MADISON | 68748 | MADISON | BRADY & AMYS INC | 507 W 3RD ST | MADISON | NE | 68748 | 4 | Currently in Use | 4000 | Steel | Federally Regulated | None | Galvanic/Sacrificial Current Cathodic Protection | E-10 | 1989 |  |  |  | Plastic
2860 | CHOICE FOODS | 102 N MAIN ST | MADISON | 68748 | MADISON | DANCO PUMPERS LLC | PO BOX 10 | VALENTINE | NE | 69201 | 1 | Currently in Use | 8000 | Steel | Federally Regulated | None | Impressed Current Cathodic Protection | Regular Unleaded | 1981 |  |  |  | Steel
2860 | CHOICE FOODS | 102 N MAIN ST | MADISON | 68748 | MADISON | DANCO PUMPERS LLC | PO BOX 10 | VALENTINE | NE | 69201 | 2 | Currently in Use | 8000 | Steel | Federally Regulated | None | Impressed Current Cathodic Protection | #2 Diesel | 1981 |  |  |  | Steel
2860 | CHOICE FOODS | 102 N MAIN ST | MADISON | 68748 | MADISON | DANCO PUMPERS LLC | PO BOX 10 | VALENTINE | NE | 69201 | 3 | Currently in Use | 8000 | Steel | Federally Regulated | None | Impressed Current Cathodic Protection | E-10 | 1981 |  |  |  | Steel
8178 | SHORT STOP INC | 905 E 2ND ST | MADISON | 68748 | MADISON | ALDERSON GROUP INC | PO BOX 195 | MADISON | NE | 68748 | 1 | Currently in Use | 8000 | Steel | Federally Regulated | None | Impressed Current Cathodic Protection, STIP3 Tank | Regular Unleaded | 1986 |  |  |  | Fiberglass Reinforced Plastic
8178 | SHORT STOP INC | 905 E 2ND ST | MADISON | 68748 | MADISON | ALDERSON GROUP INC | PO BOX 195 | MADISON | NE | 68748 | 2 | Currently in Use | 8000 | Steel | Federally Regulated | None | Impressed Current Cathodic Protection, STIP3 Tank | Regular Unleaded | 1986 |  |  |  | Fiberglass Reinforced Plastic
8178 | SHORT STOP INC | 905 E 2ND ST | MADISON | 68748 | MADISON | ALDERSON GROUP INC | PO BOX 195 | MADISON | NE | 68748 | 3 | Currently in Use | 4000 | Steel | Federally Regulated | None | Impressed Current Cathodic Protection, STIP3 Tank | Regular Unleaded | 1986 |  |  |  | Fiberglass Reinforced Plastic
5442 | MADRID SHORTSTOP LLC | 104 N PERKINS AVE | MADRID | 69150 | PERKINS | MADRID SHORTSTOP LLC | 104 N PERKINS AVE | MADRID | NE | 69150 | 1 | Currently in Use | 4000 | Steel | Federally Regulated | None | Impressed Current Cathodic Protection | Other->E-100 | 1976 |  |  |  | Steel
5442 | MADRID SHORTSTOP LLC | 104 N PERKINS AVE | MADRID | 69150 | PERKINS | MADRID SHORTSTOP LLC | 104 N PERKINS AVE | MADRID | NE | 69150 | 2 | Currently in Use | 4000 | Steel | Federally Regulated | None | Impressed Current Cathodic Protection | Regular Unleaded | 1976 |  |  |  | Steel
1439 | DAWSON TRANSPORT SERVICE INC | W HWY 59 | MAGNET | 68749 | CEDAR | DAWSON TRANSPORT SVC INC | PO BOX 67 | MAGNET | NE | 68749 | 1 | Permanently Out of Use | 560 | Steel | Federally Regulated | Unknown | Painted(e.g., asphaltic) | Used Oil | 1966 | 8/1/1993 |  |  | Steel
8405 | MALCOLM PATROL SHED | 1ST & WEST ST | MALCOLM | 68402 | LANCASTER | LANCASTER COUNTY | 444 CHERRYCREEK RD STE C | LINCOLN | NE | 68528-1578 | 1 | Currently in Use | 2000 | Steel | Federally Regulated | None | Galvanic/Sacrificial Current Cathodic Protection, STIP3 Tank | #2 Diesel | 1992 |  |  |  | Fiberglass Reinforced Plastic
5122 | DONALD CEJKA | PO BOX 67 | MALMO | 68040-0067 | SAUNDERS | CEJKA, DONALD | PO BOX 67 | MALMO | NE | 68040 | 2 | Permanently Out of Use | 1500 | Steel | Federally Regulated |  |  |  | 1971 | 12/1/1990
6813 | MALMO GRAIN CO | PO BOX 57 | MALMO | 68040-0057 | SAUNDERS | MALMO GRAIN CO | PO BOX 57 | MALMO | NE | 68040 | 1 | Permanently Out of Use | 1000 | Steel | Federally Regulated | Unknown | Unknown | Regular Unleaded | 1901 | 2/1/1988 |  |  | Unknown
11796 | AURORA COOPERATIVE ELEVATOR CO | 203 RAILROAD ST | MARQUETTE | 68854 | HAMILTON | AURORA COOPERATIVE ELEVATOR | PO BOX 209 | AURORA | NE | 68818-0209 | 1 | Currently in Use | 6000 | Fiberglass Reinforced Plastic | Federally Regulated | None | None | #2 Diesel | 1999 |  |  |  | Fiberglass Reinforced Plastic
11796 | AURORA COOPERATIVE ELEVATOR CO | 203 RAILROAD ST | MARQUETTE | 68854 | HAMILTON | AURORA COOPERATIVE ELEVATOR | PO BOX 209 | AURORA | NE | 68818-0209 | 2 | Currently in Use | 6000 | Fiberglass Reinforced Plastic | Federally Regulated | None | None | Regular Unleaded | 1999 |  |  |  | Fiberglass Reinforced Plastic
8233 | METAL BUILDING | MARQUIS ST | MARQUETTE | 68854 | HAMILTON | JEFFRES, MIKE | 217 STATE ST | GREENFIELD | MO | 65661 | 1 | Permanently Out of Use | 999 | Steel | Federally Regulated | Unknown | Unknown | Used Oil | 1901 | 1/1/1960 |  |  | Unknown
8233 | METAL BUILDING | MARQUIS ST | MARQUETTE | 68854 | HAMILTON | JEFFRES, MIKE | 217 STATE ST | GREENFIELD | MO | 65661 | 2 | Permanently Out of Use | 999 | Steel | Federally Regulated | Unknown | Unknown | Empty | 1901 | 1/1/1960 |  |  | Unknown
11996 | L G SIECKMAN | 3/4 MI S OF HWY 33 ON SW 72ND ST | MARTELL | 68404 | LANCASTER | L.G. SIECKMAN | 1811 S 49TH STREET | LINCOLN | NE | 68506 | 1 | Permanently Out of Use | 3750 | Steel | Federally Regulated | None | coated tar wrapped w/felt |  | 1961 | 12/1/1986
1618 | LITTLE ACRES BODY SHOP | 375 HIGHWAY 2 | MASON CITY | 68855 | CUSTER | CORBIN ENTERPRISES INC | 375 HIGHWAY 2 | MASON CITY | NE | 68855 | 3 | Temporarily Out of Use | 1000 | Fiberglass Reinforced Plastic | Federally Regulated | None | None | Regular Unleaded | 1999 |  |  |  | Fiberglass Reinforced Plastic
1618 | LITTLE ACRES BODY SHOP | 375 HIGHWAY 2 | MASON CITY | 68855 | CUSTER | CORBIN ENTERPRISES INC | 375 HIGHWAY 2 | MASON CITY | NE | 68855 | 4 | Temporarily Out of Use | 1000 | Fiberglass Reinforced Plastic | Federally Regulated | None | None | Other->Soy Diesel | 1999 |  |  |  | Fiberglass Reinforced Plastic
1502 | DICKMAN SERVICE | HWY 30 | MAXWELL | 69151 | LINCOLN | DARRELL DICKMAN | HWY 30 | MAXWELL | NE | 69151 | 1 | Permanently Out of Use | 1000 | Steel | Federally Regulated | Unknown | Unknown | Regular Unleaded | 1968 |  |  |  | Unknown
1502 | DICKMAN SERVICE | HWY 30 | MAXWELL | 69151 | LINCOLN | DARRELL DICKMAN | HWY 30 | MAXWELL | NE | 69151 | 2 | Permanently Out of Use | 3000 | Steel | Federally Regulated | Unknown | Unknown | Regular Unleaded | 1968 |  |  |  | Unknown
1502 | DICKMAN SERVICE | HWY 30 | MAXWELL | 69151 | LINCOLN | DARRELL DICKMAN | HWY 30 | MAXWELL | NE | 69151 | 3 | Permanently Out of Use | 3000 | Steel | Federally Regulated | None | Galvanic/Sacrificial Current Cathodic Protection, Impressed Current Cathodic Protection, URATHANE COAT | Regular Unleaded | 1984 |  |  |  | Steel
12025 | RANCHLAND C STORE | 8849 S SPUR 56A | MAXWELL | 69151 | LINCOLN | MENTZER OIL COMPANY | 601 E 7TH ST | NORTH PLATTE | NE | 69101-3104 | 1 | Currently in Use | 6000 | Steel | Federally Regulated | Internal Lining(e.g., epoxy resins) | Painted(e.g., asphaltic) | #2 Diesel | 1969 |  |  |  | booted flex, Fiberglass Reinforced Plastic
12025 | RANCHLAND C STORE | 8849 S SPUR 56A | MAXWELL | 69151 | LINCOLN | MENTZER OIL COMPANY | 601 E 7TH ST | NORTH PLATTE | NE | 69101-3104 | 2 | Currently in Use | 6000 | Steel | Federally Regulated | Internal Lining(e.g., epoxy resins) | Painted(e.g., asphaltic) | E-10 | 1969 |  |  |  | booted flex, Fiberglass Reinforced Plastic
12025 | RANCHLAND C STORE | 8849 S SPUR 56A | MAXWELL | 69151 | LINCOLN | MENTZER OIL COMPANY | 601 E 7TH ST | NORTH PLATTE | NE | 69101-3104 | 3 | Currently in Use | 6000 | Steel | Federally Regulated | Internal Lining(e.g., epoxy resins) | Painted(e.g., asphaltic) | Regular Unleaded | 1969 |  |  |  | booted flex, Fiberglass Reinforced Plastic
12025 | RANCHLAND C STORE | 8849 S SPUR 56A | MAXWELL | 69151 | LINCOLN | MENTZER OIL COMPANY | 601 E 7TH ST | NORTH PLATTE | NE | 69101-3104 | 4 | Currently in Use | 6000 | Steel | Federally Regulated | Internal Lining(e.g., epoxy resins) | None | Regular Unleaded | 1969 |  |  |  | booted flex, Fiberglass Reinforced Plastic
11509 | RANCHLAND CSTORE | I-80 & EXIT 190 | MAXWELL | 69151 | LINCOLN | UNKNOWN | HC 01 BOX 50 | MAXWELL | NE | 69151 | 1 | Permanently Out of Use | 99999 | Steel | Federally Regulated | Unknown | Unknown | Empty | 1969 | 1/1/1985 |  |  | Unknown
972 | GREAT PLAINS TIRE & SERVICE | 103 S COMMERCIAL ST | MAYWOOD | 69038 | FRONTIER | GREAT PLAINS TIRE & SERVICE | PO BOX 47 | MAYWOOD | NE | 69038 | 3 | Currently in Use | 6000 | Steel | Federally Regulated | Unknown | Galvanic/Sacrificial Current Cathodic Protection, Painted(e.g., asphaltic), STIP3 Tank | Regular Unleaded | 1998 |  |  |  | Fiberglass Reinforced Plastic
972 | GREAT PLAINS TIRE & SERVICE | 103 S COMMERCIAL ST | MAYWOOD | 69038 | FRONTIER | GREAT PLAINS TIRE & SERVICE | PO BOX 47 | MAYWOOD | NE | 69038 | 4 | Currently in Use | 4000 | Steel | Federally Regulated | Unknown | Galvanic/Sacrificial Current Cathodic Protection, Painted(e.g., asphaltic), STIP3 Tank | E-10 | 1998 |  |  |  | Fiberglass Reinforced Plastic
972 | GREAT PLAINS TIRE & SERVICE | 103 S COMMERCIAL ST | MAYWOOD | 69038 | FRONTIER | GREAT PLAINS TIRE & SERVICE | PO BOX 47 | MAYWOOD | NE | 69038 | 5 | Currently in Use | 4000 | Steel | Federally Regulated | Unknown | Galvanic/Sacrificial Current Cathodic Protection, Painted(e.g., asphaltic), STIP3 Tank | #2 Diesel | 1998 |  |  |  | Fiberglass Reinforced Plastic
972 | GREAT PLAINS TIRE & SERVICE | 103 S COMMERCIAL ST | MAYWOOD | 69038 | FRONTIER | GREAT PLAINS TIRE & SERVICE | PO BOX 47 | MAYWOOD | NE | 69038 | 6 | Currently in Use | 4000 | Steel | Federally Regulated | Unknown | Galvanic/Sacrificial Current Cathodic Protection, Painted(e.g., asphaltic), STIP3 Tank | Other->#2 Dyed Diesel | 1998 |  |  |  | Fiberglass Reinforced Plastic
973 | MAYWOOD BULK PLANT | HWY 23 & 83 | MAYWOOD | 69038 | FRONTIER | AG VALLEY COOP | PO BOX 68 | EDISON | NE | 68936-0068 | 1 | Currently in Use | 15000 | Steel | Federally Regulated | Internal Lining(e.g., epoxy resins) | Impressed Current Cathodic Protection | Other->#2 Dyed Diesel | 1983 |  |  |  | Steel
973 | MAYWOOD BULK PLANT | HWY 23 & 83 | MAYWOOD | 69038 | FRONTIER | AG VALLEY COOP | PO BOX 68 | EDISON | NE | 68936-0068 | 2 | Currently in Use | 15000 | Steel | Federally Regulated | Internal Lining(e.g., epoxy resins) | Impressed Current Cathodic Protection | Regular Unleaded | 1983 |  |  |  | Steel
973 | MAYWOOD BULK PLANT | HWY 23 & 83 | MAYWOOD | 69038 | FRONTIER | AG VALLEY COOP | PO BOX 68 | EDISON | NE | 68936-0068 | 3 | Currently in Use | 15000 | Steel | Federally Regulated | Internal Lining(e.g., epoxy resins) | Impressed Current Cathodic Protection | Other->#2 Dyed Diesel | 1983 |  |  |  | Steel
973 | MAYWOOD BULK PLANT | HWY 23 & 83 | MAYWOOD | 69038 | FRONTIER | AG VALLEY COOP | PO BOX 68 | EDISON | NE | 68936-0068 | 4 | Currently in Use | 15000 | Steel | Federally Regulated | Internal Lining(e.g., epoxy resins) | Impressed Current Cathodic Protection | Other->#2 Dyed Diesel | 1983 |  |  |  | Steel
3735 | AMPRIDE | 312 E B ST | MCCOOK | 69001 | RED WILLOW | FRENCHMAN VALLEY COOP | PO BOX 578 | IMPERIAL | NE | 69033 | 1 | Currently in Use | 8000 | Steel | Federally Regulated | None | Galvanic/Sacrificial Current Cathodic Protection, Painted(e.g., asphaltic), STIP3 Tank | Regular Unleaded | 1989 |  |  |  | Fiberglass Reinforced Plastic
3735 | AMPRIDE | 312 E B ST | MCCOOK | 69001 | RED WILLOW | FRENCHMAN VALLEY COOP | PO BOX 578 | IMPERIAL | NE | 69033 | 2 | Currently in Use | 8000 | Steel | Federally Regulated | None | Galvanic/Sacrificial Current Cathodic Protection, Painted(e.g., asphaltic), STIP3 Tank | E-10 | 1989 |  |  |  | Fiberglass Reinforced Plastic
3735 | AMPRIDE | 312 E B ST | MCCOOK | 69001 | RED WILLOW | FRENCHMAN VALLEY COOP | PO BOX 578 | IMPERIAL | NE | 69033 | 3 | Currently in Use | 4000 | Steel | Federally Regulated | None | Galvanic/Sacrificial Current Cathodic Protection, Painted(e.g., asphaltic), STIP3 Tank | Regular Unleaded | 1989 |  |  |  | Fiberglass Reinforced Plastic
3735 | AMPRIDE | 312 E B ST | MCCOOK | 69001 | RED WILLOW | FRENCHMAN VALLEY COOP | PO BOX 578 | IMPERIAL | NE | 69033 | 4 | Currently in Use | 4000 | Steel | Federally Regulated | None | Galvanic/Sacrificial Current Cathodic Protection, Painted(e.g., asphaltic), STIP3 Tank | #2 Diesel | 1989 |  |  |  | Fiberglass Reinforced Plastic
3735 | AMPRIDE | 312 E B ST | MCCOOK | 69001 | RED WILLOW | FRENCHMAN VALLEY COOP | PO BOX 578 | IMPERIAL | NE | 69033 | 5 | Currently in Use | 1000 | Steel | Federally Regulated | None | Galvanic/Sacrificial Current Cathodic Protection, Painted(e.g., asphaltic), STIP3 Tank | Used Oil | 1989
1408 | BLAKES SERVICE | 305 E B ST | MCCOOK | 69001 | RED WILLOW | JERALD H BLAKE | 305 E B ST | MCCOOK | NE | 69001 | 1 | Currently in Use | 8000 | Steel | Federally Regulated | Unknown | Galvanic/Sacrificial Current Cathodic Protection, Painted(e.g., asphaltic), STIP3 Tank | E-10 | 1989 |  |  |  | Fiberglass Reinforced Plastic
1408 | BLAKES SERVICE | 305 E B ST | MCCOOK | 69001 | RED WILLOW | JERALD H BLAKE | 305 E B ST | MCCOOK | NE | 69001 | 2 | Currently in Use | 4000 | Steel | Federally Regulated | Unknown | Galvanic/Sacrificial Current Cathodic Protection, Painted(e.g., asphaltic), STIP3 Tank | Regular Unleaded | 1989 |  |  |  | Fiberglass Reinforced Plastic
11759 | BUDKE MOTORS INC | 403 EAST B ST | MCCOOK | 69001 | RED WILLOW | UNKNOWN | 403 EAST 'B' ST | MCCOOK | NE | 69001 | 1 | Permanently Out of Use | 3000 | Steel | Federally Regulated | Unknown | Unknown | Empty | 1956 | 1/1/1971 |  |  | Unknown
11759 | BUDKE MOTORS INC | 403 EAST B ST | MCCOOK | 69001 | RED WILLOW | UNKNOWN | 403 EAST 'B' ST | MCCOOK | NE | 69001 | 2 | Permanently Out of Use | 3000 | Steel | Federally Regulated | Unknown | Unknown | Mixed | 1956 | 1/1/1971 |  |  | Unknown
11759 | BUDKE MOTORS INC | 403 EAST B ST | MCCOOK | 69001 | RED WILLOW | UNKNOWN | 403 EAST 'B' ST | MCCOOK | NE | 69001 | 3 | Permanently Out of Use | 3000 | Steel | Federally Regulated | Unknown | Unknown | Mixed | 1956 | 1/1/1971 |  |  | Unknown
11488 | CASEYS GENERAL STORE #1954 | 810 E B ST | MCCOOK | 69001 | RED WILLOW | CASEYS RETAIL CO | PO BOX 3001 | ANKENY | IA | 50021-8045 | 1 | Currently in Use | 10000 | Fiberglass Reinforced Plastic | Federally Regulated | None | None | Regular Unleaded | 1996 |  |  |  | Fiberglass Reinforced Plastic
11488 | CASEYS GENERAL STORE #1954 | 810 E B ST | MCCOOK | 69001 | RED WILLOW | CASEYS RETAIL CO | PO BOX 3001 | ANKENY | IA | 50021-8045 | 2 | Currently in Use | 10000 | Fiberglass Reinforced Plastic | Federally Regulated | None | None | E-10 | 1996 |  |  |  | Fiberglass Reinforced Plastic
11900 | CASEYS GENERAL STORE #2291 | 704 W B ST | MCCOOK | 69001 | RED WILLOW | CASEYS RETAIL CO | PO BOX 3001 | ANKENY | IA | 50021-8045 | 1 | Currently in Use | 10000 | Fiberglass Reinforced Plastic | Federally Regulated | None | None | Regular Unleaded | 2000 |  |  |  | Fiberglass Reinforced Plastic
11900 | CASEYS GENERAL STORE #2291 | 704 W B ST | MCCOOK | 69001 | RED WILLOW | CASEYS RETAIL CO | PO BOX 3001 | ANKENY | IA | 50021-8045 | 2 | Currently in Use | 10000 | Fiberglass Reinforced Plastic | Federally Regulated | None | None | E-10 | 2000 |  |  |  | Fiberglass Reinforced Plastic
3632 | CASEYS GENERAL STORE #2984 | 204 W B ST | MCCOOK | 69001 | RED WILLOW | CASEYS RETAIL CO | PO BOX 3001 | ANKENY | IA | 50021-8045 | 1 | Currently in Use | 8000 | Steel | Federally Regulated | Internal Lining(e.g., epoxy resins) | Impressed Current Cathodic Protection | Regular Unleaded | 1986 |  |  |  | Plastic
3632 | CASEYS GENERAL STORE #2984 | 204 W B ST | MCCOOK | 69001 | RED WILLOW | CASEYS RETAIL CO | PO BOX 3001 | ANKENY | IA | 50021-8045 | 2 | Currently in Use | 8000 | Steel | Federally Regulated | Internal Lining(e.g., epoxy resins) | Impressed Current Cathodic Protection | Regular Unleaded | 1986 |  |  |  | Plastic
3632 | CASEYS GENERAL STORE #2984 | 204 W B ST | MCCOOK | 69001 | RED WILLOW | CASEYS RETAIL CO | PO BOX 3001 | ANKENY | IA | 50021-8045 | 3 | Currently in Use | 10000 | Steel | Federally Regulated | Internal Lining(e.g., epoxy resins) | Impressed Current Cathodic Protection | E-10 | 1986 |  |  |  | Plastic
4685 | EAGLE CONVENIENCE STORE #16 | 502 W B ST | MCCOOK | 69001 | RED WILLOW | COLORADO RETAIL VENTURES SERVICES LLC | PO BOX 867 | STERLING | CO | 80751 | 1 | Currently in Use | 7900 | Steel | Federally Regulated |  | Impressed Current Cathodic Protection | #2 Diesel | 1966 |  |  | Double Walled | Plastic
4685 | EAGLE CONVENIENCE STORE #16 | 502 W B ST | MCCOOK | 69001 | RED WILLOW | COLORADO RETAIL VENTURES SERVICES LLC | PO BOX 867 | STERLING | CO | 80751 | 2 | Currently in Use | 8565 | Steel | Federally Regulated |  | Impressed Current Cathodic Protection | E-10 | 1966 |  |  | Double Walled | Plastic
4685 | EAGLE CONVENIENCE STORE #16 | 502 W B ST | MCCOOK | 69001 | RED WILLOW | COLORADO RETAIL VENTURES SERVICES LLC | PO BOX 867 | STERLING | CO | 80751 | 3 | Currently in Use | 6006 | Steel | Federally Regulated |  | Impressed Current Cathodic Protection | Premium Unleaded | 1966 |  |  | Double Walled | Plastic
5119 | KEN BOLLERUP | 402 EAST B ST | MCCOOK | 69001 | RED WILLOW | BOLLERUP, KEN | 703 W 'J' ST | MCCOOK | NE | 68001 | 1 | Permanently Out of Use | 9999 | Steel | Federally Regulated | None | TAR | Empty, Regular Unleaded | 1962 |  |  |  | Unknown
5119 | KEN BOLLERUP | 402 EAST B ST | MCCOOK | 69001 | RED WILLOW | BOLLERUP, KEN | 703 W 'J' ST | MCCOOK | NE | 68001 | 2 | Permanently Out of Use | 9999 | Steel | Federally Regulated | None | TAR | Empty, Regular Unleaded | 1962 |  |  |  | Unknown
12640 | KILDARE LUMBER COMPANY | 202 E B ST | MCCOOK | 69001 | RED WILLOW | UNKNOWN | 202 E B ST | MCCOOK | NE | 69001 | 1 | Permanently Out of Use | 500 | Unknown | Federally Regulated |  |  |  | 1901
3516 | M & W EQUIPMENT INC | 520 WEST B ST | MCCOOK | 69001 | RED WILLOW | MESSINGER, WILLARD | RR 4 | MCCOOK | NE | 69001 | 1 | Permanently Out of Use | 1000 | Steel | Federally Regulated | Unknown | Unknown | Empty | 1974 |  |  |  | Unknown
12044 | MCCOOK WASTE WATER TREATMENT | 38650 RAVENSWOOD RD | MCCOOK | 69001 | RED WILLOW | CITY OF MCCOOK | PO BOX 1059 | MCCOOK | NE | 69001 | 1 | Currently in Use | 1000 | Fiberglass Reinforced Plastic | Federally Regulated | None | None | #2 Diesel, Other->DYED | 2000 |  |  |  | Plastic
831 | NEBRASKA DEPT OF TRANS | 38764 HWY 6 | MCCOOK | 69001 | RED WILLOW | NEB DEPT OF TRANS | 5001 S 14TH ST | LINCOLN | NE | 68512 | 1 | Currently in Use | 3000 | Steel | Federally Regulated | None | Fiberglass Reinforced Plastic Coated, Galvanic/Sacrificial Current Cathodic Protection | E-15 | 1993 |  |  |  | Fiberglass Reinforced Plastic
831 | NEBRASKA DEPT OF TRANS | 38764 HWY 6 | MCCOOK | 69001 | RED WILLOW | NEB DEPT OF TRANS | 5001 S 14TH ST | LINCOLN | NE | 68512 | 2 | Currently in Use | 3000 | Steel | Federally Regulated | None | Fiberglass Reinforced Plastic Coated, Galvanic/Sacrificial Current Cathodic Protection | #2 Diesel | 1993 |  |  |  | Fiberglass Reinforced Plastic
12812 | NSTANT CONVENIENCE | 1201 W B ST | MCCOOK | 69001 | RED WILLOW | NICK NOTHNAGLE | PO BOX 217 | MCCOOK | NE | 69001 | 1 | Currently in Use | 5000 | Fiberglass Reinforced Plastic | Federally Regulated |  |  | Premium Unleaded | 2021 |  |  | Double Walled | Plastic
12812 | NSTANT CONVENIENCE | 1201 W B ST | MCCOOK | 69001 | RED WILLOW | NICK NOTHNAGLE | PO BOX 217 | MCCOOK | NE | 69001 | 2 | Currently in Use | 10000 | Fiberglass Reinforced Plastic | Federally Regulated |  |  | E-10 | 2021 |  |  | Double Walled
12812 | NSTANT CONVENIENCE | 1201 W B ST | MCCOOK | 69001 | RED WILLOW | NICK NOTHNAGLE | PO BOX 217 | MCCOOK | NE | 69001 | 3 | Currently in Use | 5000 | Fiberglass Reinforced Plastic | Federally Regulated |  |  | Regular Unleaded | 2021 |  |  | Double Walled | Plastic
12812 | NSTANT CONVENIENCE | 1201 W B ST | MCCOOK | 69001 | RED WILLOW | NICK NOTHNAGLE | PO BOX 217 | MCCOOK | NE | 69001 | 4 | Currently in Use | 10000 | Fiberglass Reinforced Plastic | Federally Regulated |  |  | #2 Diesel | 2021 |  |  | Double Walled | Plastic
7465 | RED WILLOW AVIATION & SPRAYING | 1900 AIRPORT RD | MCCOOK | 69001 | RED WILLOW | RED WILLOW AVIATION SPRAYING INC | PO BOX 444 | MCCOOK | NE | 69001 | 5 | Currently in Use | 10000 | Fiberglass Reinforced Plastic | Federally Regulated | None | None | Other->Aviation Gas | 1998 |  |  |  | Fiberglass Reinforced Plastic
7465 | RED WILLOW AVIATION & SPRAYING | 1900 AIRPORT RD | MCCOOK | 69001 | RED WILLOW | RED WILLOW AVIATION SPRAYING INC | PO BOX 444 | MCCOOK | NE | 69001 | 6 | Currently in Use | 10000 | Fiberglass Reinforced Plastic | Federally Regulated | None | None | Other->Jet A | 1998 |  |  |  | Fiberglass Reinforced Plastic
11970 | RED WILLOW COUNTY | 609 W M ST | MCCOOK | 69001 | RED WILLOW | RED WILLOW COUNTY | 502 NORRIS AVENUE | MCCOOK | NE | 69001 | 1 | Currently in Use | 1000 | Steel | Federally Regulated | None | Galvanic/Sacrificial Current Cathodic Protection, STIP3 Tank | #1 Diesel, Other->dyed diesel | 2002 |  |  |  | Fiberglass Reinforced Plastic
12549 | RYE PAINTING (FORMER) | 601 NORRIS AVE | MCCOOK | 69001 | RED WILLOW | UNKNOWN | UNKNOWN | MCCOOK | NE | null | 1 | Permanently Out of Use | 1000 | Unknown | Federally Regulated | Unknown | Unknown | Unknown | 1901
12549 | RYE PAINTING (FORMER) | 601 NORRIS AVE | MCCOOK | 69001 | RED WILLOW | UNKNOWN | UNKNOWN | MCCOOK | NE | null | 2 | Permanently Out of Use | 1000 | Unknown | Federally Regulated | Unknown | Unknown | Unknown | 1901
12043 | XPRESS 24 | 74 S HIGHWAY 83 | MCCOOK | 69001 | RED WILLOW | FRENCHMAN VALLEY COOP | PO BOX 578 | IMPERIAL | NE | 69033 | 1 | Currently in Use | 8000 | Steel | Federally Regulated | None | Galvanic/Sacrificial Current Cathodic Protection | E-10 | 2000 |  |  |  | Fiberglass Reinforced Plastic
12043 | XPRESS 24 | 74 S HIGHWAY 83 | MCCOOK | 69001 | RED WILLOW | FRENCHMAN VALLEY COOP | PO BOX 578 | IMPERIAL | NE | 69033 | 2 | Currently in Use | 8000 | Steel | Federally Regulated | None | Galvanic/Sacrificial Current Cathodic Protection | #2 Diesel, Other->dyed | 2000 |  |  |  | Fiberglass Reinforced Plastic
12043 | XPRESS 24 | 74 S HIGHWAY 83 | MCCOOK | 69001 | RED WILLOW | FRENCHMAN VALLEY COOP | PO BOX 578 | IMPERIAL | NE | 69033 | 3 | Currently in Use | 8000 | Steel | Federally Regulated | None | Galvanic/Sacrificial Current Cathodic Protection | #2 Diesel | 2000 |  |  |  | Fiberglass Reinforced Plastic
12043 | XPRESS 24 | 74 S HIGHWAY 83 | MCCOOK | 69001 | RED WILLOW | FRENCHMAN VALLEY COOP | PO BOX 578 | IMPERIAL | NE | 69033 | 4 | Currently in Use | 8000 | Steel | Federally Regulated | None | Galvanic/Sacrificial Current Cathodic Protection | #1 Diesel | 2000 |  |  |  | Fiberglass Reinforced Plastic
2761 | FARMERS COOPERATIVE - MCCOOL JUNCTION | 211 1ST ST | MCCOOL JUNCTION | 68401 | YORK | FARMERS COOPERATIVE | PO BOX 263 | DORCHESTER | NE | 68343-0263 | 1 | Currently in Use | 6000 | Steel | Federally Regulated | None | Galvanic/Sacrificial Current Cathodic Protection, Painted(e.g., asphaltic), STIP3 Tank | Regular Unleaded | 1991 |  |  |  | Fiberglass Reinforced Plastic
2761 | FARMERS COOPERATIVE - MCCOOL JUNCTION | 211 1ST ST | MCCOOL JUNCTION | 68401 | YORK | FARMERS COOPERATIVE | PO BOX 263 | DORCHESTER | NE | 68343-0263 | 2 | Currently in Use | 6000 | Steel | Federally Regulated | None | Galvanic/Sacrificial Current Cathodic Protection, Painted(e.g., asphaltic), STIP3 Tank | Regular Unleaded | 1991 |  |  |  | Fiberglass Reinforced Plastic
2761 | FARMERS COOPERATIVE - MCCOOL JUNCTION | 211 1ST ST | MCCOOL JUNCTION | 68401 | YORK | FARMERS COOPERATIVE | PO BOX 263 | DORCHESTER | NE | 68343-0263 | 3 | Currently in Use | 6000 | Steel | Federally Regulated | None | Galvanic/Sacrificial Current Cathodic Protection, Painted(e.g., asphaltic), STIP3 Tank | #2 Diesel | 1991 |  |  |  | Fiberglass Reinforced Plastic
3688 | GALVIN IMPLEMENT | GENERAL DELIVERY | MCLEAN | 68747 | PIERCE | GALVIN, CLIFFORD | GENERAL DELIVERY | MCLEAN | NE | 68747 | 1 | Permanently Out of Use | 1000 | Steel | Federally Regulated | Unknown | Painted(e.g., asphaltic) | Regular Unleaded | 1984 |  |  |  | Steel
2713 | ECKLEY TRUCKING LLC | 226 N ELM ST | MEAD | 68041 | SAUNDERS | ECKLEY TRUCKING LLC | PO BOX 356 | MEAD | NE | 68041 | 2 | Currently in Use | 12000 | Jacketed | Federally Regulated |  |  | #2 Diesel | 2017 |  |  | Double Walled | Plastic, Plastic
3955 | KONECKY OIL CO | 990 COUNTY RD M | MEAD | 68041 | SAUNDERS | KONECKY OIL CO | 990 COUNTY RD M | MEAD | NE | 68041 | 1 | Currently in Use | 8000 | Steel | Federally Regulated | Internal Lining(e.g., epoxy resins) | Impressed Current Cathodic Protection | Other->#2 Dyed Diesel | 1982 |  |  |  | Fiberglass Reinforced Plastic
3955 | KONECKY OIL CO | 990 COUNTY RD M | MEAD | 68041 | SAUNDERS | KONECKY OIL CO | 990 COUNTY RD M | MEAD | NE | 68041 | 2 | Currently in Use | 8000 | Steel | Federally Regulated | Internal Lining(e.g., epoxy resins) | Impressed Current Cathodic Protection | Regular Unleaded | 1982 |  |  |  | Fiberglass Reinforced Plastic
3955 | KONECKY OIL CO | 990 COUNTY RD M | MEAD | 68041 | SAUNDERS | KONECKY OIL CO | 990 COUNTY RD M | MEAD | NE | 68041 | 3 | Currently in Use | 8000 | Steel | Federally Regulated | Internal Lining(e.g., epoxy resins) | Impressed Current Cathodic Protection | Regular Unleaded | 1982 |  |  |  | Fiberglass Reinforced Plastic
3955 | KONECKY OIL CO | 990 COUNTY RD M | MEAD | 68041 | SAUNDERS | KONECKY OIL CO | 990 COUNTY RD M | MEAD | NE | 68041 | 4 | Currently in Use | 8000 | Steel | Federally Regulated | Internal Lining(e.g., epoxy resins) | Impressed Current Cathodic Protection | #2 Diesel | 1982 |  |  |  | Fiberglass Reinforced Plastic
3955 | KONECKY OIL CO | 990 COUNTY RD M | MEAD | 68041 | SAUNDERS | KONECKY OIL CO | 990 COUNTY RD M | MEAD | NE | 68041 | 5 | Currently in Use | 4000 | Steel | Federally Regulated | Internal Lining(e.g., epoxy resins) | Impressed Current Cathodic Protection | #2 Diesel | 1982 |  |  |  | Fiberglass Reinforced Plastic
5300 | UNL-AGRON DEPT IANR | S 1/2 SEC 21 T14N R9E | MEAD | 68041 | SAUNDERS | UNL AGRON DEPT IANR | PO BOX 163 | MEAD | NE | 68041 | 1 | Permanently Out of Use | 5000 | Steel | Federally Regulated | Unknown | Unknown | Regular Unleaded | 1956 |  |  |  | Unknown
5300 | UNL-AGRON DEPT IANR | S 1/2 SEC 21 T14N R9E | MEAD | 68041 | SAUNDERS | UNL AGRON DEPT IANR | PO BOX 163 | MEAD | NE | 68041 | 2 | Permanently Out of Use | 3000 | Steel | Heating Oil | Unknown | Unknown | Empty, Heating Oil 2 | 1956 |  |  |  | Unknown
6556 | T-BONE NORTH | 101 HIGHWAY 275 | MEADOW GROVE | 68752 | MADISON | MJD INVESTMENTS | 101 HIGHWAY 275 | MEADOW GROVE | NE | 68752 | 1 | Currently in Use | 4000 | Steel | Federally Regulated | None | Impressed Current Cathodic Protection | #2 Diesel | 1977 |  |  |  | Steel
6556 | T-BONE NORTH | 101 HIGHWAY 275 | MEADOW GROVE | 68752 | MADISON | MJD INVESTMENTS | 101 HIGHWAY 275 | MEADOW GROVE | NE | 68752 | 2 | Currently in Use | 12000 | Steel | Federally Regulated | None | Impressed Current Cathodic Protection | #2 Diesel | 1977 |  |  |  | Steel
6556 | T-BONE NORTH | 101 HIGHWAY 275 | MEADOW GROVE | 68752 | MADISON | MJD INVESTMENTS | 101 HIGHWAY 275 | MEADOW GROVE | NE | 68752 | 3 | Currently in Use | 12000 | Steel | Federally Regulated | None | Impressed Current Cathodic Protection | #2 Diesel | 1977 |  |  |  | Steel
6556 | T-BONE NORTH | 101 HIGHWAY 275 | MEADOW GROVE | 68752 | MADISON | MJD INVESTMENTS | 101 HIGHWAY 275 | MEADOW GROVE | NE | 68752 | 4 | Currently in Use | 10000 | Steel | Federally Regulated | None | Galvanic/Sacrificial Current Cathodic Protection, STIP3 Tank | Regular Unleaded | 1989 |  |  |  | Steel
6556 | T-BONE NORTH | 101 HIGHWAY 275 | MEADOW GROVE | 68752 | MADISON | MJD INVESTMENTS | 101 HIGHWAY 275 | MEADOW GROVE | NE | 68752 | 5 | Currently in Use | 10000 | Steel | Federally Regulated | None | Galvanic/Sacrificial Current Cathodic Protection, STIP3 Tank | Premium Unleaded | 1989 |  |  |  | Steel
6556 | T-BONE NORTH | 101 HIGHWAY 275 | MEADOW GROVE | 68752 | MADISON | MJD INVESTMENTS | 101 HIGHWAY 275 | MEADOW GROVE | NE | 68752 | 6 | Currently in Use | 10000 | Steel | Federally Regulated | None | Galvanic/Sacrificial Current Cathodic Protection, STIP3 Tank | Premium Unleaded | 1989 |  |  |  | Steel
4192 | CANTRELL SEE FARMS INC | NW OF MERNA | MERNA | 68856 | CUSTER | CANTRELL SEE FARMS INC | RR | MERNA | NE | 68856 | 1 | Permanently Out of Use | 14000 | Steel | Federally Regulated | None | Painted(e.g., asphaltic) | #2 Diesel | 1976 |  |  |  | Steel
4192 | CANTRELL SEE FARMS INC | NW OF MERNA | MERNA | 68856 | CUSTER | CANTRELL SEE FARMS INC | RR | MERNA | NE | 68856 | 2 | Permanently Out of Use | 10000 | Steel | Federally Regulated | None | Painted(e.g., asphaltic) | Regular Unleaded | 1981 |  |  |  | Steel
4192 | CANTRELL SEE FARMS INC | NW OF MERNA | MERNA | 68856 | CUSTER | CANTRELL SEE FARMS INC | RR | MERNA | NE | 68856 | 3 | Permanently Out of Use | 3000 | Steel | Federally Regulated | None | Painted(e.g., asphaltic) | #2 Diesel | 1976 |  |  |  | Steel
4192 | CANTRELL SEE FARMS INC | NW OF MERNA | MERNA | 68856 | CUSTER | CANTRELL SEE FARMS INC | RR | MERNA | NE | 68856 | 4 | Permanently Out of Use | 3000 | Steel | Federally Regulated | None | Painted(e.g., asphaltic) | #2 Diesel | 1976 |  |  |  | Steel
4192 | CANTRELL SEE FARMS INC | NW OF MERNA | MERNA | 68856 | CUSTER | CANTRELL SEE FARMS INC | RR | MERNA | NE | 68856 | 5 | Permanently Out of Use | 3000 | Steel | Federally Regulated | None | Painted(e.g., asphaltic) | Regular Unleaded | 1976 |  |  |  | Steel
7464 | MERNA VALLEY AG | 80349 RD 432 | MERNA | 68856 | CUSTER | MERNA VALLEY AG | 80349 RD 432 | MERNA | NE | 68856 | 3 | Currently in Use | 10000 | Fiberglass Reinforced Plastic | Federally Regulated | None | None | Regular Unleaded | 1999 |  |  |  | Fiberglass Reinforced Plastic
7464 | MERNA VALLEY AG | 80349 RD 432 | MERNA | 68856 | CUSTER | MERNA VALLEY AG | 80349 RD 432 | MERNA | NE | 68856 | 4 | Currently in Use | 10000 | Fiberglass Reinforced Plastic | Federally Regulated | None | None | #2 Diesel, Other->DYED DIESEL | 1999 |  |  |  | Fiberglass Reinforced Plastic
7464 | MERNA VALLEY AG | 80349 RD 432 | MERNA | 68856 | CUSTER | MERNA VALLEY AG | 80349 RD 432 | MERNA | NE | 68856 | 5 | Currently in Use | 10000 | Fiberglass Reinforced Plastic | Federally Regulated | None | None | #2 Diesel, Other->DYED DIESEL | 1999 |  |  |  | Fiberglass Reinforced Plastic
12419 | TROTTERS WHOA & GO | 503 W OLD HWY 2 | MERNA | 68856 | CUSTER | TROTTER MERNA LLC | PO BOX 158 | ARCADIA | NE | 68815 | 1 | Currently in Use | 4000 | Fiberglass Reinforced Plastic | Federally Regulated | None | None | E-85 | 2008 |  |  | Double Walled | Plastic
12419 | TROTTERS WHOA & GO | 503 W OLD HWY 2 | MERNA | 68856 | CUSTER | TROTTER MERNA LLC | PO BOX 158 | ARCADIA | NE | 68815 | 2 | Currently in Use | 8000 | Fiberglass Reinforced Plastic | Federally Regulated | None | None | Regular Unleaded | 2008 |  |  | Double Walled | Plastic
12419 | TROTTERS WHOA & GO | 503 W OLD HWY 2 | MERNA | 68856 | CUSTER | TROTTER MERNA LLC | PO BOX 158 | ARCADIA | NE | 68815 | 3 | Currently in Use | 6000 | Fiberglass Reinforced Plastic | Federally Regulated | None | None | Other->Soy Diesel | 2008 |  |  | Double Walled | Plastic
12419 | TROTTERS WHOA & GO | 503 W OLD HWY 2 | MERNA | 68856 | CUSTER | TROTTER MERNA LLC | PO BOX 158 | ARCADIA | NE | 68815 | 4 | Currently in Use | 6000 | Fiberglass Reinforced Plastic | Federally Regulated | None | None | #1 Diesel | 2008 |  |  | Double Walled | Plastic
12419 | TROTTERS WHOA & GO | 503 W OLD HWY 2 | MERNA | 68856 | CUSTER | TROTTER MERNA LLC | PO BOX 158 | ARCADIA | NE | 68815 | 5 | Currently in Use | 4000 | Fiberglass Reinforced Plastic | Federally Regulated | None | None | #1 Diesel | 2008 |  |  | Double Walled | Plastic
3560 | BUCKLES SERVICE STATION | E HWY 20 | MERRIMAN | 69218 | CHERRY | RONALD SCHNEIDER | 106 E HWY 20 | MERRIMAN | NE | 69218 | 2 | Currently in Use | 5000 | Steel | Federally Regulated | None | Galvanic/Sacrificial Current Cathodic Protection, STIP3 Tank | Regular Unleaded | 1991 |  |  |  | Fiberglass Reinforced Plastic
3560 | BUCKLES SERVICE STATION | E HWY 20 | MERRIMAN | 69218 | CHERRY | RONALD SCHNEIDER | 106 E HWY 20 | MERRIMAN | NE | 69218 | 3 | Currently in Use | 5000 | Steel | Federally Regulated | None | Galvanic/Sacrificial Current Cathodic Protection, STIP3 Tank | Regular Unleaded | 1991 |  |  |  | Fiberglass Reinforced Plastic
543 | KRNE TV CHANNEL 12 | 17 miles S Highway 61 | MERRIMAN | 69128 | CHERRY | NEBRASKA ETV COMMISSION | 1800 N 33RD ST | LINCOLN | NE | 68503 | 2 | Currently in Use | 500 | Steel | Federally Regulated | None | Galvanic/Sacrificial Current Cathodic Protection, STIP3 Tank | #2 Diesel | 1996 |  |  |  | Plastic
966 | ALAN ENSLEY | RR H | MILFORD | 68405 | SEWARD | H R JACOBS TRUST & ANN MATISON | PO BOX 81008 | LINCOLN | NE | 68501 | 1 | Permanently Out of Use | 2000 | Steel | Federally Regulated | Unknown | Unknown | Empty | 1966 |  |  |  | Unknown
966 | ALAN ENSLEY | RR H | MILFORD | 68405 | SEWARD | H R JACOBS TRUST & ANN MATISON | PO BOX 81008 | LINCOLN | NE | 68501 | 2 | Permanently Out of Use | 2000 | Steel | Federally Regulated | Unknown | Unknown | Empty | 1966 |  |  |  | Unknown
8398 | CASEYS GENERAL STORE #1622 | 403 S ELM ST | MILFORD | 68405 | SEWARD | CASEYS RETAIL CO | PO BOX 3001 | ANKENY | IA | 50021-8045 | 1 | Currently in Use | 10000 | Fiberglass Reinforced Plastic | Federally Regulated | None | None | Regular Unleaded | 1991 |  |  |  | Fiberglass Reinforced Plastic
8398 | CASEYS GENERAL STORE #1622 | 403 S ELM ST | MILFORD | 68405 | SEWARD | CASEYS RETAIL CO | PO BOX 3001 | ANKENY | IA | 50021-8045 | 2 | Currently in Use | 10000 | Fiberglass Reinforced Plastic | Federally Regulated | None | None | Regular Unleaded | 1991 |  |  |  | Fiberglass Reinforced Plastic
11356 | FARMERS COOPERATIVE - MILFORD | 101 N WALNUT | MILFORD | 68405 | SEWARD | FARMERS COOPERATIVE | PO BOX 263 | DORCHESTER | NE | 68343-0263 | 1 | Currently in Use | 1500 | Steel | Federally Regulated | None | Galvanic/Sacrificial Current Cathodic Protection, STIP3 Tank | #2 Diesel | 1992 |  |  |  | coated steel - booted, Fiberglass Reinforced Plastic
11356 | FARMERS COOPERATIVE - MILFORD | 101 N WALNUT | MILFORD | 68405 | SEWARD | FARMERS COOPERATIVE | PO BOX 263 | DORCHESTER | NE | 68343-0263 | 2 | Currently in Use | 1500 | Steel | Federally Regulated | None | Galvanic/Sacrificial Current Cathodic Protection, STIP3 Tank | Regular Unleaded | 1992 |  |  |  | coated steel - booted, Fiberglass Reinforced Plastic
2726 | SPEEDEE MART 2875 MILFORD | 923 238TH RD | MILFORD | 68405 | SEWARD | DANCO II 2875 MILFORD LLC | PO BOX 10 | VALENTINE | NE | 69201 | 1 | Currently in Use | 12000 | Fiberglass Reinforced Plastic | Federally Regulated | None | None | Regular Unleaded | 2009 |  |  | Double Walled | Plastic
2726 | SPEEDEE MART 2875 MILFORD | 923 238TH RD | MILFORD | 68405 | SEWARD | DANCO II 2875 MILFORD LLC | PO BOX 10 | VALENTINE | NE | 69201 | 2 | Currently in Use | 20000 | Fiberglass Reinforced Plastic | Federally Regulated | None | None | Regular Unleaded | 2009 |  |  | Double Walled | Plastic
2726 | SPEEDEE MART 2875 MILFORD | 923 238TH RD | MILFORD | 68405 | SEWARD | DANCO II 2875 MILFORD LLC | PO BOX 10 | VALENTINE | NE | 69201 | 3 | Currently in Use | 8000 | Fiberglass Reinforced Plastic | Federally Regulated | None | None | Regular Unleaded | 2009 |  |  | Double Walled | Plastic
2726 | SPEEDEE MART 2875 MILFORD | 923 238TH RD | MILFORD | 68405 | SEWARD | DANCO II 2875 MILFORD LLC | PO BOX 10 | VALENTINE | NE | 69201 | 4 | Currently in Use | 20000 | Fiberglass Reinforced Plastic | Federally Regulated | None | None | #2 Diesel | 2009 |  |  | Double Walled | Plastic
670 | STOP N SHOP #4 | 410 S HIGHWAY 6 | MILFORD | 68405 | SEWARD | SNS PROPERTIES LLC | PO BOX 5546 | LINCOLN | NE | 68505 | 1 | Currently in Use | 8000 | Steel | Federally Regulated | Internal Lining(e.g., epoxy resins) | Impressed Current Cathodic Protection, Painted(e.g., asphaltic) | Regular Unleaded | 1979 |  |  |  | Fiberglass Reinforced Plastic
670 | STOP N SHOP #4 | 410 S HIGHWAY 6 | MILFORD | 68405 | SEWARD | SNS PROPERTIES LLC | PO BOX 5546 | LINCOLN | NE | 68505 | 2 | Currently in Use | 10000 | Steel | Federally Regulated | None | Impressed Current Cathodic Protection, Painted(e.g., asphaltic) | E-10 | 1985 |  |  |  | Fiberglass Reinforced Plastic
670 | STOP N SHOP #4 | 410 S HIGHWAY 6 | MILFORD | 68405 | SEWARD | SNS PROPERTIES LLC | PO BOX 5546 | LINCOLN | NE | 68505 | 3 | Currently in Use | 4000 | Steel | Federally Regulated | None | Galvanic/Sacrificial Current Cathodic Protection, STIP3 Tank | Premium Unleaded | 1999 |  |  |  | Fiberglass Reinforced Plastic
12715 | CASEYS GENERAL STORE #4375 | 1200 ROAD 24 | MILLIGAN | 68406 | FILLMORE | CASEYS RETAIL CO | PO BOX 3001 | ANKENY | IA | 50021-8045 | 1 | Currently in Use | 11000 | Jacketed | Federally Regulated | None | Fiberglass Reinforced Plastic Coated | Regular Unleaded | 2017 |  |  | Double Walled | Plastic
12715 | CASEYS GENERAL STORE #4375 | 1200 ROAD 24 | MILLIGAN | 68406 | FILLMORE | CASEYS RETAIL CO | PO BOX 3001 | ANKENY | IA | 50021-8045 | 2 | Currently in Use | 4000 | Fiberglass Reinforced Plastic | Federally Regulated | None | Fiberglass Reinforced Plastic Coated | Premium Unleaded | 2017 |  |  | Double Walled | Plastic
12715 | CASEYS GENERAL STORE #4375 | 1200 ROAD 24 | MILLIGAN | 68406 | FILLMORE | CASEYS RETAIL CO | PO BOX 3001 | ANKENY | IA | 50021-8045 | 3 | Currently in Use | 11000 | Fiberglass Reinforced Plastic | Federally Regulated | None | Fiberglass Reinforced Plastic Coated | #1 Diesel | 2017 |  |  | Double Walled | Plastic
12715 | CASEYS GENERAL STORE #4375 | 1200 ROAD 24 | MILLIGAN | 68406 | FILLMORE | CASEYS RETAIL CO | PO BOX 3001 | ANKENY | IA | 50021-8045 | 4 | Currently in Use | 4000 | Fiberglass Reinforced Plastic | Federally Regulated | None | Fiberglass Reinforced Plastic Coated | E-85 | 2017 |  |  | Double Walled | Plastic
5407 | FARMERS COOPERATIVE - MILLIGAN | 307 N ST | MILLIGAN | 68406 | FILLMORE | FARMERS COOPERATIVE | PO BOX 263 | DORCHESTER | NE | 68343-0263 | 3 | Currently in Use | 6000 | Composite | Federally Regulated | None | Fiberglass Reinforced Plastic Coated | E-10 | 1998 |  |  |  | Fiberglass Reinforced Plastic
5407 | FARMERS COOPERATIVE - MILLIGAN | 307 N ST | MILLIGAN | 68406 | FILLMORE | FARMERS COOPERATIVE | PO BOX 263 | DORCHESTER | NE | 68343-0263 | 4 | Currently in Use | 4000 | Composite | Federally Regulated | None | Fiberglass Reinforced Plastic Coated | Regular Unleaded | 1998 |  |  |  | Fiberglass Reinforced Plastic
1825 | OLIVA CONST CO | MAIN ST | MILLIGAN | 68406 | FILLMORE | OLIVA CONST CO | PO BOX 412 | MILLIGAN | NE | 68406 | 1 | Permanently Out of Use | 1000 | Unknown | Federally Regulated | Unknown | Unknown | Regular Unleaded | 1901 | 8/1/1989 |  |  | Unknown
1825 | OLIVA CONST CO | MAIN ST | MILLIGAN | 68406 | FILLMORE | OLIVA CONST CO | PO BOX 412 | MILLIGAN | NE | 68406 | 2 | Permanently Out of Use | 500 | Unknown | Federally Regulated | Unknown | Unknown | Regular Unleaded | 1900 | 12/1/1976 |  |  | Unknown
7225 | SWEETWATER SUBSTATION | NW 1/4 SEC 33-13-17 | MILTON | 68858 | CUSTER | NEBRASKA PUBLIC POWER DIST ATTN: KEITH KAREL | 1414 15TH ST | COLUMBUS | NE | 68602 | 1 | Currently in Use | 550 | Fiberglass Reinforced Plastic | Federally Regulated | None | None | #2 Diesel, Other->DYED | 1980 |  |  |  | COPPER IN CHASE
5535 | HARRYS TRUCK STOP & CAFE INC | HWY 26 E | MINATARE | 69356 | SCOTTS BLUFF | HARRYS TRUCK STOP & CAFE INC | PO BOX 465 | MINATARE | NE | 69356 | 1 | Permanently Out of Use | 1000 | Steel | Federally Regulated | Unknown | Painted(e.g., asphaltic) | Regular Unleaded | 1966 | 4/1/1986 |  |  | Steel
5535 | HARRYS TRUCK STOP & CAFE INC | HWY 26 E | MINATARE | 69356 | SCOTTS BLUFF | HARRYS TRUCK STOP & CAFE INC | PO BOX 465 | MINATARE | NE | 69356 | 2 | Permanently Out of Use | 1000 | Steel | Federally Regulated | Unknown | Painted(e.g., asphaltic) | Regular Unleaded | 1966 | 4/1/1986 |  |  | Steel
5535 | HARRYS TRUCK STOP & CAFE INC | HWY 26 E | MINATARE | 69356 | SCOTTS BLUFF | HARRYS TRUCK STOP & CAFE INC | PO BOX 465 | MINATARE | NE | 69356 | 3 | Permanently Out of Use | 1500 | Steel | Federally Regulated | Unknown | Painted(e.g., asphaltic) | Used Oil | 1968 | 4/1/1986 |  |  | Steel
5535 | HARRYS TRUCK STOP & CAFE INC | HWY 26 E | MINATARE | 69356 | SCOTTS BLUFF | HARRYS TRUCK STOP & CAFE INC | PO BOX 465 | MINATARE | NE | 69356 | 4 | Permanently Out of Use | 2000 | Steel | Federally Regulated | Unknown | Unknown | Empty | 1961 | 4/1/1986 |  |  | Unknown
12402 | AURORA COOP MINDEN | 1185 33RD RD | MINDEN | 68959 | KEARNEY | AURORA COOPERATIVE ELEVATOR | PO BOX 209 | AURORA | NE | 68818-0209 | 1 | Currently in Use | 10000 | Fiberglass Reinforced Plastic | Federally Regulated | None | None | E-10 | 2007 |  |  | Double Walled | Plastic
12402 | AURORA COOP MINDEN | 1185 33RD RD | MINDEN | 68959 | KEARNEY | AURORA COOPERATIVE ELEVATOR | PO BOX 209 | AURORA | NE | 68818-0209 | 2 | Currently in Use | 10000 | Fiberglass Reinforced Plastic | Federally Regulated | None | None | #2 Diesel | 2007 |  |  | Double Walled | Plastic
12402 | AURORA COOP MINDEN | 1185 33RD RD | MINDEN | 68959 | KEARNEY | AURORA COOPERATIVE ELEVATOR | PO BOX 209 | AURORA | NE | 68818-0209 | 3 | Currently in Use | 10000 | Fiberglass Reinforced Plastic | Federally Regulated | None | None | E-98 | 2007 |  |  | Double Walled | Plastic
11168 | CASEYS GENERAL STORE #1801 | 653 N BROWN AVE | MINDEN | 68959 | KEARNEY | CASEYS RETAIL CO | PO BOX 3001 | ANKENY | IA | 50021-8045 | 1 | Currently in Use | 10000 | Fiberglass Reinforced Plastic | Federally Regulated | None | None | Regular Unleaded | 1994 |  |  |  | Fiberglass Reinforced Plastic
11168 | CASEYS GENERAL STORE #1801 | 653 N BROWN AVE | MINDEN | 68959 | KEARNEY | CASEYS RETAIL CO | PO BOX 3001 | ANKENY | IA | 50021-8045 | 2 | Currently in Use | 10000 | Fiberglass Reinforced Plastic | Federally Regulated | None | None | E-10 | 1994 |  |  |  | Fiberglass Reinforced Plastic
2364 | FILL-N-CHILL #001 | 709 N BROWN AVE | MINDEN | 68959 | KEARNEY | HOFF BROS INC | 305 N HASTINGS AVE STE 201 | HASTINGS | NE | 68901 | 1 | Currently in Use | 6000 | Steel | Federally Regulated | Internal Lining(e.g., epoxy resins) | Impressed Current Cathodic Protection, Painted(e.g., asphaltic) | Regular Unleaded | 1983 |  |  |  | Steel
2364 | FILL-N-CHILL #001 | 709 N BROWN AVE | MINDEN | 68959 | KEARNEY | HOFF BROS INC | 305 N HASTINGS AVE STE 201 | HASTINGS | NE | 68901 | 2 | Currently in Use | 6000 | Steel | Federally Regulated | Internal Lining(e.g., epoxy resins) | Impressed Current Cathodic Protection, Painted(e.g., asphaltic) | E-10 | 1983 |  |  |  | Steel
2364 | FILL-N-CHILL #001 | 709 N BROWN AVE | MINDEN | 68959 | KEARNEY | HOFF BROS INC | 305 N HASTINGS AVE STE 201 | HASTINGS | NE | 68901 | 3 | Currently in Use | 6000 | Steel | Federally Regulated | Internal Lining(e.g., epoxy resins) | Impressed Current Cathodic Protection, Painted(e.g., asphaltic) | E-10 | 1983 |  |  |  | Steel
7176 | J & J RENTALS | 302 E 3RD ST | MINDEN | 68959 | KEARNEY | J & J RENTALS | PO BOX 124 | MINDEN | NE | 68959 | 1 | Permanently Out of Use | 1000 | Unknown | Federally Regulated | Unknown | Unknown | Mixed | 1901 | 1/1/1983 |  |  | Unknown
7176 | J & J RENTALS | 302 E 3RD ST | MINDEN | 68959 | KEARNEY | J & J RENTALS | PO BOX 124 | MINDEN | NE | 68959 | 2 | Permanently Out of Use | 560 | Unknown | Federally Regulated | Unknown | Unknown | Mixed | 1901 | 1/1/1983 |  |  | Unknown
7176 | J & J RENTALS | 302 E 3RD ST | MINDEN | 68959 | KEARNEY | J & J RENTALS | PO BOX 124 | MINDEN | NE | 68959 | 3 | Permanently Out of Use | 4000 | Unknown | Federally Regulated | Unknown | Unknown | Mixed | 1901 | 1/1/1983 |  |  | Unknown
7176 | J & J RENTALS | 302 E 3RD ST | MINDEN | 68959 | KEARNEY | J & J RENTALS | PO BOX 124 | MINDEN | NE | 68959 | 4 | Permanently Out of Use | 99999 | Unknown | Federally Regulated | Unknown | Unknown | Mixed | 1901 | 1/1/1983 |  |  | Unknown
6201 | KEARNEY COUNTY ROAD DEPT | 1124 E 9TH ST | MINDEN | 68959 | KEARNEY | KEARNEY COUNTY ROAD DEPT | 1124 E 9TH ST | MINDEN | NE | 68959 | 3 | Currently in Use | 10000 | Fiberglass Reinforced Plastic | Federally Regulated | None | None | Regular Unleaded | 1996 |  |  |  | Fiberglass Reinforced Plastic
6201 | KEARNEY COUNTY ROAD DEPT | 1124 E 9TH ST | MINDEN | 68959 | KEARNEY | KEARNEY COUNTY ROAD DEPT | 1124 E 9TH ST | MINDEN | NE | 68959 | 4 | Currently in Use | 10000 | Fiberglass Reinforced Plastic | Federally Regulated | None | None | #2 Diesel | 1996 |  |  |  | Fiberglass Reinforced Plastic
813 | NEBRASKA DEPT OF TRANS | 509 W 9TH ST | MINDEN | 68959 | KEARNEY | NEB DEPT OF TRANS | 5001 S 14TH ST | LINCOLN | NE | 68512 | 1 | Currently in Use | 3380 | Fiberglass Reinforced Plastic | Federally Regulated | Unknown | Unknown | #2 Diesel | 1985 |  |  |  | Fiberglass Reinforced Plastic
10 | PUMP 24 | 1201 N BROWN AVE | MINDEN | 68959 | KEARNEY | COOPERATIVE PRODUCERS INC | PO BOX 1008 | HASTINGS | NE | 68902-1008 | 1 | Currently in Use | 10000 | Steel | Federally Regulated | Internal Lining(e.g., epoxy resins) | IMPRESSED CURRENT 97, Impressed Current Cathodic Protection, Painted(e.g., asphaltic) | E-10 | 1987 |  |  |  | Fiberglass Reinforced Plastic
10 | PUMP 24 | 1201 N BROWN AVE | MINDEN | 68959 | KEARNEY | COOPERATIVE PRODUCERS INC | PO BOX 1008 | HASTINGS | NE | 68902-1008 | 2 | Currently in Use | 10000 | Steel | Federally Regulated | Unknown | IMPRESSED CURRENT 97, Impressed Current Cathodic Protection, Painted(e.g., asphaltic) | #2 Diesel | 1987 |  |  |  | Fiberglass Reinforced Plastic
2769 | WILSON AUTOMOTIVE | 302 N MINDEN AVE | MINDEN | 68959 | KEARNEY | WILSON AUTOMOTIVE | PO BOX 131 | MINDEN | NE | 68959 | 1 | Permanently Out of Use | 4000 | Steel | Federally Regulated | Internal Lining(e.g., epoxy resins) | Impressed Current Cathodic Protection | #2 Diesel | 1985 | 9/1/2011 |  |  | Fiberglass Reinforced Plastic
2769 | WILSON AUTOMOTIVE | 302 N MINDEN AVE | MINDEN | 68959 | KEARNEY | WILSON AUTOMOTIVE | PO BOX 131 | MINDEN | NE | 68959 | 2 | Permanently Out of Use | 4000 | Steel | Federally Regulated | Internal Lining(e.g., epoxy resins) | Impressed Current Cathodic Protection | E-10 | 1985 | 9/1/2011 |  |  | Fiberglass Reinforced Plastic
2769 | WILSON AUTOMOTIVE | 302 N MINDEN AVE | MINDEN | 68959 | KEARNEY | WILSON AUTOMOTIVE | PO BOX 131 | MINDEN | NE | 68959 | 3 | Permanently Out of Use | 4000 | Steel | Federally Regulated | Internal Lining(e.g., epoxy resins) | Impressed Current Cathodic Protection | Kerosene | 1985 | 9/1/2011 |  |  | Steel
2769 | WILSON AUTOMOTIVE | 302 N MINDEN AVE | MINDEN | 68959 | KEARNEY | WILSON AUTOMOTIVE | PO BOX 131 | MINDEN | NE | 68959 | 4 | Permanently Out of Use | 4000 | Steel | Federally Regulated | Internal Lining(e.g., epoxy resins) | Impressed Current Cathodic Protection | Other->#1 Dyed Diesel | 1985 | 9/1/2011 |  |  | Steel
2769 | WILSON AUTOMOTIVE | 302 N MINDEN AVE | MINDEN | 68959 | KEARNEY | WILSON AUTOMOTIVE | PO BOX 131 | MINDEN | NE | 68959 | 5 | Permanently Out of Use | 9500 | Steel | Federally Regulated | Internal Lining(e.g., epoxy resins) | Impressed Current Cathodic Protection | Regular Unleaded | 1983 | 9/1/2011 |  |  | Fiberglass Reinforced Plastic
2769 | WILSON AUTOMOTIVE | 302 N MINDEN AVE | MINDEN | 68959 | KEARNEY | WILSON AUTOMOTIVE | PO BOX 131 | MINDEN | NE | 68959 | 6 | Permanently Out of Use | 6500 | Steel | Federally Regulated | Internal Lining(e.g., epoxy resins) | Impressed Current Cathodic Protection | #2 Diesel, Other->#2 Dyed Diesel | 1981 | 9/1/2011 |  |  | Fiberglass Reinforced Plastic
5975 | JOHNNYs CONOCO | 2150 BROADWAY | MITCHELL | 69357 | SCOTTS BLUFF | JOHN RODRIQUEZ | P 2127 17TH ST | MITCHELL | NE | 69357 | 1 | Permanently Out of Use | 99999 | Steel | Federally Regulated | Unknown | Painted(e.g., asphaltic) | Regular Unleaded | 1959 | 1/1/1987 |  |  | Steel
5975 | JOHNNYs CONOCO | 2150 BROADWAY | MITCHELL | 69357 | SCOTTS BLUFF | JOHN RODRIQUEZ | P 2127 17TH ST | MITCHELL | NE | 69357 | 2 | Permanently Out of Use | 99999 | Fiberglass Reinforced Plastic | Federally Regulated | Unknown | Unknown | Regular Unleaded | 1901 | 1/1/1987 |  |  | Unknown
5975 | JOHNNYs CONOCO | 2150 BROADWAY | MITCHELL | 69357 | SCOTTS BLUFF | JOHN RODRIQUEZ | P 2127 17TH ST | MITCHELL | NE | 69357 | 3 | Permanently Out of Use | 99999 | Fiberglass Reinforced Plastic | Federally Regulated | Unknown | Unknown | Regular Unleaded | 1901 | 1/1/1987 |  |  | Unknown
5975 | JOHNNYs CONOCO | 2150 BROADWAY | MITCHELL | 69357 | SCOTTS BLUFF | JOHN RODRIQUEZ | P 2127 17TH ST | MITCHELL | NE | 69357 | 4 | Permanently Out of Use | 99999 | Steel | Federally Regulated | Unknown | Painted(e.g., asphaltic) | Regular Unleaded | 1959 | 1/1/1987 |  |  | Steel
11204 | KWIK STOP #17 | 1109 BROADWAY | MITCHELL | 69357 | SCOTTS BLUFF | KWIK STOP FOOD STORES INC | PO BOX 1665 | NORTH PLATTE | NE | 69103 | 1 | Currently in Use | 4000 | Composite | Federally Regulated | None | Fiberglass Reinforced Plastic Coated, Impressed Current Cathodic Protection | Regular Unleaded | 1994 |  |  | Double Walled | Plastic, Plastic
11204 | KWIK STOP #17 | 1109 BROADWAY | MITCHELL | 69357 | SCOTTS BLUFF | KWIK STOP FOOD STORES INC | PO BOX 1665 | NORTH PLATTE | NE | 69103 | 2 | Currently in Use | 4000 | Composite | Federally Regulated | None | Fiberglass Reinforced Plastic Coated, Impressed Current Cathodic Protection | Regular Unleaded | 1994 |  |  | Double Walled | Plastic, Plastic
1394 | M MART | HWY 22 | MONROE | 68647 | PLATTE | VSC INC | PO BOX 185 | MONROE | NE | 68647 | 1 | Currently in Use | 6000 | Steel | Federally Regulated | None | Galvanic/Sacrificial Current Cathodic Protection, STIP3 Tank | Regular Unleaded | 1992 |  |  |  | Fiberglass Reinforced Plastic
1394 | M MART | HWY 22 | MONROE | 68647 | PLATTE | VSC INC | PO BOX 185 | MONROE | NE | 68647 | 2 | Currently in Use | 6000 | Steel | Federally Regulated | None | Galvanic/Sacrificial Current Cathodic Protection, STIP3 Tank | Regular Unleaded | 1992 |  |  |  | Fiberglass Reinforced Plastic
1394 | M MART | HWY 22 | MONROE | 68647 | PLATTE | VSC INC | PO BOX 185 | MONROE | NE | 68647 | 3 | Currently in Use | 6000 | Steel | Federally Regulated | None | Galvanic/Sacrificial Current Cathodic Protection, STIP3 Tank | #2 Diesel | 1992 |  |  |  | Fiberglass Reinforced Plastic
1394 | M MART | HWY 22 | MONROE | 68647 | PLATTE | VSC INC | PO BOX 185 | MONROE | NE | 68647 | 4 | Currently in Use | 4000 | Steel | Federally Regulated | None | Galvanic/Sacrificial Current Cathodic Protection, STIP3 Tank | #2 Diesel | 1992 |  |  |  | Fiberglass Reinforced Plastic
1394 | M MART | HWY 22 | MONROE | 68647 | PLATTE | VSC INC | PO BOX 185 | MONROE | NE | 68647 | 5 | Currently in Use | 10000 | Fiberglass Reinforced Plastic | Federally Regulated | None | None | #2 Diesel | 1996
2670 | MAX JENNY | SEC 24-18-3 RR 2 | MONROE | 68647 | PLATTE | JENNY, MAX | RR 2 BOX 35 | MONROE | NE | 68647 | 1 | Permanently Out of Use | 4000 | Steel | Federally Regulated | None | Impressed Current Cathodic Protection | #2 Diesel | 1978 |  |  |  | Steel
2670 | MAX JENNY | SEC 24-18-3 RR 2 | MONROE | 68647 | PLATTE | JENNY, MAX | RR 2 BOX 35 | MONROE | NE | 68647 | 2 | Permanently Out of Use | 1000 | Steel | Federally Regulated | Unknown | Unknown | Regular Unleaded | 1978 |  |  |  | Steel
12006 | ZIEGLER OIL CO | HWY 22 | MONROE | 68647 | PLATTE | WRAGGE INC / DBA ZIEGLER OIL COMPANY | PO BOX 96 | MONROE | NE | 68647 | 1 | Currently in Use | 3700 | Jacketed | Federally Regulated | None | Plastic Jacket | #1 Diesel | 1998 |  |  |  | Fiberglass Reinforced Plastic
12006 | ZIEGLER OIL CO | HWY 22 | MONROE | 68647 | PLATTE | WRAGGE INC / DBA ZIEGLER OIL COMPANY | PO BOX 96 | MONROE | NE | 68647 | 2 | Currently in Use | 1315 | Jacketed | Federally Regulated | None | Plastic Jacket | #1 Diesel | 1998 |  |  |  | Fiberglass Reinforced Plastic
12006 | ZIEGLER OIL CO | HWY 22 | MONROE | 68647 | PLATTE | WRAGGE INC / DBA ZIEGLER OIL COMPANY | PO BOX 96 | MONROE | NE | 68647 | 3 | Currently in Use | 2000 | Jacketed | Federally Regulated | None | Plastic Jacket | Regular Unleaded | 1998 |  |  |  | Fiberglass Reinforced Plastic
12006 | ZIEGLER OIL CO | HWY 22 | MONROE | 68647 | PLATTE | WRAGGE INC / DBA ZIEGLER OIL COMPANY | PO BOX 96 | MONROE | NE | 68647 | 4 | Currently in Use | 1315 | Jacketed | Federally Regulated | None | Plastic Jacket | #1 Diesel | 1998 |  |  |  | Fiberglass Reinforced Plastic
12006 | ZIEGLER OIL CO | HWY 22 | MONROE | 68647 | PLATTE | WRAGGE INC / DBA ZIEGLER OIL COMPANY | PO BOX 96 | MONROE | NE | 68647 | 5 | Currently in Use | 3700 | Jacketed | Federally Regulated | None | Plastic Jacket | Regular Unleaded | 1998 |  |  |  | Fiberglass Reinforced Plastic
11251 | KWIK STOP #18 | 80698 E HWY 26 | MORRILL | 69358-0162 | SCOTTS BLUFF | KWIK STOP FOOD STORES INC | PO BOX 1665 | NORTH PLATTE | NE | 69101 | 1 | Currently in Use | 8000 | Composite | Federally Regulated | None | Fiberglass Reinforced Plastic Coated, Impressed Current Cathodic Protection | Regular Unleaded | 1994 |  |  | Double Walled | Plastic
11251 | KWIK STOP #18 | 80698 E HWY 26 | MORRILL | 69358-0162 | SCOTTS BLUFF | KWIK STOP FOOD STORES INC | PO BOX 1665 | NORTH PLATTE | NE | 69101 | 2 | Currently in Use | 8000 | Composite | Federally Regulated | None | Fiberglass Reinforced Plastic Coated, Impressed Current Cathodic Protection | #2 Diesel | 1994 |  |  | Double Walled | Plastic
3140 | THOMAS HRUZA | NEAR GRAIN ELEV IN MORSE BLUF | MORSE BLUFF | 68648 | SAUNDERS | HRUZA, THOMAS | PO BOX 36 | MORSE BLUFF | NE | 68648 | 1 | Permanently Out of Use | 1000 | Steel | Federally Regulated | Unknown | Painted(e.g., asphaltic) | #2 Diesel | 1976 |  |  |  | Steel
3140 | THOMAS HRUZA | NEAR GRAIN ELEV IN MORSE BLUF | MORSE BLUFF | 68648 | SAUNDERS | HRUZA, THOMAS | PO BOX 36 | MORSE BLUFF | NE | 68648 | 2 | Permanently Out of Use | 1000 | Steel | Federally Regulated | Unknown | Painted(e.g., asphaltic) | Regular Unleaded | 1976 |  |  |  | Steel
4329 | KRAYE FEED & SUPPLY | E HWY 2 | MULLEN | 69152 | HOOKER | FRED KRAYE | PO BOX 26 | MULLEN | NE | 69152 | 1 | Permanently Out of Use | 6000 | Steel | Federally Regulated | Unknown | Painted(e.g., asphaltic) | Regular Unleaded | 1972 |  |  |  | Steel
4329 | KRAYE FEED & SUPPLY | E HWY 2 | MULLEN | 69152 | HOOKER | FRED KRAYE | PO BOX 26 | MULLEN | NE | 69152 | 2 | Permanently Out of Use | 4000 | Steel | Federally Regulated | Unknown | Painted(e.g., asphaltic) | Regular Unleaded | 1972 |  |  |  | Steel
4329 | KRAYE FEED & SUPPLY | E HWY 2 | MULLEN | 69152 | HOOKER | FRED KRAYE | PO BOX 26 | MULLEN | NE | 69152 | 3 | Permanently Out of Use | 4000 | Steel | Federally Regulated | Unknown | Painted(e.g., asphaltic) | #2 Diesel | 1972 |  |  |  | Steel
12793 | KWIK STOP #23 | 102 SW 1st St | MULLEN | 69152 | HOOKER | KWIK STOP FOOD STORES INC | PO BOX 1665 | NORTH PLATTE | NE | 69103 | 1 | Currently in Use | 6000 | Jacketed | Federally Regulated |  |  | Regular Unleaded | 2020 |  |  | Double Walled | Plastic
12793 | KWIK STOP #23 | 102 SW 1st St | MULLEN | 69152 | HOOKER | KWIK STOP FOOD STORES INC | PO BOX 1665 | NORTH PLATTE | NE | 69103 | 2 | Currently in Use | 6000 | Fiberglass Reinforced Plastic | Federally Regulated |  |  | Premium Unleaded | 2020 |  |  | Double Walled | Plastic
12793 | KWIK STOP #23 | 102 SW 1st St | MULLEN | 69152 | HOOKER | KWIK STOP FOOD STORES INC | PO BOX 1665 | NORTH PLATTE | NE | 69103 | 3 | Currently in Use | 9000 | Fiberglass Reinforced Plastic | Federally Regulated |  |  | E-10 | 2020 |  |  | Double Walled | Plastic
12793 | KWIK STOP #23 | 102 SW 1st St | MULLEN | 69152 | HOOKER | KWIK STOP FOOD STORES INC | PO BOX 1665 | NORTH PLATTE | NE | 69103 | 4 | Currently in Use | 3000 | Fiberglass Reinforced Plastic | Federally Regulated |  |  | E-85 | 2020 |  |  | Double Walled | Plastic
90 | KWIK STOP #23 | 202 SW 1ST ST | MULLEN | 69152 | HOOKER | KWIK STOP FOOD STORES INC | PO BOX 1665 | NORTH PLATTE | NE | 69103 | 6 | Currently in Use | 12000 | Steel | Federally Regulated | None | Galvanic/Sacrificial Current Cathodic Protection, STIP3 Tank | E-10 | 1998 |  |  |  | Fiberglass Reinforced Plastic
90 | KWIK STOP #23 | 202 SW 1ST ST | MULLEN | 69152 | HOOKER | KWIK STOP FOOD STORES INC | PO BOX 1665 | NORTH PLATTE | NE | 69103 | 7 | Currently in Use | 4000 | Steel | Federally Regulated | None | Galvanic/Sacrificial Current Cathodic Protection, STIP3 Tank | #2 Diesel | 1998 |  |  |  | Fiberglass Reinforced Plastic
90 | KWIK STOP #23 | 202 SW 1ST ST | MULLEN | 69152 | HOOKER | KWIK STOP FOOD STORES INC | PO BOX 1665 | NORTH PLATTE | NE | 69103 | 8 | Currently in Use | 2000 | Steel | Federally Regulated | None | Galvanic/Sacrificial Current Cathodic Protection, STIP3 Tank | Regular Unleaded | 1998 |  |  |  | Fiberglass Reinforced Plastic
12188 | MILANDER MOTORS | 354 SW 1ST ST | MULLEN | 69125 | HOOKER | UNKNOWN | 354 SOUTHWEST FIRST STREET | MULLEN | NE | 69125 | 1 | Permanently Out of Use | 99999 | Unknown | Federally Regulated |  |  | Empty | 1900 | 1/1/1950
12188 | MILANDER MOTORS | 354 SW 1ST ST | MULLEN | 69125 | HOOKER | UNKNOWN | 354 SOUTHWEST FIRST STREET | MULLEN | NE | 69125 | 2 | Permanently Out of Use | 99999 | Unknown | Federally Regulated |  |  | Empty | 1900 | 1/1/1950
1161 | QUARTER CIRCLE BAR RANCH | 85273 QUARTER CIRCLE DR | MULLEN | 69152 | CHERRY | LONE CREEK CATTLE COMPANY | PO BOX 82545 | LINCOLN | NE | 68501 | 1 | Currently in Use | 8300 | Fiberglass Reinforced Plastic | Federally Regulated | None | None | #2 Diesel | 1981 |  |  |  | Steel
1161 | QUARTER CIRCLE BAR RANCH | 85273 QUARTER CIRCLE DR | MULLEN | 69152 | CHERRY | LONE CREEK CATTLE COMPANY | PO BOX 82545 | LINCOLN | NE | 68501 | 2 | Currently in Use | 2500 | Fiberglass Reinforced Plastic | Federally Regulated | None | None | Regular Unleaded | 1981 |  |  |  | Steel
4354 | GARY OLSON | MAIN ST | MURDOCK | 68407 | CASS | GARY OLSON | 241 CAVALIER AVE | SPRINGHILL | FL | 34606 | 1 | Permanently Out of Use | 6000 | Steel | Federally Regulated | None | Painted(e.g., asphaltic) | #2 Diesel | 1980 |  |  |  | Steel
4354 | GARY OLSON | MAIN ST | MURDOCK | 68407 | CASS | GARY OLSON | 241 CAVALIER AVE | SPRINGHILL | FL | 34606 | 2 | Permanently Out of Use | 12000 | Steel | Federally Regulated | None | Painted(e.g., asphaltic) | Regular Unleaded | 1980 |  |  |  | Steel
4354 | GARY OLSON | MAIN ST | MURDOCK | 68407 | CASS | GARY OLSON | 241 CAVALIER AVE | SPRINGHILL | FL | 34606 | 3 | Permanently Out of Use | 12000 | Steel | Federally Regulated | None | Painted(e.g., asphaltic) | Regular Unleaded | 1980 |  |  |  | Steel
7164 | MURDOCK CENEX | 313 RAILROAD ST | MURDOCK | 68407 | CASS | FRONTIER COOPERATIVE | PO BOX 40 | ELMWOOD | NE | 68349 | 1 | Currently in Use | 4000 | Steel | Federally Regulated | None | Galvanic/Sacrificial Current Cathodic Protection, STIP3 Tank | #1 Diesel | 1988 |  |  |  | Steel
7164 | MURDOCK CENEX | 313 RAILROAD ST | MURDOCK | 68407 | CASS | FRONTIER COOPERATIVE | PO BOX 40 | ELMWOOD | NE | 68349 | 2 | Currently in Use | 6000 | Steel | Federally Regulated | None | Galvanic/Sacrificial Current Cathodic Protection, STIP3 Tank | E-10 | 1988 |  |  |  | Steel
7164 | MURDOCK CENEX | 313 RAILROAD ST | MURDOCK | 68407 | CASS | FRONTIER COOPERATIVE | PO BOX 40 | ELMWOOD | NE | 68349 | 3 | Currently in Use | 6000 | Steel | Federally Regulated | None | Galvanic/Sacrificial Current Cathodic Protection, STIP3 Tank | Regular Unleaded | 1988 |  |  |  | Steel
817 | NAPER FIRE HALL | 323 MAIN ST | NAPER | 68755 | BOYD | NAPER RURAL FIRE PROTECTION DISTRICT | 90877 470TH AVE | NAPER | NE | 68755 | 1 | Temporarily Out of Use | 971 | Fiberglass Reinforced Plastic | Federally Regulated | None | Fiberglass Reinforced Plastic Coated | Regular Unleaded | 1987 |  |  |  | Fiberglass Reinforced Plastic, Steel
817 | NAPER FIRE HALL | 323 MAIN ST | NAPER | 68755 | BOYD | NAPER RURAL FIRE PROTECTION DISTRICT | 90877 470TH AVE | NAPER | NE | 68755 | 2 | Temporarily Out of Use | 971 | Fiberglass Reinforced Plastic | Federally Regulated | None | Fiberglass Reinforced Plastic Coated | #2 Diesel | 1987 |  |  |  | Fiberglass Reinforced Plastic, Steel
2643 | ARBOR MART INC | 1321 CENTRAL AVE | NEBRASKA CITY | 68410 | OTOE | ARBOR MART INC | 1315 CENTRAL AVE | NEBRASKA CITY | NE | 68410 | 1 | Currently in Use | 10000 | Steel | Federally Regulated | Internal Lining(e.g., epoxy resins) | Impressed Current Cathodic Protection | E-10 | 1970 |  |  |  | Fiberglass Reinforced Plastic
2643 | ARBOR MART INC | 1321 CENTRAL AVE | NEBRASKA CITY | 68410 | OTOE | ARBOR MART INC | 1315 CENTRAL AVE | NEBRASKA CITY | NE | 68410 | 2 | Currently in Use | 5000 | Steel | Federally Regulated | None | Impressed Current Cathodic Protection | Regular Unleaded | 1970 |  |  |  | Fiberglass Reinforced Plastic
2643 | ARBOR MART INC | 1321 CENTRAL AVE | NEBRASKA CITY | 68410 | OTOE | ARBOR MART INC | 1315 CENTRAL AVE | NEBRASKA CITY | NE | 68410 | 3 | Currently in Use | 2000 | Steel | Federally Regulated | None | Galvanic/Sacrificial Current Cathodic Protection, Painted(e.g., asphaltic), STIP3 Tank | #2 Diesel | 1989 |  |  |  | Fiberglass Reinforced Plastic
11289 | CASEYS GENERAL STORE #1817 | 607 S 11TH ST | NEBRASKA CITY | 68410 | OTOE | CASEYS RETAIL CO | PO BOX 3001 | ANKENY | IA | 50021-8045 | 1 | Currently in Use | 10000 | Fiberglass Reinforced Plastic | Federally Regulated | None | None | Regular Unleaded | 1995 |  |  |  | Fiberglass Reinforced Plastic
11289 | CASEYS GENERAL STORE #1817 | 607 S 11TH ST | NEBRASKA CITY | 68410 | OTOE | CASEYS RETAIL CO | PO BOX 3001 | ANKENY | IA | 50021-8045 | 2 | Currently in Use | 10000 | Fiberglass Reinforced Plastic | Federally Regulated | None | None | Regular Unleaded | 1995 |  |  |  | Fiberglass Reinforced Plastic
3820 | HAVERTYs TEXACO | 521 S 11TH ST | NEBRASKA CITY | 68410 | OTOE | HAVERTY'S TEXACO | 521 S 11TH ST | NEBRASKA CITY | NE | 68410 | 5 | Permanently Out of Use | 500 | Steel | Federally Regulated | Unknown | Unknown | Used Oil | 1968 |  |  |  | Unknown
653 | KWIK SHOP #649 | 503 S 11TH ST | NEBRASKA CITY | 68410 | OTOE | KWIK SHOP INC | 165 FLANDERS RD | WESTBOROUGH | MA | 1581 | 1 | Currently in Use | 10000 | Fiberglass Reinforced Plastic | Federally Regulated | None | None | Premium Unleaded | 1984 |  |  |  | Plastic, Plastic
653 | KWIK SHOP #649 | 503 S 11TH ST | NEBRASKA CITY | 68410 | OTOE | KWIK SHOP INC | 165 FLANDERS RD | WESTBOROUGH | MA | 1581 | 2 | Currently in Use | 10000 | Fiberglass Reinforced Plastic | Federally Regulated | None | None | E-10 | 1984 |  |  |  | Plastic
653 | KWIK SHOP #649 | 503 S 11TH ST | NEBRASKA CITY | 68410 | OTOE | KWIK SHOP INC | 165 FLANDERS RD | WESTBOROUGH | MA | 1581 | 3 | Currently in Use | 10000 | Fiberglass Reinforced Plastic | Federally Regulated | None | None | #2 Diesel | 1984 |  |  |  | Plastic, Plastic
1674 | NEBRASKA CITY UTILITIES | 404 N 1ST ST | NEBRASKA CITY | 68410 | OTOE | NEBRASKA CITY UTILITIES | PO BOX 670 | NEBRASKA CITY | NE | 68410 | 1 | Currently in Use | 20000 | Fiberglass Reinforced Plastic | Federally Regulated | None | None | #2 Diesel | 1989 |  |  |  | Fiberglass Reinforced Plastic
11620 | NEBRASKA CITY UTILITIES | 1711 INDUSTRIAL RD | NEBRASKA CITY | 68410 | OTOE | NEBRASKA CITY UTILITIES | PO BOX 670 | NEBRASKA CITY | NE | 68410 | 1 | Currently in Use | 30000 | Fiberglass Reinforced Plastic | Federally Regulated | None | None | #1 Diesel | 1997 |  |  |  | Fiberglass Reinforced Plastic
1674 | NEBRASKA CITY UTILITIES | 404 N 1ST ST | NEBRASKA CITY | 68410 | OTOE | NEBRASKA CITY UTILITIES | PO BOX 670 | NEBRASKA CITY | NE | 68410 | 2 | Currently in Use | 20000 | Fiberglass Reinforced Plastic | Federally Regulated | None | None | #2 Diesel | 1989 |  |  |  | Fiberglass Reinforced Plastic
2874 | NP MART 14 | 401 S 11TH ST | NEBRASKA CITY | 68410 | OTOE | NEBRASKA CITY PETROLEUM LLC | 401 S 11TH ST | NEBRASKA CITY | NE | 68410 | 1 | Currently in Use | 8000 | Steel | Federally Regulated | None | Impressed Current Cathodic Protection | Regular Unleaded | 1972 |  |  |  | Fiberglass Reinforced Plastic, Fiberglass Reinforced Plastic
2874 | NP MART 14 | 401 S 11TH ST | NEBRASKA CITY | 68410 | OTOE | NEBRASKA CITY PETROLEUM LLC | 401 S 11TH ST | NEBRASKA CITY | NE | 68410 | 2 | Currently in Use | 8000 | Steel | Federally Regulated | None | Impressed Current Cathodic Protection | Regular Unleaded | 1972 |  |  |  | Fiberglass Reinforced Plastic, Fiberglass Reinforced Plastic
2874 | NP MART 14 | 401 S 11TH ST | NEBRASKA CITY | 68410 | OTOE | NEBRASKA CITY PETROLEUM LLC | 401 S 11TH ST | NEBRASKA CITY | NE | 68410 | 3 | Currently in Use | 8000 | Steel | Federally Regulated | None | Impressed Current Cathodic Protection | Premium Unleaded | 1972 |  |  |  | Fiberglass Reinforced Plastic, Fiberglass Reinforced Plastic
5752 | SPEEDEE MART 2727 NEBRASKA CITY | 1108 CENTRAL AVE | NEBRASKA CITY | 68410 | OTOE | DANCO II 2727 NEBRASKA CITY LLC | PO BOX 10 | VALENTINE | NE | 69201 | 1 | Currently in Use | 10000 | Steel | Federally Regulated | None | Impressed Current Cathodic Protection, STIP3 Tank | E-10 | 1990 |  |  |  | Fiberglass Reinforced Plastic
5752 | SPEEDEE MART 2727 NEBRASKA CITY | 1108 CENTRAL AVE | NEBRASKA CITY | 68410 | OTOE | DANCO II 2727 NEBRASKA CITY LLC | PO BOX 10 | VALENTINE | NE | 69201 | 2 | Currently in Use | 6000 | Steel | Federally Regulated | None | Impressed Current Cathodic Protection, STIP3 Tank | E-10 | 1990 |  |  |  | Fiberglass Reinforced Plastic
5752 | SPEEDEE MART 2727 NEBRASKA CITY | 1108 CENTRAL AVE | NEBRASKA CITY | 68410 | OTOE | DANCO II 2727 NEBRASKA CITY LLC | PO BOX 10 | VALENTINE | NE | 69201 | 3 | Currently in Use | 4000 | Steel | Federally Regulated | None | Impressed Current Cathodic Protection, STIP3 Tank | Regular Unleaded | 1990 |  |  |  | Fiberglass Reinforced Plastic
12604 | ST MARYS COMMUNITY HOSPITAL | 1301 GRUNDMAN BLVD | NEBRASKA CITY | 68410 | OTOE | ST MARYS COMMUNITY HOSPITAL | 1301 GRUNDMAN BLVD STE B | NEBRASKA CITY | NE | 68410 | 1 | Currently in Use | 5000 | Fiberglass Reinforced Plastic | Federally Regulated |  |  | #2 Diesel | 2014 |  |  | Double Walled | Double walled, Plastic
7851 | TAGS ONE STOP | 2507 S 11TH ST | NEBRASKA CITY | 68410 | OTOE | 7-M CORP | 1010 CENTRAL AVE | NEBRASKA CITY | NE | 68410 | 1 | Currently in Use | 8000 | Steel | Federally Regulated | Unknown | Impressed Current Cathodic Protection, Painted(e.g., asphaltic), STIP3 Tank | Regular Unleaded | 1988 |  |  |  | Plastic
7851 | TAGS ONE STOP | 2507 S 11TH ST | NEBRASKA CITY | 68410 | OTOE | 7-M CORP | 1010 CENTRAL AVE | NEBRASKA CITY | NE | 68410 | 2 | Currently in Use | 6000 | Steel | Federally Regulated | Unknown | Impressed Current Cathodic Protection, Painted(e.g., asphaltic), STIP3 Tank | Regular Unleaded | 1988 |  |  |  | Plastic
7851 | TAGS ONE STOP | 2507 S 11TH ST | NEBRASKA CITY | 68410 | OTOE | 7-M CORP | 1010 CENTRAL AVE | NEBRASKA CITY | NE | 68410 | 3 | Currently in Use | 8000 | Steel | Federally Regulated | Unknown | Impressed Current Cathodic Protection, Painted(e.g., asphaltic), STIP3 Tank | Regular Unleaded | 1988 |  |  |  | Plastic
7851 | TAGS ONE STOP | 2507 S 11TH ST | NEBRASKA CITY | 68410 | OTOE | 7-M CORP | 1010 CENTRAL AVE | NEBRASKA CITY | NE | 68410 | 4 | Currently in Use | 8000 | Steel | Federally Regulated | None | Fiberglass Reinforced Plastic Coated | #2 Diesel | 1993 |  |  |  | Fiberglass Reinforced Plastic
5280 | NEHAWKA FARMERS COOP | 324 MAIN ST | NEHAWKA | 68413 | CASS | FRONTIER COOPERATIVE | PO BOX 40 | ELMWOOD | NE | 68349 | 3 | Currently in Use | 4000 | Steel | Federally Regulated | None | Galvanic/Sacrificial Current Cathodic Protection, STIP3 Tank | E-10 | 1992 |  |  |  | Fiberglass Reinforced Plastic
5280 | NEHAWKA FARMERS COOP | 324 MAIN ST | NEHAWKA | 68413 | CASS | FRONTIER COOPERATIVE | PO BOX 40 | ELMWOOD | NE | 68349 | 4 | Currently in Use | 4000 | Steel | Federally Regulated | None | Galvanic/Sacrificial Current Cathodic Protection, STIP3 Tank | #2 Diesel | 1992 |  |  |  | Fiberglass Reinforced Plastic
3378 | CASEYS GENERAL STORE #2378 | 605 W 11TH ST | NELIGH | 68756 | ANTELOPE | CASEYS RETAIL CO | PO BOX 3001 | ANKENY | IA | 50021-8045 | 3 | Currently in Use | 20000 | Fiberglass Reinforced Plastic | Federally Regulated | None | None | E-10 | 2009 |  |  | Double Walled | Plastic
3378 | CASEYS GENERAL STORE #2378 | 605 W 11TH ST | NELIGH | 68756 | ANTELOPE | CASEYS RETAIL CO | PO BOX 3001 | ANKENY | IA | 50021-8045 | 4 | Currently in Use | 12000 | Fiberglass Reinforced Plastic | Federally Regulated | None | None | Regular Unleaded | 2009 |  |  | Double Walled | Plastic
3378 | CASEYS GENERAL STORE #2378 | 605 W 11TH ST | NELIGH | 68756 | ANTELOPE | CASEYS RETAIL CO | PO BOX 3001 | ANKENY | IA | 50021-8045 | 5 | Currently in Use | 8000 | Fiberglass Reinforced Plastic | Federally Regulated | None | None | #2 Diesel | 2009 |  |  | Double Walled | Plastic
5759 | CUBBYS NELIGH | 3RD & L ST | NELIGH | 68756 | ANTELOPE | CUBBYs INC | 9229 MORMON BRIDGE PLZ STE 6 | OMAHA | NE | 68152-1942 | 4 | Currently in Use | 10000 | Fiberglass Reinforced Plastic | Federally Regulated | None | None | Regular Unleaded | 1994 |  |  |  | Fiberglass Reinforced Plastic
5759 | CUBBYS NELIGH | 3RD & L ST | NELIGH | 68756 | ANTELOPE | CUBBYs INC | 9229 MORMON BRIDGE PLZ STE 6 | OMAHA | NE | 68152-1942 | 5 | Currently in Use | 10000 | Fiberglass Reinforced Plastic | Federally Regulated | None | None | Regular Unleaded | 1994 |  |  |  | Fiberglass Reinforced Plastic
5759 | CUBBYS NELIGH | 3RD & L ST | NELIGH | 68756 | ANTELOPE | CUBBYs INC | 9229 MORMON BRIDGE PLZ STE 6 | OMAHA | NE | 68152-1942 | 6 | Currently in Use | 6000 | Fiberglass Reinforced Plastic | Federally Regulated | None | None | #1 Diesel | 1994 |  |  |  | Fiberglass Reinforced Plastic, Fiberglass Reinforced Plastic
5759 | CUBBYS NELIGH | 3RD & L ST | NELIGH | 68756 | ANTELOPE | CUBBYs INC | 9229 MORMON BRIDGE PLZ STE 6 | OMAHA | NE | 68152-1942 | 7 | Currently in Use | 6000 | Fiberglass Reinforced Plastic | Federally Regulated | None | None | #2 Diesel | 1994 |  |  |  | Fiberglass Reinforced Plastic, Plastic, Fiberglass Reinforced Plastic
6314 | C & M SUPPLY INC | 475 S MAIN ST | NELSON | 68961 | NUCKOLLS | C & M SUPPLY INC | PO BOX 8 | RUSKIN | NE | 68974-0008 | 4 | Currently in Use | 6000 | Fiberglass Reinforced Plastic | Federally Regulated |  |  | #2 Diesel | 2012 |  |  | Double Walled | Plastic
6314 | C & M SUPPLY INC | 475 S MAIN ST | NELSON | 68961 | NUCKOLLS | C & M SUPPLY INC | PO BOX 8 | RUSKIN | NE | 68974-0008 | 5 | Currently in Use | 4000 | Fiberglass Reinforced Plastic | Federally Regulated |  |  | #1 Diesel | 2012 |  |  | Double Walled | Plastic
6314 | C & M SUPPLY INC | 475 S MAIN ST | NELSON | 68961 | NUCKOLLS | C & M SUPPLY INC | PO BOX 8 | RUSKIN | NE | 68974-0008 | 6 | Currently in Use | 6000 | Fiberglass Reinforced Plastic | Federally Regulated | None | None | Regular Unleaded | 2012 |  |  | Double Walled | Plastic
6314 | C & M SUPPLY INC | 475 S MAIN ST | NELSON | 68961 | NUCKOLLS | C & M SUPPLY INC | PO BOX 8 | RUSKIN | NE | 68974-0008 | 7 | Currently in Use | 4000 | Fiberglass Reinforced Plastic | Federally Regulated | None | None | E-85 | 2012 |  |  | Double Walled | Plastic
6314 | C & M SUPPLY INC | 475 S MAIN ST | NELSON | 68961 | NUCKOLLS | C & M SUPPLY INC | PO BOX 8 | RUSKIN | NE | 68974-0008 | 8 | Currently in Use | 6000 | Fiberglass Reinforced Plastic | Federally Regulated | None | None | #2 Diesel, Other->Dyed Diesel | 2012 |  |  | Double Walled | Plastic
6314 | C & M SUPPLY INC | 475 S MAIN ST | NELSON | 68961 | NUCKOLLS | C & M SUPPLY INC | PO BOX 8 | RUSKIN | NE | 68974-0008 | 9 | Currently in Use | 4000 | Fiberglass Reinforced Plastic | Federally Regulated | None | None | #1 Diesel | 2012 |  |  | Double Walled | Plastic
11182 | PREMIER STOP NELSON | 540 MAIN ST | NELSON | 68961 | NUCKOLLS | COOPERATIVE PRODUCERS INC | PO BOX 1008 | HASTINGS | NE | 68902-1008 | 1 | Currently in Use | 8000 | Jacketed | Federally Regulated | None | Poly Jacket | #2 Diesel | 1994 |  |  |  | Plastic
11182 | PREMIER STOP NELSON | 540 MAIN ST | NELSON | 68961 | NUCKOLLS | COOPERATIVE PRODUCERS INC | PO BOX 1008 | HASTINGS | NE | 68902-1008 | 2 | Currently in Use | 8000 | Jacketed | Federally Regulated | None | Poly Jacket | Regular Unleaded | 1994 |  |  |  | Plastic
11182 | PREMIER STOP NELSON | 540 MAIN ST | NELSON | 68961 | NUCKOLLS | COOPERATIVE PRODUCERS INC | PO BOX 1008 | HASTINGS | NE | 68902-1008 | 3 | Currently in Use | 8000 | Jacketed | Federally Regulated | None | Poly Jacket | E-10 | 1994 |  |  |  | Plastic
6153 | LETHA CHAPIN | 400 1ST ST | NEMAHA | 68414 | NEMAHA | CHAPIN, LETHA | PO BOX 43 | NEMAHA | NE | 68414 | 1 | Permanently Out of Use | 1000 | Steel | Federally Regulated | Unknown | Unknown | Empty | 1976 | 3/1/1980 |  |  | Unknown
6153 | LETHA CHAPIN | 400 1ST ST | NEMAHA | 68414 | NEMAHA | CHAPIN, LETHA | PO BOX 43 | NEMAHA | NE | 68414 | 2 | Permanently Out of Use | 500 | Steel | Federally Regulated | Unknown | Unknown | Empty | 1976 | 3/1/1980 |  |  | Unknown
6153 | LETHA CHAPIN | 400 1ST ST | NEMAHA | 68414 | NEMAHA | CHAPIN, LETHA | PO BOX 43 | NEMAHA | NE | 68414 | 3 | Permanently Out of Use | 99999 | Steel | Federally Regulated | Unknown | Unknown | Empty | 1976 | 3/1/1980 |  |  | Unknown
2261 | MARRONs CONVENIENCE AND SERVICE | 309 MAIN ST | NEWCASTLE | 68757 | DIXON | MARRONS CONVENIENCE AND SERVICE LLC | 309 MAIN ST PO BOX 158 | NEWCASTLE | NE | 68757 | 10 | Currently in Use | 6000 | Steel | Federally Regulated | None | Galvanic/Sacrificial Current Cathodic Protection, STIP3 Tank | Regular Unleaded | 1999 |  |  |  | Plastic
2261 | MARRONs CONVENIENCE AND SERVICE | 309 MAIN ST | NEWCASTLE | 68757 | DIXON | MARRONS CONVENIENCE AND SERVICE LLC | 309 MAIN ST PO BOX 158 | NEWCASTLE | NE | 68757 | 11 | Currently in Use | 4000 | Steel | Federally Regulated | None | Galvanic/Sacrificial Current Cathodic Protection, STIP3 Tank | #2 Diesel | 1999 |  |  |  | Plastic
3179 | STATION | S 6TH ST & BROADWELL | NEWMAN GROVE | 68758 | MADISON | BATTLE CREEK FARMERS COOP | PO BOX 10 | BATTLE CREEK | NE | 68715-0010 | 1 | Currently in Use | 4000 | Steel | Federally Regulated | None | Impressed Current Cathodic Protection | #2 Diesel | 1984 |  |  |  | Steel
3179 | STATION | S 6TH ST & BROADWELL | NEWMAN GROVE | 68758 | MADISON | BATTLE CREEK FARMERS COOP | PO BOX 10 | BATTLE CREEK | NE | 68715-0010 | 2 | Currently in Use | 4000 | Steel | Federally Regulated | None | Impressed Current Cathodic Protection | #2 Diesel | 1984 |  |  |  | Steel
3179 | STATION | S 6TH ST & BROADWELL | NEWMAN GROVE | 68758 | MADISON | BATTLE CREEK FARMERS COOP | PO BOX 10 | BATTLE CREEK | NE | 68715-0010 | 3 | Currently in Use | 6000 | Steel | Federally Regulated | None | Impressed Current Cathodic Protection | Regular Unleaded | 1984 |  |  |  | Steel
3179 | STATION | S 6TH ST & BROADWELL | NEWMAN GROVE | 68758 | MADISON | BATTLE CREEK FARMERS COOP | PO BOX 10 | BATTLE CREEK | NE | 68715-0010 | 4 | Currently in Use | 6000 | Steel | Federally Regulated | None | Impressed Current Cathodic Protection | Regular Unleaded | 1984 |  |  |  | Steel
7034 | THE GROVE | 301 S 8TH ST | NEWMAN GROVE | 68758 | MADISON | JURAY INC d/b/a THE GROVE | 301 S 8TH ST | NEWMAN GROVE | NE | 68758 | 1 | Currently in Use | 6000 | Steel | Federally Regulated | None | Galvanic/Sacrificial Current Cathodic Protection, Painted(e.g., asphaltic), STIP3 Tank | E-10 | 1990 |  |  |  | Fiberglass Reinforced Plastic
7034 | THE GROVE | 301 S 8TH ST | NEWMAN GROVE | 68758 | MADISON | JURAY INC d/b/a THE GROVE | 301 S 8TH ST | NEWMAN GROVE | NE | 68758 | 2 | Currently in Use | 4000 | Steel | Federally Regulated | None | Galvanic/Sacrificial Current Cathodic Protection, Painted(e.g., asphaltic), STIP3 Tank | Regular Unleaded | 1990 |  |  |  | Fiberglass Reinforced Plastic
7034 | THE GROVE | 301 S 8TH ST | NEWMAN GROVE | 68758 | MADISON | JURAY INC d/b/a THE GROVE | 301 S 8TH ST | NEWMAN GROVE | NE | 68758 | 3 | Currently in Use | 2000 | Steel | Federally Regulated | None | Galvanic/Sacrificial Current Cathodic Protection, Painted(e.g., asphaltic), STIP3 Tank | #2 Diesel | 1990 |  |  |  | Fiberglass Reinforced Plastic, Fiberglass Reinforced Plastic
7034 | THE GROVE | 301 S 8TH ST | NEWMAN GROVE | 68758 | MADISON | JURAY INC d/b/a THE GROVE | 301 S 8TH ST | NEWMAN GROVE | NE | 68758 | 4 | Currently in Use | 8000 | Fiberglass Reinforced Plastic | Federally Regulated | None | None | #2 Diesel | 2005 |  |  |  | Fiberglass Reinforced Plastic
3930 | THEOs CORNER | 614 HALE ST | NEWMAN GROVE | 68758 | MADISON | DUSTIN GUTHARD | 202 W 8TH ST | PETERSBURG | NE | 68652 | 7 | Currently in Use | 8000 | Jacketed | Federally Regulated | None | Poly Jacket | #2 Diesel | 1998 |  |  | Double Walled | Fiberglass Reinforced Plastic
3930 | THEOs CORNER | 614 HALE ST | NEWMAN GROVE | 68758 | MADISON | DUSTIN GUTHARD | 202 W 8TH ST | PETERSBURG | NE | 68652 | 8 | Currently in Use | 4000 | Steel | Federally Regulated | None | Poly Jacket | Regular Unleaded | 1998 |  |  | Double Walled | Fiberglass Reinforced Plastic
3930 | THEOs CORNER | 614 HALE ST | NEWMAN GROVE | 68758 | MADISON | DUSTIN GUTHARD | 202 W 8TH ST | PETERSBURG | NE | 68652 | 9 | Currently in Use | 8000 | Jacketed | Federally Regulated | None | Poly Jacket | , Other->OFF ROAD DIESEL | 1998 |  |  | Double Walled | Fiberglass Reinforced Plastic
3930 | THEOs CORNER | 614 HALE ST | NEWMAN GROVE | 68758 | MADISON | DUSTIN GUTHARD | 202 W 8TH ST | PETERSBURG | NE | 68652 | 10 | Currently in Use | 4000 | Jacketed | Federally Regulated | None | Poly Jacket | Premium Unleaded | 1998 |  |  | Double Walled | Fiberglass Reinforced Plastic
5321 | KELLEY SERVICE | W MAIN ST | NEWPORT | 68759 | ROCK | KELLEY SERVICE | HC 74 BOX 1A | NEWPORT | NE | 68759 | 1 | Permanently Out of Use | 1000 | Steel | Federally Regulated | Unknown | Unknown | Regular Unleaded | 1956 |  |  |  | Steel
5321 | KELLEY SERVICE | W MAIN ST | NEWPORT | 68759 | ROCK | KELLEY SERVICE | HC 74 BOX 1A | NEWPORT | NE | 68759 | 2 | Permanently Out of Use | 500 | Steel | Federally Regulated | Unknown | Unknown | Regular Unleaded | 1956 |  |  |  | Steel
5321 | KELLEY SERVICE | W MAIN ST | NEWPORT | 68759 | ROCK | KELLEY SERVICE | HC 74 BOX 1A | NEWPORT | NE | 68759 | 3 | Permanently Out of Use | 500 | Steel | Federally Regulated | Unknown | Unknown | #2 Diesel, Empty | 1956 |  |  |  | Steel
11118 | NICKERSON SHORT STOP | 300 HWY 91 | NICKERSON | 68044 | DODGE | NICKERSON SHORT STOP LLC | 535 COUNTY ROAD O | NORTH BEND | NE | 68649 | 1 | Currently in Use | 5000 | Composite | Federally Regulated | None | Fiberglass Reinforced Plastic Coated | #2 Diesel | 1993 |  |  |  | Fiberglass Reinforced Plastic
11118 | NICKERSON SHORT STOP | 300 HWY 91 | NICKERSON | 68044 | DODGE | NICKERSON SHORT STOP LLC | 535 COUNTY ROAD O | NORTH BEND | NE | 68649 | 2 | Currently in Use | 5000 | Composite | Federally Regulated | None | Fiberglass Reinforced Plastic Coated | #2 Diesel | 1993 |  |  |  | Fiberglass Reinforced Plastic
11118 | NICKERSON SHORT STOP | 300 HWY 91 | NICKERSON | 68044 | DODGE | NICKERSON SHORT STOP LLC | 535 COUNTY ROAD O | NORTH BEND | NE | 68649 | 3 | Currently in Use | 10000 | Composite | Federally Regulated | None | Fiberglass Reinforced Plastic Coated | Regular Unleaded | 1993 |  |  |  | Fiberglass Reinforced Plastic
11118 | NICKERSON SHORT STOP | 300 HWY 91 | NICKERSON | 68044 | DODGE | NICKERSON SHORT STOP LLC | 535 COUNTY ROAD O | NORTH BEND | NE | 68649 | 4 | Currently in Use | 10000 | Composite | Federally Regulated | None | Fiberglass Reinforced Plastic Coated | Regular Unleaded | 1993 |  |  |  | Fiberglass Reinforced Plastic
5426 | J & K AUTO | 252-11 SPRUCE AVE | NIOBRARA | 68760 | KNOX | J & K AUTO | PO BOX 152 | NIOBRARA | NE | 68760-0152 | 3 | Currently in Use | 2000 | Steel | Federally Regulated | None | Galvanic/Sacrificial Current Cathodic Protection, Painted(e.g., asphaltic), STIP3 Tank | Regular Unleaded | 1993 |  |  |  | Fiberglass Reinforced Plastic
6976 | LAKEVIEW RESORT | 402 N VETERANS MEMORIAL DR | NIOBRARA | 68760 | KNOX | LAKEVIEW | PO BOX 265 | NIOBRARA | NE | 68760 | 1 | Currently in Use | 6000 | Steel | Federally Regulated | None | Galvanic/Sacrificial Current Cathodic Protection, STIP3 Tank | Regular Unleaded | 1989
6976 | LAKEVIEW RESORT | 402 N VETERANS MEMORIAL DR | NIOBRARA | 68760 | KNOX | LAKEVIEW | PO BOX 265 | NIOBRARA | NE | 68760 | 2 | Currently in Use | 6000 | Steel | Federally Regulated | None | Galvanic/Sacrificial Current Cathodic Protection, STIP3 Tank | #2 Diesel | 1989
4841 | VICs SERVICE | 252-20 WALNUT AVE | NIOBRARA | 68760 | KNOX | VICs SERVICE LLC | PO BOX 231 | NIOBRARA | NE | 68760 | 5 | Currently in Use | 8000 | Composite | Federally Regulated | None | Fiberglass Reinforced Plastic Coated | Regular Unleaded | 1999 |  |  |  | Fiberglass Reinforced Plastic, Plastic
4841 | VICs SERVICE | 252-20 WALNUT AVE | NIOBRARA | 68760 | KNOX | VICs SERVICE LLC | PO BOX 231 | NIOBRARA | NE | 68760 | 6 | Currently in Use | 4000 | Composite | Federally Regulated | None | Fiberglass Reinforced Plastic Coated | #2 Diesel | 1999 |  |  |  | Fiberglass Reinforced Plastic, Plastic
1179 | ARROW STAGE LINES | 720 E NORFOLK AVE | NORFOLK | 68701 | MADISON | BUSCO INC | 720 E NORFOLK AVE | NORFOLK | NE | 68701 | 4 | Currently in Use | 1000 | Fiberglass Reinforced Plastic | Federally Regulated | None | None | Regular Unleaded | 1998 |  |  |  | Fiberglass Reinforced Plastic
1179 | ARROW STAGE LINES | 720 E NORFOLK AVE | NORFOLK | 68701 | MADISON | BUSCO INC | 720 E NORFOLK AVE | NORFOLK | NE | 68701 | 5 | Currently in Use | 5000 | Fiberglass Reinforced Plastic | Federally Regulated | None | None | #2 Diesel | 1998 |  |  |  | Fiberglass Reinforced Plastic
5103 | ASSOCIATED WHOLESALE GROCERS | 1301 OMAHA AVE | NORFOLK | 68701 | MADISON | ASSOCIATED WHOLESALE GROCERS INC | 5000 KANSAS AVE | KANSAS CITY | KS | 66106 | 9 | Currently in Use | 20000 | Steel | Federally Regulated | None | Impressed Current Cathodic Protection, STIP3 Tank | #2 Diesel | 1988 |  |  |  | Fiberglass Reinforced Plastic
5103 | ASSOCIATED WHOLESALE GROCERS | 1301 OMAHA AVE | NORFOLK | 68701 | MADISON | ASSOCIATED WHOLESALE GROCERS INC | 5000 KANSAS AVE | KANSAS CITY | KS | 66106 | 10 | Currently in Use | 20000 | Steel | Federally Regulated | None | Galvanic/Sacrificial Current Cathodic Protection, STIP3 Tank | #2 Diesel | 1988 |  |  |  | Fiberglass Reinforced Plastic
5103 | ASSOCIATED WHOLESALE GROCERS | 1301 OMAHA AVE | NORFOLK | 68701 | MADISON | ASSOCIATED WHOLESALE GROCERS INC | 5000 KANSAS AVE | KANSAS CITY | KS | 66106 | 12 | Currently in Use | 10000 | Fiberglass Reinforced Plastic | Heating Oil | None | Fiberglass Reinforced Plastic Coated | Used Oil | 1994 |  |  |  | Fiberglass Reinforced Plastic
5103 | ASSOCIATED WHOLESALE GROCERS | 1301 OMAHA AVE | NORFOLK | 68701 | MADISON | ASSOCIATED WHOLESALE GROCERS INC | 5000 KANSAS AVE | KANSAS CITY | KS | 66106 | 15 | Currently in Use | 20000 | Fiberglass Reinforced Plastic | Federally Regulated | None | None | #2 Diesel | 1996 |  |  |  | Fiberglass Reinforced Plastic
5103 | ASSOCIATED WHOLESALE GROCERS | 1301 OMAHA AVE | NORFOLK | 68701 | MADISON | ASSOCIATED WHOLESALE GROCERS INC | 5000 KANSAS AVE | KANSAS CITY | KS | 66106 | 16 | Currently in Use | 20000 | Fiberglass Reinforced Plastic | Federally Regulated | None | None | #2 Diesel | 1996 |  |  |  | Fiberglass Reinforced Plastic
5103 | ASSOCIATED WHOLESALE GROCERS | 1301 OMAHA AVE | NORFOLK | 68701 | MADISON | ASSOCIATED WHOLESALE GROCERS INC | 5000 KANSAS AVE | KANSAS CITY | KS | 66106 | 17 | Currently in Use | 20000 | Fiberglass Reinforced Plastic | Federally Regulated | None | None | #2 Diesel | 1996 |  |  |  | Fiberglass Reinforced Plastic
5103 | ASSOCIATED WHOLESALE GROCERS | 1301 OMAHA AVE | NORFOLK | 68701 | MADISON | ASSOCIATED WHOLESALE GROCERS INC | 5000 KANSAS AVE | KANSAS CITY | KS | 66106 | 18 | Currently in Use | 10000 | Fiberglass Reinforced Plastic | Federally Regulated | None | None | Regular Unleaded | 1996 |  |  |  | Fiberglass Reinforced Plastic
11915 | CASEYS GENERAL STORE #2370 | 1020 W BENJAMIN | NORFOLK | 68701 | MADISON | CASEYS RETAIL CO | PO BOX 3001 | ANKENY | IA | 50021-8045 | 1 | Currently in Use | 12000 | Fiberglass Reinforced Plastic | Federally Regulated | None | None | Regular Unleaded | 2001 |  |  |  | Fiberglass Reinforced Plastic
11915 | CASEYS GENERAL STORE #2370 | 1020 W BENJAMIN | NORFOLK | 68701 | MADISON | CASEYS RETAIL CO | PO BOX 3001 | ANKENY | IA | 50021-8045 | 2 | Currently in Use | 12000 | Fiberglass Reinforced Plastic | Federally Regulated | None | None | Regular Unleaded | 2001 |  |  |  | Fiberglass Reinforced Plastic
3984 | CASEYS GENERAL STORE #2710 | 2640 W NORFOLK AVE | NORFOLK | 68701 | MADISON | CASEYS RETAIL CO | PO BOX 3001 | ANKENY | IA | 50021-8045 | 5 | Currently in Use | 12000 | Fiberglass Reinforced Plastic | Federally Regulated | None | None | Regular Unleaded | 2007 |  |  | Double Walled | Plastic
3984 | CASEYS GENERAL STORE #2710 | 2640 W NORFOLK AVE | NORFOLK | 68701 | MADISON | CASEYS RETAIL CO | PO BOX 3001 | ANKENY | IA | 50021-8045 | 6 | Currently in Use | 12000 | Fiberglass Reinforced Plastic | Federally Regulated | None | None | Regular Unleaded | 2007 |  |  | Double Walled | Plastic
5667 | CASEYS GENERAL STORE #2885 | 1020 S 13TH ST | NORFOLK | 68701 | MADISON | CASEYS RETAIL CO | PO BOX 3001 | ANKENY | IA | 50021-8045 | 4 | Currently in Use | 8000 | Jacketed | Federally Regulated | None | Poly Jacket | Regular Unleaded | 1995 |  |  | Double Walled | Plastic
5667 | CASEYS GENERAL STORE #2885 | 1020 S 13TH ST | NORFOLK | 68701 | MADISON | CASEYS RETAIL CO | PO BOX 3001 | ANKENY | IA | 50021-8045 | 5 | Currently in Use | 8000 | Jacketed | Federally Regulated | None | Poly Jacket | Regular Unleaded | 1995 |  |  | Double Walled | Plastic
5667 | CASEYS GENERAL STORE #2885 | 1020 S 13TH ST | NORFOLK | 68701 | MADISON | CASEYS RETAIL CO | PO BOX 3001 | ANKENY | IA | 50021-8045 | 6 | Currently in Use | 8000 | Jacketed | Federally Regulated | None | Poly Jacket | Regular Unleaded | 1995 |  |  | Double Walled | Plastic
5667 | CASEYS GENERAL STORE #2885 | 1020 S 13TH ST | NORFOLK | 68701 | MADISON | CASEYS RETAIL CO | PO BOX 3001 | ANKENY | IA | 50021-8045 | 7 | Currently in Use | 8000 | Jacketed | Federally Regulated | None | Poly Jacket | E-15 | 1995 |  |  | Double Walled | Plastic
5667 | CASEYS GENERAL STORE #2885 | 1020 S 13TH ST | NORFOLK | 68701 | MADISON | CASEYS RETAIL CO | PO BOX 3001 | ANKENY | IA | 50021-8045 | 8 | Currently in Use | 8000 | Jacketed | Federally Regulated | None | Poly Jacket | #1 Diesel | 1995 |  |  | Double Walled | Plastic
1407 | CITY OF NORFOLK/STREET DEPT | 1102 S 8TH ST | NORFOLK | 68701 | MADISON | CITY OF NORFOLK | 309 N 5TH ST | NORFOLK | NE | 68701 | 3 | Currently in Use | 600 | Fiberglass Reinforced Plastic | Federally Regulated | None | None | Used Oil | 1996 |  |  | Double Walled | Fiberglass Reinforced Plastic
1407 | CITY OF NORFOLK/STREET DEPT | 1102 S 8TH ST | NORFOLK | 68701 | MADISON | CITY OF NORFOLK | 309 N 5TH ST | NORFOLK | NE | 68701 | 4 | Currently in Use | 10000 | Fiberglass Reinforced Plastic | Federally Regulated | None | None | Regular Unleaded | 1997
1407 | CITY OF NORFOLK/STREET DEPT | 1102 S 8TH ST | NORFOLK | 68701 | MADISON | CITY OF NORFOLK | 309 N 5TH ST | NORFOLK | NE | 68701 | 5 | Currently in Use | 10000 | Fiberglass Reinforced Plastic | Federally Regulated | None | None | #2 Diesel | 1997
5883 | CORNHUSKER AUTO CENTER INC | 700 E NORFOLK AVE | NORFOLK | 68701 | MADISON | CORNHUSKER AUTO CENTER INC | 700 E NORFOLK AVE | NORFOLK | NE | 68701 | 1 | Permanently Out of Use | 500 | Steel | Federally Regulated | Unknown | Painted(e.g., asphaltic) | Used Oil | 1968 | 9/1/1998 |  |  | Steel
8323 | CUBBYS NORFOLK | 1303 TAHAZOUKA DR | NORFOLK | 68701 | MADISON | CUBBYs INC | 9229 MORMON BRIDGE PLZ STE 6 | OMAHA | NE | 68152-1942 | 1 | Currently in Use | 12000 | Steel | Federally Regulated | None | Galvanic/Sacrificial Current Cathodic Protection, STIP3 Tank | #2 Diesel | 1991 |  |  |  | Fiberglass Reinforced Plastic
8323 | CUBBYS NORFOLK | 1303 TAHAZOUKA DR | NORFOLK | 68701 | MADISON | CUBBYs INC | 9229 MORMON BRIDGE PLZ STE 6 | OMAHA | NE | 68152-1942 | 2 | Currently in Use | 12000 | Steel | Federally Regulated | None | Galvanic/Sacrificial Current Cathodic Protection, STIP3 Tank | #2 Diesel | 1991 |  |  |  | Fiberglass Reinforced Plastic
8323 | CUBBYS NORFOLK | 1303 TAHAZOUKA DR | NORFOLK | 68701 | MADISON | CUBBYs INC | 9229 MORMON BRIDGE PLZ STE 6 | OMAHA | NE | 68152-1942 | 3 | Currently in Use | 12000 | Steel | Federally Regulated | None | Galvanic/Sacrificial Current Cathodic Protection, STIP3 Tank | Regular Unleaded | 1991 |  |  |  | Fiberglass Reinforced Plastic
8323 | CUBBYS NORFOLK | 1303 TAHAZOUKA DR | NORFOLK | 68701 | MADISON | CUBBYs INC | 9229 MORMON BRIDGE PLZ STE 6 | OMAHA | NE | 68152-1942 | 4 | Currently in Use | 12000 | Steel | Federally Regulated | None | Galvanic/Sacrificial Current Cathodic Protection, STIP3 Tank | Regular Unleaded | 1991 |  |  |  | Fiberglass Reinforced Plastic
8323 | CUBBYS NORFOLK | 1303 TAHAZOUKA DR | NORFOLK | 68701 | MADISON | CUBBYs INC | 9229 MORMON BRIDGE PLZ STE 6 | OMAHA | NE | 68152-1942 | 5 | Currently in Use | 12000 | Steel | Federally Regulated | None | Galvanic/Sacrificial Current Cathodic Protection, STIP3 Tank | Regular Unleaded | 1991 |  |  |  | Fiberglass Reinforced Plastic
8323 | CUBBYS NORFOLK | 1303 TAHAZOUKA DR | NORFOLK | 68701 | MADISON | CUBBYs INC | 9229 MORMON BRIDGE PLZ STE 6 | OMAHA | NE | 68152-1942 | 6 | Currently in Use | 4000 | Fiberglass Reinforced Plastic | Federally Regulated | None | None | Regular Unleaded | 1999 |  |  |  | Fiberglass Reinforced Plastic
2622 | FAITH REGIONAL HEALTH SERVICES | 2700 W NORFOLK AVE | NORFOLK | 68701 | MADISON | FAITH REGIONAL HEALTH SERVICES | 2700 W NORFOLK AVE | NORFOLK | NE | 68701 | 2 | Currently in Use | 10000 | Fiberglass Reinforced Plastic | Federally Regulated | None | None | Other->Jet A | 2007 |  |  | Double Walled | Plastic
2622 | FAITH REGIONAL HEALTH SERVICES | 2700 W NORFOLK AVE | NORFOLK | 68701 | MADISON | FAITH REGIONAL HEALTH SERVICES | 2700 W NORFOLK AVE | NORFOLK | NE | 68701 | 3 | Currently in Use | 10000 | Fiberglass Reinforced Plastic | Federally Regulated | None | None | #2 Diesel | 2009 |  |  | Double Walled | Plastic
1855 | FAITH REGIONAL HEALTH SERVICES | 1500 KOENIGSTEIN AVE | NORFOLK | 68701 | MADISON | FAITH REGIONAL HEALTH SERVICES | 2700 W NORFOLK AVE | NORFOLK | NE | 68701 | 3 | Currently in Use | 6000 | Steel | Heating Oil | None | Impressed Current Cathodic Protection, Painted(e.g., asphaltic) | #2 Diesel | 1984 |  |  |  | Plastic
8316 | FAST MART | 315 OMAHA AVE | NORFOLK | 68701 | MADISON | GOKIE ENTERPRISES INC | 315 OMAHA AVE | NORFOLK | NE | 68701 | 1 | Currently in Use | 10000 | Steel | Federally Regulated | None | Galvanic/Sacrificial Current Cathodic Protection, STIP3 Tank | Regular Unleaded | 1989 |  |  |  | Fiberglass Reinforced Plastic
8316 | FAST MART | 315 OMAHA AVE | NORFOLK | 68701 | MADISON | GOKIE ENTERPRISES INC | 315 OMAHA AVE | NORFOLK | NE | 68701 | 2 | Currently in Use | 6000 | Steel | Federally Regulated | None | Galvanic/Sacrificial Current Cathodic Protection, STIP3 Tank | Regular Unleaded | 1989 |  |  |  | Fiberglass Reinforced Plastic
8316 | FAST MART | 315 OMAHA AVE | NORFOLK | 68701 | MADISON | GOKIE ENTERPRISES INC | 315 OMAHA AVE | NORFOLK | NE | 68701 | 3 | Currently in Use | 6000 | Steel | Federally Regulated | None | Galvanic/Sacrificial Current Cathodic Protection, STIP3 Tank | Regular Unleaded | 1989 |  |  |  | Fiberglass Reinforced Plastic
8316 | FAST MART | 315 OMAHA AVE | NORFOLK | 68701 | MADISON | GOKIE ENTERPRISES INC | 315 OMAHA AVE | NORFOLK | NE | 68701 | 4 | Currently in Use | 4000 | Steel | Federally Regulated | None | Galvanic/Sacrificial Current Cathodic Protection, STIP3 Tank | #2 Diesel | 1989 |  |  |  | Fiberglass Reinforced Plastic
6986 | FIRST CONGREGATIONAL CHURCH | 1102 W NORFOLK AVE | NORFOLK | 68701 | MADISON | FIRST CONG UNITED CHURCH | 1102 NORFOLK AVE | NORFOLK | NE | 68701 | 1 | Permanently Out of Use | 1000 | Steel | Heating Oil | Unknown | Unknown | Heating Oil 1 | 1901 | 2/1/1982 |  |  | Unknown
6052 | HOLIDAY 66 | 1203 S 13TH ST | NORFOLK | 68701 | MADISON | DOWNING OIL CO INC | PO BOX 1006 | NORFOLK | NE | 68702 | 5 | Permanently Out of Use | 1000 | Steel | Federally Regulated |  |  |  | 1901
7213 | HY-VEE GAS #1 | 310 E NORFOLK AVE | NORFOLK | 68701 | MADISON | HY VEE INC | 5820 WESTOWN PKWY | WEST DES MOINES | IA | 50265 | 4 | Currently in Use | 3000 | Fiberglass Reinforced Plastic | Federally Regulated | None | None | Regular Unleaded | 1998 |  |  |  | Plastic
7213 | HY-VEE GAS #1 | 310 E NORFOLK AVE | NORFOLK | 68701 | MADISON | HY VEE INC | 5820 WESTOWN PKWY | WEST DES MOINES | IA | 50265 | 5 | Currently in Use | 8000 | Fiberglass Reinforced Plastic | Federally Regulated | None | None | #2 Diesel | 1998 |  |  |  | Plastic
7213 | HY-VEE GAS #1 | 310 E NORFOLK AVE | NORFOLK | 68701 | MADISON | HY VEE INC | 5820 WESTOWN PKWY | WEST DES MOINES | IA | 50265 | 6 | Currently in Use | 10000 | Fiberglass Reinforced Plastic | Federally Regulated | None | None | Regular Unleaded | 2006 |  |  | Double Walled | Plastic
7213 | HY-VEE GAS #1 | 310 E NORFOLK AVE | NORFOLK | 68701 | MADISON | HY VEE INC | 5820 WESTOWN PKWY | WEST DES MOINES | IA | 50265 | 7 | Currently in Use | 20000 | Fiberglass Reinforced Plastic | Federally Regulated | None | None | E-10 | 2006 |  |  | Double Walled | Plastic
7213 | HY-VEE GAS #1 | 310 E NORFOLK AVE | NORFOLK | 68701 | MADISON | HY VEE INC | 5820 WESTOWN PKWY | WEST DES MOINES | IA | 50265 | 8 | Currently in Use | 10000 | Fiberglass Reinforced Plastic | Federally Regulated | None | None | E-10 | 2006 |  |  | Double Walled | Plastic
11908 | HY-VEE GAS #2 | 2310 MARKET LN | NORFOLK | 68701 | MADISON | HY VEE INC | 5820 WESTOWN PKWY | WEST DES MOINES | IA | 50266 | 1 | Currently in Use | 12000 | Fiberglass Reinforced Plastic | Federally Regulated | None | None | Regular Unleaded | 2001 |  |  |  | Plastic
11908 | HY-VEE GAS #2 | 2310 MARKET LN | NORFOLK | 68701 | MADISON | HY VEE INC | 5820 WESTOWN PKWY | WEST DES MOINES | IA | 50266 | 2 | Currently in Use | 12000 | Fiberglass Reinforced Plastic | Federally Regulated | None | None | Regular Unleaded | 2001 |  |  |  | Plastic
11908 | HY-VEE GAS #2 | 2310 MARKET LN | NORFOLK | 68701 | MADISON | HY VEE INC | 5820 WESTOWN PKWY | WEST DES MOINES | IA | 50266 | 3 | Currently in Use | 12000 | Fiberglass Reinforced Plastic | Federally Regulated | None | None | Regular Unleaded | 2001 |  |  |  | Plastic
2789 | JERRYs STANDARD INC | 1029 S 13TH ST | NORFOLK | 68701 | MADISON | JERRYS STANDARD INC | 1224 W MICHIGAN AVE | NORFOLK | NE | 68701 | 2 | Currently in Use | 8000 | Steel | Federally Regulated | None | Galvanic/Sacrificial Current Cathodic Protection, STIP3 Tank | Regular Unleaded | 1988 |  |  |  | Fiberglass Reinforced Plastic
2789 | JERRYs STANDARD INC | 1029 S 13TH ST | NORFOLK | 68701 | MADISON | JERRYS STANDARD INC | 1224 W MICHIGAN AVE | NORFOLK | NE | 68701 | 3 | Currently in Use | 8000 | Steel | Federally Regulated | None | Galvanic/Sacrificial Current Cathodic Protection, STIP3 Tank | E-15 | 1988 |  |  |  | Fiberglass Reinforced Plastic
2789 | JERRYs STANDARD INC | 1029 S 13TH ST | NORFOLK | 68701 | MADISON | JERRYS STANDARD INC | 1224 W MICHIGAN AVE | NORFOLK | NE | 68701 | 4 | Currently in Use | 8000 | Steel | Federally Regulated | None | Galvanic/Sacrificial Current Cathodic Protection, STIP3 Tank | Regular Unleaded | 1988 |  |  |  | Fiberglass Reinforced Plastic
2789 | JERRYs STANDARD INC | 1029 S 13TH ST | NORFOLK | 68701 | MADISON | JERRYS STANDARD INC | 1224 W MICHIGAN AVE | NORFOLK | NE | 68701 | 5 | Currently in Use | 2000 | Steel | Federally Regulated | None | Galvanic/Sacrificial Current Cathodic Protection | #2 Diesel | 1998 |  |  |  | Fiberglass Reinforced Plastic
3524 | JOHNSON STONACEK FUNERAL CHAPEL | 910 PARK AVE | NORFOLK | 68701 | MADISON | JOHNSON-STONACEK FUNERAL CHAPEL | 910 PARK AVE | NORFOLK | NE | 68701 | 1 | Permanently Out of Use | 1500 | Steel | Federally Regulated | Unknown | Unknown | Empty | 1958 |  |  |  | Steel
11270 | LOUIEs LIQUOR | 811 S 13TH ST | NORFOLK | 68701 | MADISON | SCW INC | 811 S 13TH ST | NORFOLK | NE | 68701 | 1 | Currently in Use | 8000 | Fiberglass Reinforced Plastic | Federally Regulated | None | None | E-10 | 1994 |  |  |  | Fiberglass Reinforced Plastic
11270 | LOUIEs LIQUOR | 811 S 13TH ST | NORFOLK | 68701 | MADISON | SCW INC | 811 S 13TH ST | NORFOLK | NE | 68701 | 2 | Currently in Use | 8000 | Fiberglass Reinforced Plastic | Federally Regulated | None | None | Regular Unleaded | 1994 |  |  |  | Fiberglass Reinforced Plastic
11270 | LOUIEs LIQUOR | 811 S 13TH ST | NORFOLK | 68701 | MADISON | SCW INC | 811 S 13TH ST | NORFOLK | NE | 68701 | 3 | Currently in Use | 4000 | Fiberglass Reinforced Plastic | Federally Regulated | None | None | Regular Unleaded | 1994 |  |  |  | Fiberglass Reinforced Plastic
12686 | LOVEs TRAVEL STOP #680 | 1300 W MONROE AVE | NORFOLK | 68701 | MADISON | LOVES TRAVEL STOPS & COUNTRY STORES INC | PO BOX 26210 | OKLAHOMA CITY | OK | 73126 | 1 | Currently in Use | 20000 | Fiberglass Reinforced Plastic | Federally Regulated |  |  | E-10 | 2016 |  |  | Double Walled | Fiberglass Reinforced Plastic
12686 | LOVEs TRAVEL STOP #680 | 1300 W MONROE AVE | NORFOLK | 68701 | MADISON | LOVES TRAVEL STOPS & COUNTRY STORES INC | PO BOX 26210 | OKLAHOMA CITY | OK | 73126 | 3 | Currently in Use | 8000 | Fiberglass Reinforced Plastic | Federally Regulated |  |  | E-10 | 2016 |  |  | Double Walled | Fiberglass Reinforced Plastic
12686 | LOVEs TRAVEL STOP #680 | 1300 W MONROE AVE | NORFOLK | 68701 | MADISON | LOVES TRAVEL STOPS & COUNTRY STORES INC | PO BOX 26210 | OKLAHOMA CITY | OK | 73126 | 4 | Currently in Use | 30000 | Fiberglass Reinforced Plastic | Federally Regulated |  |  | , Other->B-20 | 2016 |  |  | Double Walled | Fiberglass Reinforced Plastic
12686 | LOVEs TRAVEL STOP #680 | 1300 W MONROE AVE | NORFOLK | 68701 | MADISON | LOVES TRAVEL STOPS & COUNTRY STORES INC | PO BOX 26210 | OKLAHOMA CITY | OK | 73126 | 5 | Currently in Use | 30000 | Fiberglass Reinforced Plastic | Federally Regulated |  |  | , Other->B-20 | 2016 |  |  | Double Walled | Fiberglass Reinforced Plastic
12686 | LOVEs TRAVEL STOP #680 | 1300 W MONROE AVE | NORFOLK | 68701 | MADISON | LOVES TRAVEL STOPS & COUNTRY STORES INC | PO BOX 26210 | OKLAHOMA CITY | OK | 73126 | 6 | Currently in Use | 20000 | Fiberglass Reinforced Plastic | Federally Regulated |  |  | , Other->B-99 | 2016 |  |  | Double Walled | Fiberglass Reinforced Plastic
3526 | MARYS PLAZA | 801 E NORFOLK AVE | NORFOLK | 68701 | MADISON | CORNHUSKER AUTO CENTER | 700 E NORFOLK AVE | NORFOLK | NE | 68701 | 4 | Currently in Use | 8000 | Steel | Federally Regulated | None | Galvanic/Sacrificial Current Cathodic Protection, STIP3 Tank | Regular Unleaded | 1988 |  |  |  | Fiberglass Reinforced Plastic
3526 | MARYS PLAZA | 801 E NORFOLK AVE | NORFOLK | 68701 | MADISON | CORNHUSKER AUTO CENTER | 700 E NORFOLK AVE | NORFOLK | NE | 68701 | 5 | Currently in Use | 8000 | Steel | Federally Regulated | None | Galvanic/Sacrificial Current Cathodic Protection, STIP3 Tank | Regular Unleaded | 1988 |  |  |  | Fiberglass Reinforced Plastic, Fiberglass Reinforced Plastic
3526 | MARYS PLAZA | 801 E NORFOLK AVE | NORFOLK | 68701 | MADISON | CORNHUSKER AUTO CENTER | 700 E NORFOLK AVE | NORFOLK | NE | 68701 | 6 | Currently in Use | 4000 | Fiberglass Reinforced Plastic | Federally Regulated | None | None | Regular Unleaded | 1998 |  |  |  | Fiberglass Reinforced Plastic, Fiberglass Reinforced Plastic
3526 | MARYS PLAZA | 801 E NORFOLK AVE | NORFOLK | 68701 | MADISON | CORNHUSKER AUTO CENTER | 700 E NORFOLK AVE | NORFOLK | NE | 68701 | 7 | Currently in Use | 10000 | Fiberglass Reinforced Plastic | Federally Regulated | None | None | #2 Diesel | 1998 |  |  |  | Fiberglass Reinforced Plastic, Fiberglass Reinforced Plastic
3526 | MARYS PLAZA | 801 E NORFOLK AVE | NORFOLK | 68701 | MADISON | CORNHUSKER AUTO CENTER | 700 E NORFOLK AVE | NORFOLK | NE | 68701 | 8 | Currently in Use | 10000 | Fiberglass Reinforced Plastic | Federally Regulated | None | None | #1 Diesel | 1998 |  |  |  | Fiberglass Reinforced Plastic, Fiberglass Reinforced Plastic
8321 | MEISINGER OIL INC | 2700 OLD HADAR RD | NORFOLK | 68701 | MADISON | MEISINGER OIL CO | PO BOX 307 | NORFOLK | NE | 68702-0307 | 1 | Currently in Use | 12000 | Fiberglass Reinforced Plastic | Federally Regulated | None | None | #2 Diesel | 1991 |  |  |  | Fiberglass Reinforced Plastic
8321 | MEISINGER OIL INC | 2700 OLD HADAR RD | NORFOLK | 68701 | MADISON | MEISINGER OIL CO | PO BOX 307 | NORFOLK | NE | 68702-0307 | 2 | Currently in Use | 12000 | Fiberglass Reinforced Plastic | Federally Regulated | None | None | #2 Diesel | 1991 |  |  |  | Fiberglass Reinforced Plastic
8321 | MEISINGER OIL INC | 2700 OLD HADAR RD | NORFOLK | 68701 | MADISON | MEISINGER OIL CO | PO BOX 307 | NORFOLK | NE | 68702-0307 | 3 | Currently in Use | 12000 | Fiberglass Reinforced Plastic | Federally Regulated | None | None | #2 Diesel | 1991 |  |  |  | Fiberglass Reinforced Plastic
8321 | MEISINGER OIL INC | 2700 OLD HADAR RD | NORFOLK | 68701 | MADISON | MEISINGER OIL CO | PO BOX 307 | NORFOLK | NE | 68702-0307 | 4 | Currently in Use | 12000 | Fiberglass Reinforced Plastic | Federally Regulated | None | None | #2 Diesel | 1991 |  |  |  | Fiberglass Reinforced Plastic
8321 | MEISINGER OIL INC | 2700 OLD HADAR RD | NORFOLK | 68701 | MADISON | MEISINGER OIL CO | PO BOX 307 | NORFOLK | NE | 68702-0307 | 5 | Currently in Use | 12000 | Fiberglass Reinforced Plastic | Federally Regulated | None | None | Regular Unleaded | 1991 |  |  |  | Fiberglass Reinforced Plastic
8321 | MEISINGER OIL INC | 2700 OLD HADAR RD | NORFOLK | 68701 | MADISON | MEISINGER OIL CO | PO BOX 307 | NORFOLK | NE | 68702-0307 | 6 | Currently in Use | 12000 | Fiberglass Reinforced Plastic | Federally Regulated | None | None | Regular Unleaded | 1991 |  |  |  | Fiberglass Reinforced Plastic
2070 | MIDWEST AIRMOTIVE INC | 4100 S 13TH ST | NORFOLK | 68701 | MADISON | MIDWEST AIRMOTIVE INC | PO BOX 442 | NORFOLK | NE | 68702 | 1 | Permanently Out of Use | 275 | Steel | Federally Regulated | None | Painted(e.g., asphaltic) | Used Oil | 1976
703 | NEBRASKA DEPT OF TRANS | 1001 ALASKA AVE | NORFOLK | 68701 | MADISON | NEB DEPT OF TRANS | 5001 S 14TH ST | LINCOLN | NE | 68512 | 3 | Currently in Use | 12000 | Fiberglass Reinforced Plastic | Federally Regulated | None | None | Regular Unleaded | 1979 |  |  |  | Fiberglass Reinforced Plastic
703 | NEBRASKA DEPT OF TRANS | 1001 ALASKA AVE | NORFOLK | 68701 | MADISON | NEB DEPT OF TRANS | 5001 S 14TH ST | LINCOLN | NE | 68512 | 4 | Currently in Use | 12000 | Fiberglass Reinforced Plastic | Federally Regulated | None | None | #2 Diesel | 1979 |  |  |  | Fiberglass Reinforced Plastic
5739 | NEBRASKA SAND & GRAVEL | S HWY 81 | NORFOLK | 68701 | MADISON | NEBRASKA SAND & GRAVEL | PO BOX 787 | NORFOLK | NE | 68701 | 2 | Permanently Out of Use | 8000 | Steel | Federally Regulated |  |  |  | 1971
1806 | NORFOLK FIRE DIVISION | 701 KOENIGSTEIN AVE | NORFOLK | 68701 | MADISON | CITY OF NORFOLK--FIRE DIVISION | 309 N 5TH ST | NORFOLK | NE | 68701 | 1 | Currently in Use | 1000 | Fiberglass Reinforced Plastic | Federally Regulated | None | None | #1 Diesel | 1985 |  |  |  | Fiberglass Reinforced Plastic
1806 | NORFOLK FIRE DIVISION | 701 KOENIGSTEIN AVE | NORFOLK | 68701 | MADISON | CITY OF NORFOLK--FIRE DIVISION | 309 N 5TH ST | NORFOLK | NE | 68701 | 2 | Currently in Use | 500 | Fiberglass Reinforced Plastic | Federally Regulated | None | None | Regular Unleaded | 1985 |  |  |  | Fiberglass Reinforced Plastic
12795 | NORFOLK HOUSING AGENCY | 602 S 7TH ST | NORFOLK | 68701 | MADISON | NORFOLK HOUSING AGENCY | 110 N 4TH ST | NORFOLK | NE | 68701 | 1 | Permanently Out of Use | 1000 | Steel | Federally Regulated |  |  |  | 1920 | 1/1/1901
7183 | NORFOLK POLICE | 202 N 7TH ST | NORFOLK | 68701 | MADISON | CITY OF NORFOLK--POLICE DIVISION | 309 N 5TH ST | NORFOLK | NE | 68701 | 1 | Currently in Use | 1000 | Fiberglass Reinforced Plastic | Federally Regulated | None | Fiberglass Reinforced Plastic Coated | #2 Diesel | 1988 |  |  |  | Unknown
11826 | NORFOLK VETERANS HOME | 600 E BENJAMIN AVE | NORFOLK | 68701 | MADISON | STATE OF NEBRASKA | 600 E BENJAMIN AVE | NORFOLK | NE | 68701 | 1 | Currently in Use | 5000 | Fiberglass Reinforced Plastic | Federally Regulated |  |  | Heating Oil 2 | 1999 |  |  | Double Walled | Fiberglass Reinforced Plastic
2623 | NORTHEAST COMMUNITY COLLEGE | 801 E BENJAMIN AVE | NORFOLK | 68701 | MADISON | NORTHEAST COMMUNITY COLLEGE | PO BOX 469 | NORFOLK | NE | 68702-0469 | 5 | Currently in Use | 4000 | Fiberglass Reinforced Plastic | Federally Regulated |  |  | E-10 | 2015 |  |  | Double Walled | DOUBLE WALLED, Plastic
2623 | NORTHEAST COMMUNITY COLLEGE | 801 E BENJAMIN AVE | NORFOLK | 68701 | MADISON | NORTHEAST COMMUNITY COLLEGE | PO BOX 469 | NORFOLK | NE | 68702-0469 | 6 | Currently in Use | 2500 | Fiberglass Reinforced Plastic | Federally Regulated |  |  | #2 Diesel, Other->DYED DIESEL | 2015 |  |  | Double Walled | DOUBLE WALLED, Plastic
2623 | NORTHEAST COMMUNITY COLLEGE | 801 E BENJAMIN AVE | NORFOLK | 68701 | MADISON | NORTHEAST COMMUNITY COLLEGE | PO BOX 469 | NORFOLK | NE | 68702-0469 | 7 | Currently in Use | 2500 | Fiberglass Reinforced Plastic | Federally Regulated |  |  | #2 Diesel | 2015 |  |  | Double Walled | DOUBLE WALLED, Plastic
1176 | NP MART 20 | 810 W NORFOLK AVE | NORFOLK | 68701 | MADISON | WEST NORFOLK PETROLEUM LLC | 810 W NORFOLK AVE | NORFOLK | NE | 68701 | 1 | Currently in Use | 10000 | Fiberglass Reinforced Plastic | Federally Regulated | None | None | Regular Unleaded | 2004 |  |  |  | Fiberglass Reinforced Plastic
1176 | NP MART 20 | 810 W NORFOLK AVE | NORFOLK | 68701 | MADISON | WEST NORFOLK PETROLEUM LLC | 810 W NORFOLK AVE | NORFOLK | NE | 68701 | 2 | Currently in Use | 10000 | Fiberglass Reinforced Plastic | Federally Regulated | None | None | E-10 | 2004 |  |  |  | Fiberglass Reinforced Plastic
2897 | NP MART 21 | 400 E NORFOLK AVE | NORFOLK | 68701 | MADISON | EAST NORFOLK PETROELUM LLC | 400 E NORFOLK AVE | NORFOLK | NE | 68701 | 4 | Currently in Use | 8000 | Fiberglass Reinforced Plastic | Federally Regulated | None | None | Regular Unleaded | 1998 |  |  |  | Plastic
2897 | NP MART 21 | 400 E NORFOLK AVE | NORFOLK | 68701 | MADISON | EAST NORFOLK PETROELUM LLC | 400 E NORFOLK AVE | NORFOLK | NE | 68701 | 5 | Currently in Use | 8000 | Fiberglass Reinforced Plastic | Federally Regulated | None | None | Regular Unleaded | 1998 |  |  |  | Plastic
2897 | NP MART 21 | 400 E NORFOLK AVE | NORFOLK | 68701 | MADISON | EAST NORFOLK PETROELUM LLC | 400 E NORFOLK AVE | NORFOLK | NE | 68701 | 6 | Currently in Use | 8000 | Fiberglass Reinforced Plastic | Federally Regulated | None | None | Regular Unleaded | 1998 |  |  |  | Plastic
2899 | NP MART 22 | 314 W OMAHA AVE | NORFOLK | 68701 | MADISON | OMAHA AVE PETROLEUM LLC | 314 W OMAHA AVE | NORFOLK | NE | 68701 | 4 | Currently in Use | 8000 | Fiberglass Reinforced Plastic | Federally Regulated | None | None | Regular Unleaded | 1994 |  |  |  | Fiberglass Reinforced Plastic
2899 | NP MART 22 | 314 W OMAHA AVE | NORFOLK | 68701 | MADISON | OMAHA AVE PETROLEUM LLC | 314 W OMAHA AVE | NORFOLK | NE | 68701 | 5 | Currently in Use | 8000 | Fiberglass Reinforced Plastic | Federally Regulated | None | None | Regular Unleaded | 1994 |  |  |  | Fiberglass Reinforced Plastic
2899 | NP MART 22 | 314 W OMAHA AVE | NORFOLK | 68701 | MADISON | OMAHA AVE PETROLEUM LLC | 314 W OMAHA AVE | NORFOLK | NE | 68701 | 6 | Currently in Use | 8000 | Fiberglass Reinforced Plastic | Federally Regulated | None | None | Regular Unleaded | 1994 |  |  |  | Fiberglass Reinforced Plastic
12622 | NPS TRANSPORTATION BLDG | 206 E NORTHWESTERN AVE | NORFOLK | 68701 | MADISON | NORFOLK PUBLIC SCHOOLS | 512 PHILIP AVE | NORFOLK | NE | 68701 | 1 | Currently in Use | 10000 | Fiberglass Reinforced Plastic | Federally Regulated |  |  | Regular Unleaded | 2014 |  |  | Double Walled | Plastic
12622 | NPS TRANSPORTATION BLDG | 206 E NORTHWESTERN AVE | NORFOLK | 68701 | MADISON | NORFOLK PUBLIC SCHOOLS | 512 PHILIP AVE | NORFOLK | NE | 68701 | 2 | Currently in Use | 10000 | Fiberglass Reinforced Plastic | Federally Regulated |  |  | #2 Diesel | 2014 |  |  | Double Walled | Plastic
4113 | OMAHA AVE RADIATOR SERVICE | 100 E OMAHA AVE | NORFOLK | 68701 | MADISON | OMAHA AVE RADIATOR SVC | 100 E OMAHA AVE | NORFOLK | NE | 68701 | 1 | Permanently Out of Use | 500 | Steel | Federally Regulated | Unknown | Unknown | Used Oil | 1966 |  |  |  | Steel
4113 | OMAHA AVE RADIATOR SERVICE | 100 E OMAHA AVE | NORFOLK | 68701 | MADISON | OMAHA AVE RADIATOR SVC | 100 E OMAHA AVE | NORFOLK | NE | 68701 | 2 | Permanently Out of Use | 1000 | Steel | Federally Regulated | Unknown | Unknown | Used Oil | 1966 |  |  |  | Steel
4113 | OMAHA AVE RADIATOR SERVICE | 100 E OMAHA AVE | NORFOLK | 68701 | MADISON | OMAHA AVE RADIATOR SVC | 100 E OMAHA AVE | NORFOLK | NE | 68701 | 3 | Permanently Out of Use | 1000 | Steel | Federally Regulated | Unknown | Unknown | Empty | 1966 |  |  |  | Steel
8328 | PETERBILT | 2001 S 13TH ST | NORFOLK | 68701 | MADISON | WILSON GROUP LLC | PO BOX 386 | SIOUX CITY | IA | 51102 | 1 | Currently in Use | 6000 | Fiberglass Reinforced Plastic | Federally Regulated | None | None | Used Oil | 2009 |  |  | Double Walled | Fiberglass Reinforced Plastic, Plastic
3697 | PRIME STOP NORTH | 84610 N HWY 81 | NORFOLK | 68701 | MADISON | WISNER WEST PRODUCTS INC | PO BOX 739 | WISNER | NE | 68791-0739 | 8 | Currently in Use | 8000 | Fiberglass Reinforced Plastic | Federally Regulated | None | None | E-10 | 2003 |  |  |  | Fiberglass Reinforced Plastic
3697 | PRIME STOP NORTH | 84610 N HWY 81 | NORFOLK | 68701 | MADISON | WISNER WEST PRODUCTS INC | PO BOX 739 | WISNER | NE | 68791-0739 | 9 | Currently in Use | 8000 | Fiberglass Reinforced Plastic | Federally Regulated | None | None | E-10 | 2003 |  |  |  | Fiberglass Reinforced Plastic
3697 | PRIME STOP NORTH | 84610 N HWY 81 | NORFOLK | 68701 | MADISON | WISNER WEST PRODUCTS INC | PO BOX 739 | WISNER | NE | 68791-0739 | 10 | Currently in Use | 10000 | Fiberglass Reinforced Plastic | Federally Regulated | None | None | Regular Unleaded | 2003 |  |  |  | Fiberglass Reinforced Plastic
3697 | PRIME STOP NORTH | 84610 N HWY 81 | NORFOLK | 68701 | MADISON | WISNER WEST PRODUCTS INC | PO BOX 739 | WISNER | NE | 68791-0739 | 11 | Currently in Use | 12000 | Fiberglass Reinforced Plastic | Federally Regulated | None | None | #2 Diesel | 2003 |  |  |  | Fiberglass Reinforced Plastic
3697 | PRIME STOP NORTH | 84610 N HWY 81 | NORFOLK | 68701 | MADISON | WISNER WEST PRODUCTS INC | PO BOX 739 | WISNER | NE | 68791-0739 | 12 | Currently in Use | 12000 | Fiberglass Reinforced Plastic | Federally Regulated | None | None | #2 Diesel | 2003 |  |  |  | Fiberglass Reinforced Plastic
671 | REYNOLDSON INC | 905 S 13TH ST | NORFOLK | 68701 | MADISON | ELLEN MAE MICHAEL LLC | 905 S 13TH ST | NORFOLK | NE | 68701 | 1 | Currently in Use | 6000 | Steel | Federally Regulated | None | Galvanic/Sacrificial Current Cathodic Protection, STIP3 Tank | #2 Diesel | 1990 |  |  |  | Fiberglass Reinforced Plastic
671 | REYNOLDSON INC | 905 S 13TH ST | NORFOLK | 68701 | MADISON | ELLEN MAE MICHAEL LLC | 905 S 13TH ST | NORFOLK | NE | 68701 | 2 | Currently in Use | 6000 | Steel | Federally Regulated | None | Galvanic/Sacrificial Current Cathodic Protection, STIP3 Tank | Premium Unleaded | 1990 |  |  |  | Fiberglass Reinforced Plastic
671 | REYNOLDSON INC | 905 S 13TH ST | NORFOLK | 68701 | MADISON | ELLEN MAE MICHAEL LLC | 905 S 13TH ST | NORFOLK | NE | 68701 | 3 | Currently in Use | 10000 | Steel | Federally Regulated | None | Galvanic/Sacrificial Current Cathodic Protection, STIP3 Tank | E-10 | 1990 |  |  |  | Fiberglass Reinforced Plastic
671 | REYNOLDSON INC | 905 S 13TH ST | NORFOLK | 68701 | MADISON | ELLEN MAE MICHAEL LLC | 905 S 13TH ST | NORFOLK | NE | 68701 | 4 | Currently in Use | 10000 | Steel | Federally Regulated | None | Galvanic/Sacrificial Current Cathodic Protection, STIP3 Tank | Regular Unleaded | 1990 |  |  |  | Fiberglass Reinforced Plastic
2855 | RIVERSIDE CONVENIENCE | 1100 RIVERSIDE BLVD | NORFOLK | 68701 | MADISON | VAIDENI LLC | 1211 N LINCOLN ST | WEST POINT | NE | 68788 | 1 | Currently in Use | 4000 | Steel | Federally Regulated | None | Impressed Current Cathodic Protection, Painted(e.g., asphaltic) | Regular Unleaded | 1984 |  |  |  | Plastic
2855 | RIVERSIDE CONVENIENCE | 1100 RIVERSIDE BLVD | NORFOLK | 68701 | MADISON | VAIDENI LLC | 1211 N LINCOLN ST | WEST POINT | NE | 68788 | 2 | Currently in Use | 4000 | Steel | Federally Regulated | None | Impressed Current Cathodic Protection, Painted(e.g., asphaltic) | Regular Unleaded | 1984 |  |  |  | Plastic
2855 | RIVERSIDE CONVENIENCE | 1100 RIVERSIDE BLVD | NORFOLK | 68701 | MADISON | VAIDENI LLC | 1211 N LINCOLN ST | WEST POINT | NE | 68788 | 3 | Currently in Use | 6000 | Steel | Federally Regulated | None | Impressed Current Cathodic Protection, Painted(e.g., asphaltic) | E-87 | 1984 |  |  |  | Plastic
6056 | SPEEDEE MART 2842 NORFOLK | 101 E OMAHA AVE | NORFOLK | 68701 | MADISON | DANCO 2842 NORFOLK OMAHA LLC | PO BOX 10 | VALENTINE | NE | 69201-0010 | 1 | Currently in Use | 8000 | Steel | Federally Regulated | None | Impressed Current Cathodic Protection, STIP3 Tank | #1 Diesel | 1990 |  |  |  | Fiberglass Reinforced Plastic
6056 | SPEEDEE MART 2842 NORFOLK | 101 E OMAHA AVE | NORFOLK | 68701 | MADISON | DANCO 2842 NORFOLK OMAHA LLC | PO BOX 10 | VALENTINE | NE | 69201-0010 | 2 | Currently in Use | 8000 | Steel | Federally Regulated | None | Impressed Current Cathodic Protection, STIP3 Tank | E-10 | 1990 |  |  |  | Fiberglass Reinforced Plastic
6056 | SPEEDEE MART 2842 NORFOLK | 101 E OMAHA AVE | NORFOLK | 68701 | MADISON | DANCO 2842 NORFOLK OMAHA LLC | PO BOX 10 | VALENTINE | NE | 69201-0010 | 3 | Currently in Use | 8000 | Steel | Federally Regulated | None | Impressed Current Cathodic Protection, STIP3 Tank | #2 Diesel | 1990 |  |  |  | Fiberglass Reinforced Plastic
2624 | SPEEDEE MART 2855 NORFOLK | 1220 N 1ST ST | NORFOLK | 68701 | MADISON | DANCO NORFOLK BENJAMIN LLC | PO BOX 10 | VALENTINE | NE | 69201 | 8 | Currently in Use | 10000 | Fiberglass Reinforced Plastic | Federally Regulated | None | None | Regular Unleaded | 1999 |  |  |  | Plastic
2624 | SPEEDEE MART 2855 NORFOLK | 1220 N 1ST ST | NORFOLK | 68701 | MADISON | DANCO NORFOLK BENJAMIN LLC | PO BOX 10 | VALENTINE | NE | 69201 | 9 | Currently in Use | 8000 | Fiberglass Reinforced Plastic | Federally Regulated | None | None | E-10 | 1999 |  |  |  | Plastic
2624 | SPEEDEE MART 2855 NORFOLK | 1220 N 1ST ST | NORFOLK | 68701 | MADISON | DANCO NORFOLK BENJAMIN LLC | PO BOX 10 | VALENTINE | NE | 69201 | 10 | Currently in Use | 4000 | Fiberglass Reinforced Plastic | Federally Regulated | None | None | Regular Unleaded | 1999 |  |  |  | Plastic
2856 | THE LIL STORE | 99 WOODLAND DR | NORFOLK | 68701 | STANTON | DANCO WOODLAND LLC | PO BOX 10 | VALENTINE | NE | 69201 | 1 | Currently in Use | 4000 | Steel | Federally Regulated | None | Impressed Current Cathodic Protection | E-10 | 1984 |  |  |  | Plastic
2856 | THE LIL STORE | 99 WOODLAND DR | NORFOLK | 68701 | STANTON | DANCO WOODLAND LLC | PO BOX 10 | VALENTINE | NE | 69201 | 2 | Currently in Use | 4000 | Steel | Federally Regulated | None | Impressed Current Cathodic Protection | E-10 | 1984 |  |  |  | Plastic
2856 | THE LIL STORE | 99 WOODLAND DR | NORFOLK | 68701 | STANTON | DANCO WOODLAND LLC | PO BOX 10 | VALENTINE | NE | 69201 | 4 | Currently in Use | 4000 | Steel | Federally Regulated | None | Impressed Current Cathodic Protection | Regular Unleaded | 1984 |  |  |  | Plastic
12143 | THE VIT E MEN COMPANY INC | 1507 S 1ST ST | NORFOLK | 68701 | MADISON | VIT E MEN COMPANY INC | 1507 S 1ST STREET | NORFOLK | NE | 68701 | 1 | Currently in Use | 10000 | Jacketed | Federally Regulated | None | Poly Jacket | Other->Denatured Alcohol | 2002 |  |  | Double Walled | Fiberglass Reinforced Plastic
924 | THREE Zs KARD KLUB | 400 N 7TH ST | NORFOLK | 68701 | MADISON | ZOUBEK OIL CO INC | 400 N 7TH ST | NORFOLK | NE | 68701 | 1 | Currently in Use | 10000 | Steel | Federally Regulated | None | Impressed Current Cathodic Protection | Regular Unleaded | 1983 |  |  |  | Steel
924 | THREE Zs KARD KLUB | 400 N 7TH ST | NORFOLK | 68701 | MADISON | ZOUBEK OIL CO INC | 400 N 7TH ST | NORFOLK | NE | 68701 | 2 | Currently in Use | 10000 | Steel | Federally Regulated | None | Impressed Current Cathodic Protection | Regular Unleaded | 1983 |  |  |  | Steel
924 | THREE Zs KARD KLUB | 400 N 7TH ST | NORFOLK | 68701 | MADISON | ZOUBEK OIL CO INC | 400 N 7TH ST | NORFOLK | NE | 68701 | 3 | Currently in Use | 10000 | Steel | Federally Regulated | None | Impressed Current Cathodic Protection | #2 Diesel | 1983 |  |  |  | Fiberglass Reinforced Plastic, Steel
8096 | UNION PACIFIC RAILROAD | RR RIGHT OF WAY | NORFOLK | 68701 | MADISON | UNION PACIFIC RR | 1416 DODGE ST RM 930 ATTN: CRAIG DENNY | OMAHA | NE | 68179 | 1 | Permanently Out of Use | 300 | Unknown | Federally Regulated | Unknown | Unknown | Regular Unleaded | 1901 |  |  |  | Unknown
3676 | UNKNOWN | US 81 & 275 BY PASS | NORFOLK | 68701 | MADISON | TEXACO RMI | PO BOX 2936 | SHAWNEE MISSION | KS | 66201 | 1 | Permanently Out of Use | 10000 | Steel | Federally Regulated | None | Painted(e.g., asphaltic) | Regular Unleaded | 1901 |  |  |  | Steel
3676 | UNKNOWN | US 81 & 275 BY PASS | NORFOLK | 68701 | MADISON | TEXACO RMI | PO BOX 2936 | SHAWNEE MISSION | KS | 66201 | 2 | Permanently Out of Use | 8000 | Steel | Federally Regulated | None | Painted(e.g., asphaltic) | Regular Unleaded | 1901 |  |  |  | Steel
3676 | UNKNOWN | US 81 & 275 BY PASS | NORFOLK | 68701 | MADISON | TEXACO RMI | PO BOX 2936 | SHAWNEE MISSION | KS | 66201 | 3 | Permanently Out of Use | 560 | Steel | Federally Regulated | None | Painted(e.g., asphaltic) | Used Oil | 1901 |  |  |  | Steel
923 | ZOUBEK OIL CO INC | 400 N 7TH ST | NORFOLK | 68701 | MADISON | ZOUBEK OIL CO INC | 400 N 7TH ST | NORFOLK | NE | 68701 | 6 | Currently in Use | 12000 | Fiberglass Reinforced Plastic | Federally Regulated | None | None | #2 Diesel | 1998
923 | ZOUBEK OIL CO INC | 400 N 7TH ST | NORFOLK | 68701 | MADISON | ZOUBEK OIL CO INC | 400 N 7TH ST | NORFOLK | NE | 68701 | 7 | Currently in Use | 12000 | Fiberglass Reinforced Plastic | Federally Regulated | None | None | #2 Diesel | 1998
923 | ZOUBEK OIL CO INC | 400 N 7TH ST | NORFOLK | 68701 | MADISON | ZOUBEK OIL CO INC | 400 N 7TH ST | NORFOLK | NE | 68701 | 8 | Currently in Use | 12000 | Fiberglass Reinforced Plastic | Federally Regulated | None | None | #2 Diesel | 1998
923 | ZOUBEK OIL CO INC | 400 N 7TH ST | NORFOLK | 68701 | MADISON | ZOUBEK OIL CO INC | 400 N 7TH ST | NORFOLK | NE | 68701 | 9 | Currently in Use | 12000 | Fiberglass Reinforced Plastic | Federally Regulated | None | None | #2 Diesel | 1998
923 | ZOUBEK OIL CO INC | 400 N 7TH ST | NORFOLK | 68701 | MADISON | ZOUBEK OIL CO INC | 400 N 7TH ST | NORFOLK | NE | 68701 | 10 | Currently in Use | 3000 | Fiberglass Reinforced Plastic | Federally Regulated |  | None | Kerosene | 1998
3451 | CASEYS GENERAL STORE #2675 | 210 E 6TH ST | NORTH BEND | 68649 | DODGE | CASEYS RETAIL CO | PO BOX 3001 | ANKENY | IA | 50021-8045 | 1 | Currently in Use | 6000 | Steel | Federally Regulated | None | Galvanic/Sacrificial Current Cathodic Protection, STIP3 Tank | Regular Unleaded | 1988 |  |  |  | Fiberglass Reinforced Plastic
3451 | CASEYS GENERAL STORE #2675 | 210 E 6TH ST | NORTH BEND | 68649 | DODGE | CASEYS RETAIL CO | PO BOX 3001 | ANKENY | IA | 50021-8045 | 2 | Currently in Use | 6000 | Steel | Federally Regulated | None | Galvanic/Sacrificial Current Cathodic Protection, STIP3 Tank | Regular Unleaded | 1988 |  |  |  | Fiberglass Reinforced Plastic
3451 | CASEYS GENERAL STORE #2675 | 210 E 6TH ST | NORTH BEND | 68649 | DODGE | CASEYS RETAIL CO | PO BOX 3001 | ANKENY | IA | 50021-8045 | 3 | Currently in Use | 6000 | Steel | Federally Regulated | Internal Lining(e.g., epoxy resins) | Galvanic/Sacrificial Current Cathodic Protection, STIP3 Tank | Regular Unleaded | 1988 |  |  |  | Fiberglass Reinforced Plastic
3451 | CASEYS GENERAL STORE #2675 | 210 E 6TH ST | NORTH BEND | 68649 | DODGE | CASEYS RETAIL CO | PO BOX 3001 | ANKENY | IA | 50021-8045 | 4 | Currently in Use | 6000 | Steel | Federally Regulated | None | Galvanic/Sacrificial Current Cathodic Protection, STIP3 Tank | #2 Diesel | 1988 |  |  |  | Fiberglass Reinforced Plastic
6166 | CHAMPLIN PETROLEUM CO | HWY 30 E | NORTH BEND | 68649 | DODGE | CHAMPLIN PETROLEUM CO | 801 CHERRY ST | FORT WORTH | TX | 76102 | 1 | Permanently Out of Use | 99999 | Unknown | Federally Regulated | Unknown | Unknown |  | 1901 | 1/1/1974 |  |  | Unknown
6166 | CHAMPLIN PETROLEUM CO | HWY 30 E | NORTH BEND | 68649 | DODGE | CHAMPLIN PETROLEUM CO | 801 CHERRY ST | FORT WORTH | TX | 76102 | 2 | Permanently Out of Use | 99999 | Unknown | Federally Regulated | Unknown | Unknown |  | 1901 | 1/1/1974 |  |  | Unknown
6166 | CHAMPLIN PETROLEUM CO | HWY 30 E | NORTH BEND | 68649 | DODGE | CHAMPLIN PETROLEUM CO | 801 CHERRY ST | FORT WORTH | TX | 76102 | 3 | Permanently Out of Use | 99999 | Unknown | Federally Regulated | Unknown | Unknown |  | 1901 | 1/1/1974 |  |  | Unknown
6166 | CHAMPLIN PETROLEUM CO | HWY 30 E | NORTH BEND | 68649 | DODGE | CHAMPLIN PETROLEUM CO | 801 CHERRY ST | FORT WORTH | TX | 76102 | 4 | Permanently Out of Use | 99999 | Unknown | Federally Regulated | Unknown | Unknown |  | 1901 | 1/1/1974 |  |  | Unknown
6166 | CHAMPLIN PETROLEUM CO | HWY 30 E | NORTH BEND | 68649 | DODGE | CHAMPLIN PETROLEUM CO | 801 CHERRY ST | FORT WORTH | TX | 76102 | 5 | Permanently Out of Use | 99999 | Unknown | Federally Regulated | Unknown | Unknown |  | 1901 | 1/1/1974 |  |  | Unknown
6199 | NORTH BEND MINI MART | 340 E 6TH ST | NORTH BEND | 68649 | DODGE | FAMCCO INC | PO BOX 671 | NORTH BEND | NE | 68649 | 1 | Currently in Use | 6000 | Steel | Federally Regulated | None | Impressed Current Cathodic Protection, STIP3 Tank | Regular Unleaded | 1988 |  |  |  | Steel
6199 | NORTH BEND MINI MART | 340 E 6TH ST | NORTH BEND | 68649 | DODGE | FAMCCO INC | PO BOX 671 | NORTH BEND | NE | 68649 | 2 | Currently in Use | 6000 | Steel | Federally Regulated | None | Impressed Current Cathodic Protection, STIP3 Tank | Regular Unleaded | 1987 |  |  |  | Steel
6199 | NORTH BEND MINI MART | 340 E 6TH ST | NORTH BEND | 68649 | DODGE | FAMCCO INC | PO BOX 671 | NORTH BEND | NE | 68649 | 3 | Currently in Use | 6000 | Steel | Federally Regulated | None | Impressed Current Cathodic Protection, STIP3 Tank | Regular Unleaded | 1987 |  |  |  | Steel
6199 | NORTH BEND MINI MART | 340 E 6TH ST | NORTH BEND | 68649 | DODGE | FAMCCO INC | PO BOX 671 | NORTH BEND | NE | 68649 | 4 | Currently in Use | 6000 | Steel | Federally Regulated | None | Impressed Current Cathodic Protection, STIP3 Tank | Regular Unleaded | 1987 |  |  |  | Steel
3458 | TROTTERs WHOA & GO #9 | 512 1ST ST | NORTH LOUP | 68859 | VALLEY | TROTTER INC | PO BOX 158 | ARCADIA | NE | 68815 | 1 | Currently in Use | 10000 | Steel | Federally Regulated | None | Galvanic/Sacrificial Current Cathodic Protection, STIP3 Tank | Regular Unleaded | 1990 |  |  |  | Steel
3458 | TROTTERs WHOA & GO #9 | 512 1ST ST | NORTH LOUP | 68859 | VALLEY | TROTTER INC | PO BOX 158 | ARCADIA | NE | 68815 | 2 | Currently in Use | 10000 | Steel | Federally Regulated | None | Galvanic/Sacrificial Current Cathodic Protection, STIP3 Tank | E-10 | 1990 |  |  |  | Steel
3458 | TROTTERs WHOA & GO #9 | 512 1ST ST | NORTH LOUP | 68859 | VALLEY | TROTTER INC | PO BOX 158 | ARCADIA | NE | 68815 | 3 | Currently in Use | 6000 | Steel | Federally Regulated | None | Galvanic/Sacrificial Current Cathodic Protection, STIP3 Tank | Regular Unleaded | 1990 |  |  |  | Steel
3458 | TROTTERs WHOA & GO #9 | 512 1ST ST | NORTH LOUP | 68859 | VALLEY | TROTTER INC | PO BOX 158 | ARCADIA | NE | 68815 | 4 | Currently in Use | 6000 | Steel | Federally Regulated | None | Galvanic/Sacrificial Current Cathodic Protection, STIP3 Tank | #2 Diesel | 1990 |  |  |  | Steel
11753 | BALDRIDGE FARMS | HWY 30 W | NORTH PLATTE | 69101 | LINCOLN | BALDRIDGE FARMS | RR 1 BOX 284 | NORTH PLATTE | NE | 69101 | 1 | Permanently Out of Use | 4000 | Steel | Federally Regulated | None | None | #2 Diesel | 1980 | 2/1/1987
11753 | BALDRIDGE FARMS | HWY 30 W | NORTH PLATTE | 69101 | LINCOLN | BALDRIDGE FARMS | RR 1 BOX 284 | NORTH PLATTE | NE | 69101 | 2 | Permanently Out of Use | 4000 | Steel | Federally Regulated | None | None | Regular Unleaded | 1980 | 2/1/1987
11237 | CASEYS GENERAL STORE #1759 | 520 RODEO RD | NORTH PLATTE | 69101 | LINCOLN | CASEYS RETAIL CO | PO BOX 3001 | ANKENY | IA | 50021-8045 | 1 | Currently in Use | 10000 | Fiberglass Reinforced Plastic | Federally Regulated | None | None | Regular Unleaded | 1994 |  |  |  | Fiberglass Reinforced Plastic
11237 | CASEYS GENERAL STORE #1759 | 520 RODEO RD | NORTH PLATTE | 69101 | LINCOLN | CASEYS RETAIL CO | PO BOX 3001 | ANKENY | IA | 50021-8045 | 2 | Currently in Use | 10000 | Fiberglass Reinforced Plastic | Federally Regulated | None | None | Regular Unleaded | 1994 |  |  |  | Fiberglass Reinforced Plastic
11452 | CASEYS GENERAL STORE #1914 | 1401 E 4TH ST | NORTH PLATTE | 69101 | LINCOLN | CASEYS RETAIL CO | PO BOX 3001 | ANKENY | IA | 50021-8045 | 1 | Currently in Use | 10000 | Fiberglass Reinforced Plastic | Federally Regulated | None | None | Regular Unleaded | 1996 |  |  |  | Fiberglass Reinforced Plastic
11452 | CASEYS GENERAL STORE #1914 | 1401 E 4TH ST | NORTH PLATTE | 69101 | LINCOLN | CASEYS RETAIL CO | PO BOX 3001 | ANKENY | IA | 50021-8045 | 2 | Currently in Use | 10000 | Fiberglass Reinforced Plastic | Federally Regulated | None | None | E-85 | 1996 |  |  |  | Fiberglass Reinforced Plastic
11771 | CASEYS GENERAL STORE #2163 | 2421 RODEO RD | NORTH PLATTE | 69101 | LINCOLN | CASEYS RETAIL CO | PO BOX 3001 | ANKENY | IA | 50021-8045 | 1 | Currently in Use | 10000 | Fiberglass Reinforced Plastic | Federally Regulated | None | None | Regular Unleaded | 1998 |  |  |  | Fiberglass Reinforced Plastic
11771 | CASEYS GENERAL STORE #2163 | 2421 RODEO RD | NORTH PLATTE | 69101 | LINCOLN | CASEYS RETAIL CO | PO BOX 3001 | ANKENY | IA | 50021-8045 | 2 | Currently in Use | 10000 | Fiberglass Reinforced Plastic | Federally Regulated | None | None | Regular Unleaded | 1998 |  |  |  | Fiberglass Reinforced Plastic
11125 | CITY OF NORTH PLATTE | 715 S JEFFERS | NORTH PLATTE | 69101 | LINCOLN | CITY OF NORTH PLATTE | 211 W THIRD ST | NORTH PLATTE | NE | 69101 | 2 | Currently in Use | 1000 | Steel | Federally Regulated | None | Galvanic/Sacrificial Current Cathodic Protection | #2 Diesel | 1995 |  |  |  | Copper
8006 | CITY OF NORTH PLATTE/PUBLIC SERVICE DEPT | 1402 N JEFFERS | NORTH PLATTE | 69101 | LINCOLN | CITY OF NORTH PLATTE PUBLIC WORKS | 1402 N JEFFERS | NORTH PLATTE | NE | 69101 | 1 | Currently in Use | 4000 | Steel | Federally Regulated | None | Galvanic/Sacrificial Current Cathodic Protection, STIP3 Tank | Regular Unleaded | 1989 |  |  |  | Fiberglass Reinforced Plastic
8006 | CITY OF NORTH PLATTE/PUBLIC SERVICE DEPT | 1402 N JEFFERS | NORTH PLATTE | 69101 | LINCOLN | CITY OF NORTH PLATTE PUBLIC WORKS | 1402 N JEFFERS | NORTH PLATTE | NE | 69101 | 2 | Currently in Use | 4000 | Steel | Federally Regulated | None | Galvanic/Sacrificial Current Cathodic Protection, STIP3 Tank | Regular Unleaded | 1989 |  |  |  | Fiberglass Reinforced Plastic
8006 | CITY OF NORTH PLATTE/PUBLIC SERVICE DEPT | 1402 N JEFFERS | NORTH PLATTE | 69101 | LINCOLN | CITY OF NORTH PLATTE PUBLIC WORKS | 1402 N JEFFERS | NORTH PLATTE | NE | 69101 | 3 | Currently in Use | 4000 | Steel | Federally Regulated | None | Galvanic/Sacrificial Current Cathodic Protection, STIP3 Tank | #2 Diesel | 1989 |  |  |  | Fiberglass Reinforced Plastic
11518 | CONOCO TRAVEL PLAZA | 102 HOLIDAY FRONTAGE RD | NORTH PLATTE | 69101 | LINCOLN | WILKINSON DEVELOPMENT INC | PO BOX 768 | NORTH PLATTE | NE | 69103-0768 | 1 | Currently in Use | 12000 | Steel | Federally Regulated | None | Galvanic/Sacrificial Current Cathodic Protection, STIP3 Tank | Regular Unleaded | 1996 |  |  |  | Fiberglass Reinforced Plastic
11518 | CONOCO TRAVEL PLAZA | 102 HOLIDAY FRONTAGE RD | NORTH PLATTE | 69101 | LINCOLN | WILKINSON DEVELOPMENT INC | PO BOX 768 | NORTH PLATTE | NE | 69103-0768 | 2 | Currently in Use | 12000 | Steel | Federally Regulated | None | Galvanic/Sacrificial Current Cathodic Protection, STIP3 Tank | Regular Unleaded | 1996 |  |  |  | Fiberglass Reinforced Plastic
11518 | CONOCO TRAVEL PLAZA | 102 HOLIDAY FRONTAGE RD | NORTH PLATTE | 69101 | LINCOLN | WILKINSON DEVELOPMENT INC | PO BOX 768 | NORTH PLATTE | NE | 69103-0768 | 3 | Currently in Use | 8000 | Steel | Federally Regulated | None | Galvanic/Sacrificial Current Cathodic Protection, STIP3 Tank | E-10 | 1996 |  |  |  | Fiberglass Reinforced Plastic
11518 | CONOCO TRAVEL PLAZA | 102 HOLIDAY FRONTAGE RD | NORTH PLATTE | 69101 | LINCOLN | WILKINSON DEVELOPMENT INC | PO BOX 768 | NORTH PLATTE | NE | 69103-0768 | 5 | Currently in Use | 12000 | Composite | Federally Regulated |  |  | Regular Unleaded | 2018 |  |  | Double Walled | Plastic
11518 | CONOCO TRAVEL PLAZA | 102 HOLIDAY FRONTAGE RD | NORTH PLATTE | 69101 | LINCOLN | WILKINSON DEVELOPMENT INC | PO BOX 768 | NORTH PLATTE | NE | 69103-0768 | 6 | Currently in Use | 20000 | Composite | Federally Regulated |  |  | #2 Diesel | 2018 |  |  | Double Walled | Plastic
11518 | CONOCO TRAVEL PLAZA | 102 HOLIDAY FRONTAGE RD | NORTH PLATTE | 69101 | LINCOLN | WILKINSON DEVELOPMENT INC | PO BOX 768 | NORTH PLATTE | NE | 69103-0768 | 7 | Currently in Use | 4000 | Fiberglass Reinforced Plastic | Federally Regulated |  |  | #1 Diesel, Other->RED DYED | 2018 |  |  | Double Walled | Plastic
11518 | CONOCO TRAVEL PLAZA | 102 HOLIDAY FRONTAGE RD | NORTH PLATTE | 69101 | LINCOLN | WILKINSON DEVELOPMENT INC | PO BOX 768 | NORTH PLATTE | NE | 69103-0768 | 8 | Currently in Use | 16000 | Fiberglass Reinforced Plastic | Federally Regulated |  |  | #2 Diesel | 2018 |  |  | Double Walled | Plastic
11518 | CONOCO TRAVEL PLAZA | 102 HOLIDAY FRONTAGE RD | NORTH PLATTE | 69101 | LINCOLN | WILKINSON DEVELOPMENT INC | PO BOX 768 | NORTH PLATTE | NE | 69103-0768 | 9 | Currently in Use | 12000 | Fiberglass Reinforced Plastic | Federally Regulated |  |  | B-100 | 2018 |  |  | Double Walled | Plastic
11919 | CROSS COUNTRY FREIGHT SOLUTIONS | 301 E FREMONT ST | NORTH PLATTE | 69101 | LINCOLN | CROSS COUNTRY FREIGHT SOLUTIONS | 1225 COUNTRY CLUB RD | GERING | NE | 69341 | 1 | Currently in Use | 15000 | Steel | Federally Regulated | None | Galvanic/Sacrificial Current Cathodic Protection, STIP3 Tank | #2 Diesel | 2001 |  |  |  | Fiberglass Reinforced Plastic
2605 | DAVID RASMUSSEN | 4 MI W 3/4 M S (FROM I-80) | NORTH PLATTE | 69101 | LINCOLN | DAVID RASMUSSEN | RR 2 BOX 414 | NORTH PLATTE | NE | 69101 | 1 | Permanently Out of Use | 2000 | Steel | Federally Regulated | Unknown | Painted(e.g., asphaltic) | #2 Diesel, Empty | 1981 |  |  |  | Unknown
12801 | FAT DOGS | 1313 S DEWEY ST | NORTH PLATTE | 69101 | LINCOLN | WILKINSON DEVELOPMENT INC | PO BOX 768 | NORTH PLATTE | NE | 69103-0768 | 1 | Currently in Use | 10000 | Fiberglass Reinforced Plastic | Federally Regulated |  |  | E-85 | 2020 |  |  | Double Walled | Plastic
12801 | FAT DOGS | 1313 S DEWEY ST | NORTH PLATTE | 69101 | LINCOLN | WILKINSON DEVELOPMENT INC | PO BOX 768 | NORTH PLATTE | NE | 69103-0768 | 2 | Currently in Use | 10000 | Fiberglass Reinforced Plastic | Federally Regulated |  |  | Regular Unleaded | 2020 |  |  | Double Walled | Plastic
12801 | FAT DOGS | 1313 S DEWEY ST | NORTH PLATTE | 69101 | LINCOLN | WILKINSON DEVELOPMENT INC | PO BOX 768 | NORTH PLATTE | NE | 69103-0768 | 3 | Currently in Use | 8000 | Fiberglass Reinforced Plastic | Federally Regulated |  |  | #2 Diesel | 2020 |  |  | Double Walled | Plastic
12801 | FAT DOGS | 1313 S DEWEY ST | NORTH PLATTE | 69101 | LINCOLN | WILKINSON DEVELOPMENT INC | PO BOX 768 | NORTH PLATTE | NE | 69103-0768 | 4 | Currently in Use | 6000 | Fiberglass Reinforced Plastic | Federally Regulated |  |  | E-87 | 2020 |  |  | Double Walled | Plastic
12801 | FAT DOGS | 1313 S DEWEY ST | NORTH PLATTE | 69101 | LINCOLN | WILKINSON DEVELOPMENT INC | PO BOX 768 | NORTH PLATTE | NE | 69103-0768 | 5 | Currently in Use | 6000 | Fiberglass Reinforced Plastic | Federally Regulated |  |  | Premium Unleaded | 2020 |  |  | Double Walled | Plastic
11593 | FLYING J TRAVEL PLAZA #687 | 3400 S NEWBERRY | NORTH PLATTE | 69101 | LINCOLN | PILOT TRAVEL CENTERS LLC | 5508 LONAS RD | KNOXVILLE | TN | 37909 | 1 | Currently in Use | 20000 | Fiberglass Reinforced Plastic | Federally Regulated | None | None | #2 Diesel | 1997 |  |  | Double Walled | Fiberglass Reinforced Plastic, Plastic
11593 | FLYING J TRAVEL PLAZA #687 | 3400 S NEWBERRY | NORTH PLATTE | 69101 | LINCOLN | PILOT TRAVEL CENTERS LLC | 5508 LONAS RD | KNOXVILLE | TN | 37909 | 2 | Currently in Use | 20000 | Fiberglass Reinforced Plastic | Federally Regulated | None | None | #2 Diesel | 1997 |  |  | Double Walled | Fiberglass Reinforced Plastic
11593 | FLYING J TRAVEL PLAZA #687 | 3400 S NEWBERRY | NORTH PLATTE | 69101 | LINCOLN | PILOT TRAVEL CENTERS LLC | 5508 LONAS RD | KNOXVILLE | TN | 37909 | 3 | Currently in Use | 20000 | Fiberglass Reinforced Plastic | Federally Regulated | None | None | #2 Diesel | 1997 |  |  | Double Walled | Fiberglass Reinforced Plastic
11593 | FLYING J TRAVEL PLAZA #687 | 3400 S NEWBERRY | NORTH PLATTE | 69101 | LINCOLN | PILOT TRAVEL CENTERS LLC | 5508 LONAS RD | KNOXVILLE | TN | 37909 | 4 | Currently in Use | 20000 | Fiberglass Reinforced Plastic | Federally Regulated | None | None | E-10 | 1997 |  |  | Double Walled | Fiberglass Reinforced Plastic
11593 | FLYING J TRAVEL PLAZA #687 | 3400 S NEWBERRY | NORTH PLATTE | 69101 | LINCOLN | PILOT TRAVEL CENTERS LLC | 5508 LONAS RD | KNOXVILLE | TN | 37909 | 5 | Currently in Use | 12000 | Fiberglass Reinforced Plastic | Federally Regulated | None | None | Regular Unleaded | 1997 |  |  | Double Walled | Fiberglass Reinforced Plastic
11593 | FLYING J TRAVEL PLAZA #687 | 3400 S NEWBERRY | NORTH PLATTE | 69101 | LINCOLN | PILOT TRAVEL CENTERS LLC | 5508 LONAS RD | KNOXVILLE | TN | 37909 | 6 | Currently in Use | 20000 | Fiberglass Reinforced Plastic | Federally Regulated | Unknown | None | B-100 | 2015 |  |  | Double Walled | Fiberglass Reinforced Plastic
6840 | GREAT PLAINS REGIONAL MED CTR | 601 W LEOTA | NORTH PLATTE | 69101 | LINCOLN | GREAT PLAINS REGL MED CTR | PO BOX 1167 | NORTH PLATTE | NE | 69103-1167 | 4 | Currently in Use | 6000 | Fiberglass Reinforced Plastic | Federally Regulated | None | None | Regular Unleaded | 1997
6840 | GREAT PLAINS REGIONAL MED CTR | 601 W LEOTA | NORTH PLATTE | 69101 | LINCOLN | GREAT PLAINS REGL MED CTR | PO BOX 1167 | NORTH PLATTE | NE | 69103-1167 | 5 | Currently in Use | 4000 | Fiberglass Reinforced Plastic | Federally Regulated | None | None | Regular Unleaded | 1997
6840 | GREAT PLAINS REGIONAL MED CTR | 601 W LEOTA | NORTH PLATTE | 69101 | LINCOLN | GREAT PLAINS REGL MED CTR | PO BOX 1167 | NORTH PLATTE | NE | 69103-1167 | 6 | Currently in Use | 8000 | Fiberglass Reinforced Plastic | Federally Regulated |  |  | #2 Diesel | 2014 |  |  | Double Walled | Plastic
6840 | GREAT PLAINS REGIONAL MED CTR | 601 W LEOTA | NORTH PLATTE | 69101 | LINCOLN | GREAT PLAINS REGL MED CTR | PO BOX 1167 | NORTH PLATTE | NE | 69103-1167 | 7 | Currently in Use | 8000 | Fiberglass Reinforced Plastic | Federally Regulated |  |  | #2 Diesel | 2014 |  |  | Double Walled | Plastic
3906 | I-80 CENEX SOUTH | 3002 S JEFFERS ST | NORTH PLATTE | 69101 | LINCOLN | MENTZER I-80 SOUTH LLC | 601 E 7TH ST | NORTH PLATTE | NE | 69101 | 4 | Currently in Use | 5000 | Fiberglass Reinforced Plastic | Federally Regulated | None | None | E-10 | 1999 |  |  |  | Fiberglass Reinforced Plastic
3906 | I-80 CENEX SOUTH | 3002 S JEFFERS ST | NORTH PLATTE | 69101 | LINCOLN | MENTZER I-80 SOUTH LLC | 601 E 7TH ST | NORTH PLATTE | NE | 69101 | 5 | Currently in Use | 10000 | Fiberglass Reinforced Plastic | Federally Regulated | None | None | Regular Unleaded | 1999 |  |  |  | Fiberglass Reinforced Plastic
3906 | I-80 CENEX SOUTH | 3002 S JEFFERS ST | NORTH PLATTE | 69101 | LINCOLN | MENTZER I-80 SOUTH LLC | 601 E 7TH ST | NORTH PLATTE | NE | 69101 | 6 | Currently in Use | 15000 | Fiberglass Reinforced Plastic | Federally Regulated | None | None | Regular Unleaded | 1999 |  |  |  | Fiberglass Reinforced Plastic
7658 | KWIK STOP #1 | 120 S JEFFERS | NORTH PLATTE | 69101 | LINCOLN | KWIK STOP FOOD STORES INC | PO BOX 1665 | NORTH PLATTE | NE | 69103-1665 | 1 | Currently in Use | 8000 | Steel | Federally Regulated | None | Painted(e.g., asphaltic) | Regular Unleaded | 1979 |  |  |  | Fiberglass Reinforced Plastic
7658 | KWIK STOP #1 | 120 S JEFFERS | NORTH PLATTE | 69101 | LINCOLN | KWIK STOP FOOD STORES INC | PO BOX 1665 | NORTH PLATTE | NE | 69103-1665 | 2 | Currently in Use | 10000 | Steel | Federally Regulated | None | Painted(e.g., asphaltic) | Regular Unleaded | 1979 |  |  |  | Fiberglass Reinforced Plastic
2020 | KWIK STOP #2 | 902 N JEFFERS | NORTH PLATTE | 69101 | LINCOLN | KWIK STOP FOOD STORES INC | PO BOX 1665 | NORTH PLATTE | NE | 69103 | 1 | Currently in Use | 4000 | Steel | Federally Regulated | None | Galvanic/Sacrificial Current Cathodic Protection, STIP3 Tank | Regular Unleaded | 1993 |  |  |  | Fiberglass Reinforced Plastic
2020 | KWIK STOP #2 | 902 N JEFFERS | NORTH PLATTE | 69101 | LINCOLN | KWIK STOP FOOD STORES INC | PO BOX 1665 | NORTH PLATTE | NE | 69103 | 2 | Currently in Use | 4000 | Steel | Federally Regulated | None | Galvanic/Sacrificial Current Cathodic Protection, STIP3 Tank | Regular Unleaded | 1993 |  |  |  | Fiberglass Reinforced Plastic
2020 | KWIK STOP #2 | 902 N JEFFERS | NORTH PLATTE | 69101 | LINCOLN | KWIK STOP FOOD STORES INC | PO BOX 1665 | NORTH PLATTE | NE | 69103 | 3 | Currently in Use | 4000 | Steel | Federally Regulated | None | Galvanic/Sacrificial Current Cathodic Protection, STIP3 Tank | Regular Unleaded | 1993 |  |  |  | Fiberglass Reinforced Plastic
2020 | KWIK STOP #2 | 902 N JEFFERS | NORTH PLATTE | 69101 | LINCOLN | KWIK STOP FOOD STORES INC | PO BOX 1665 | NORTH PLATTE | NE | 69103 | 4 | Currently in Use | 4000 | Steel | Federally Regulated | None | Galvanic/Sacrificial Current Cathodic Protection, STIP3 Tank | Regular Unleaded | 1993 |  |  |  | Fiberglass Reinforced Plastic
907 | KWIK STOP #3 | 1421 S DEWEY | NORTH PLATTE | 69101 | LINCOLN | KWIK STOP FOOD STORES INC | PO BOX 1665 | NORTH PLATTE | NE | 69103 | 1 | Currently in Use | 10000 | Steel | Federally Regulated | Internal Lining(e.g., epoxy resins) | Impressed Current Cathodic Protection | Regular Unleaded | 1981 |  |  |  | Steel
907 | KWIK STOP #3 | 1421 S DEWEY | NORTH PLATTE | 69101 | LINCOLN | KWIK STOP FOOD STORES INC | PO BOX 1665 | NORTH PLATTE | NE | 69103 | 2 | Currently in Use | 10000 | Steel | Federally Regulated | Internal Lining(e.g., epoxy resins) | Impressed Current Cathodic Protection | Regular Unleaded | 1981 |  |  |  | Steel
907 | KWIK STOP #3 | 1421 S DEWEY | NORTH PLATTE | 69101 | LINCOLN | KWIK STOP FOOD STORES INC | PO BOX 1665 | NORTH PLATTE | NE | 69103 | 3 | Currently in Use | 10000 | Steel | Federally Regulated | Internal Lining(e.g., epoxy resins) | Impressed Current Cathodic Protection | #2 Diesel | 1981 |  |  |  | Steel
508 | KWIK STOP #44 | 101 HALLIGAN DR | NORTH PLATTE | 69101 | LINCOLN | KWIK STOP FOOD STORES INC | PO BOX 1665 | NORTH PLATTE | NE | 69103 | 1 | Temporarily Out of Use | 12000 | Steel | Federally Regulated | None | Galvanic/Sacrificial Current Cathodic Protection, Painted(e.g., asphaltic), STIP3 Tank | Regular Unleaded | 1990 | 7/1/2014 |  |  | Fiberglass Reinforced Plastic
508 | KWIK STOP #44 | 101 HALLIGAN DR | NORTH PLATTE | 69101 | LINCOLN | KWIK STOP FOOD STORES INC | PO BOX 1665 | NORTH PLATTE | NE | 69103 | 2 | Temporarily Out of Use | 12000 | Steel | Federally Regulated | None | Galvanic/Sacrificial Current Cathodic Protection, Painted(e.g., asphaltic), STIP3 Tank | Regular Unleaded | 1990 | 7/1/2014 |  |  | Fiberglass Reinforced Plastic
508 | KWIK STOP #44 | 101 HALLIGAN DR | NORTH PLATTE | 69101 | LINCOLN | KWIK STOP FOOD STORES INC | PO BOX 1665 | NORTH PLATTE | NE | 69103 | 3 | Temporarily Out of Use | 12000 | Steel | Federally Regulated | None | Galvanic/Sacrificial Current Cathodic Protection, Painted(e.g., asphaltic), STIP3 Tank | Regular Unleaded | 1990 | 7/1/2014 |  |  | Fiberglass Reinforced Plastic
3086 | KWIK STOP #5 | 702 E 4TH ST | NORTH PLATTE | 69101 | LINCOLN | KWIK STOP FOOD STORES INC | PO BOX 1665 | NORTH PLATTE | NE | 69103 | 6 | Currently in Use | 8000 | Composite | Federally Regulated |  |  | Regular Unleaded | 2011 |  |  | Double Walled | Fiberglass Reinforced Plastic
3086 | KWIK STOP #5 | 702 E 4TH ST | NORTH PLATTE | 69101 | LINCOLN | KWIK STOP FOOD STORES INC | PO BOX 1665 | NORTH PLATTE | NE | 69103 | 7 | Currently in Use | 8000 | Composite | Federally Regulated |  |  | Regular Unleaded | 2011 |  |  | Double Walled | Fiberglass Reinforced Plastic
3861 | KWIK STOP #7 | 1402 RODEO RD | NORTH PLATTE | 69101 | LINCOLN | KWIK STOP FOOD STORES INC | PO BOX 1665 | NORTH PLATTE | NE | 69101 | 1 | Currently in Use | 4000 | Jacketed | Federally Regulated | None | Poly Jacket | #2 Diesel | 1993 |  |  |  | Plastic
3861 | KWIK STOP #7 | 1402 RODEO RD | NORTH PLATTE | 69101 | LINCOLN | KWIK STOP FOOD STORES INC | PO BOX 1665 | NORTH PLATTE | NE | 69101 | 2 | Currently in Use | 4000 | Jacketed | Federally Regulated | None | Poly Jacket | #2 Diesel | 1993 |  |  |  | Plastic
3861 | KWIK STOP #7 | 1402 RODEO RD | NORTH PLATTE | 69101 | LINCOLN | KWIK STOP FOOD STORES INC | PO BOX 1665 | NORTH PLATTE | NE | 69101 | 3 | Currently in Use | 4000 | Jacketed | Federally Regulated | None | Poly Jacket | E-10 | 1993 |  |  |  | Plastic
3861 | KWIK STOP #7 | 1402 RODEO RD | NORTH PLATTE | 69101 | LINCOLN | KWIK STOP FOOD STORES INC | PO BOX 1665 | NORTH PLATTE | NE | 69101 | 4 | Currently in Use | 4000 | Jacketed | Federally Regulated | None | Poly Jacket | E-10 | 1993 |  |  |  | Plastic
956 | LINCOLN COUNTY DEPT OF ROADS/DIST #1 | 2010 RODEO RD | NORTH PLATTE | 69101 | LINCOLN | LINCOLN COUNTY DEPT OF RDS | 301 N JEFFERS RM 101 | NORTH PLATTE | NE | 69101 | 1 | Currently in Use | 2000 | Steel | Federally Regulated | None | Galvanic/Sacrificial Current Cathodic Protection, STIP3 Tank | Regular Unleaded | 1987 |  |  |  | Steel
956 | LINCOLN COUNTY DEPT OF ROADS/DIST #1 | 2010 RODEO RD | NORTH PLATTE | 69101 | LINCOLN | LINCOLN COUNTY DEPT OF RDS | 301 N JEFFERS RM 101 | NORTH PLATTE | NE | 69101 | 2 | Currently in Use | 3000 | Steel | Federally Regulated | None | Galvanic/Sacrificial Current Cathodic Protection, STIP3 Tank | #2 Diesel, Other->DYED DIESEL | 1987 |  |  |  | Steel
7503 | LOREN WOODCOCK | 10 MI SW OF NORTH PLATTE | NORTH PLATTE | 69101 | LINCOLN | LOREN WOODCOCK | RR 2 BOX 433 | NORTH PLATTE | NE | 69101 | 1 | Permanently Out of Use | 2000 | Steel | Federally Regulated | Unknown | Painted(e.g., asphaltic) | #2 Diesel | 1901 | 1/1/1993 |  |  | Unknown
12458 | LOVES TRAVEL STOP #390 | 3211 S NEWBERRY | NORTH PLATTE | 69101 | LINCOLN | LOVES TRAVEL STOPS & COUNTRY STORES INC | PO BOX 26210 | OKLAHOMA CITY | OK | 73126 | 1 | Currently in Use | 20000 | Fiberglass Reinforced Plastic | Federally Regulated | None | None | E-10 | 2009 |  |  | Double Walled | Fiberglass Reinforced Plastic
12458 | LOVES TRAVEL STOP #390 | 3211 S NEWBERRY | NORTH PLATTE | 69101 | LINCOLN | LOVES TRAVEL STOPS & COUNTRY STORES INC | PO BOX 26210 | OKLAHOMA CITY | OK | 73126 | 2 | Currently in Use | 12000 | Fiberglass Reinforced Plastic | Federally Regulated | None | None | E-10 | 2009 |  |  | Double Walled | Fiberglass Reinforced Plastic
12458 | LOVES TRAVEL STOP #390 | 3211 S NEWBERRY | NORTH PLATTE | 69101 | LINCOLN | LOVES TRAVEL STOPS & COUNTRY STORES INC | PO BOX 26210 | OKLAHOMA CITY | OK | 73126 | 3 | Currently in Use | 8000 | Fiberglass Reinforced Plastic | Federally Regulated | None | None | E-10 | 2009 |  |  | Double Walled | Fiberglass Reinforced Plastic
12458 | LOVES TRAVEL STOP #390 | 3211 S NEWBERRY | NORTH PLATTE | 69101 | LINCOLN | LOVES TRAVEL STOPS & COUNTRY STORES INC | PO BOX 26210 | OKLAHOMA CITY | OK | 73126 | 4 | Currently in Use | 20000 | Fiberglass Reinforced Plastic | Federally Regulated | None | None | #2 Diesel | 2009 |  |  | Double Walled | Fiberglass Reinforced Plastic
12458 | LOVES TRAVEL STOP #390 | 3211 S NEWBERRY | NORTH PLATTE | 69101 | LINCOLN | LOVES TRAVEL STOPS & COUNTRY STORES INC | PO BOX 26210 | OKLAHOMA CITY | OK | 73126 | 5 | Currently in Use | 20000 | Fiberglass Reinforced Plastic | Federally Regulated | None | None | #2 Diesel | 2009 |  |  | Double Walled | Fiberglass Reinforced Plastic
12458 | LOVES TRAVEL STOP #390 | 3211 S NEWBERRY | NORTH PLATTE | 69101 | LINCOLN | LOVES TRAVEL STOPS & COUNTRY STORES INC | PO BOX 26210 | OKLAHOMA CITY | OK | 73126 | 6 | Currently in Use | 20000 | Fiberglass Reinforced Plastic | Federally Regulated | None | None | #2 Diesel | 2009 |  |  | Double Walled | Fiberglass Reinforced Plastic
12458 | LOVES TRAVEL STOP #390 | 3211 S NEWBERRY | NORTH PLATTE | 69101 | LINCOLN | LOVES TRAVEL STOPS & COUNTRY STORES INC | PO BOX 26210 | OKLAHOMA CITY | OK | 73126 | 7 | Currently in Use | 20000 | Fiberglass Reinforced Plastic | Federally Regulated |  |  | E-99 | 2017 |  |  | Double Walled | Fiberglass Reinforced Plastic
2399 | MENTZER OIL CO | 506 E 8TH ST | NORTH PLATTE | 69101 | LINCOLN | MENTZER OIL CO | 601 E 7TH ST | NORTH PLATTE | NE | 69101-3104 | 4 | Currently in Use | 4000 | Steel | Federally Regulated | None | Impressed Current Cathodic Protection, STIP3 Tank | Regular Unleaded | 1989 |  |  |  | Fiberglass Reinforced Plastic
2399 | MENTZER OIL CO | 506 E 8TH ST | NORTH PLATTE | 69101 | LINCOLN | MENTZER OIL CO | 601 E 7TH ST | NORTH PLATTE | NE | 69101-3104 | 5 | Currently in Use | 4000 | Steel | Federally Regulated | None | Impressed Current Cathodic Protection, STIP3 Tank | Regular Unleaded | 1989 |  |  |  | Fiberglass Reinforced Plastic
2399 | MENTZER OIL CO | 506 E 8TH ST | NORTH PLATTE | 69101 | LINCOLN | MENTZER OIL CO | 601 E 7TH ST | NORTH PLATTE | NE | 69101-3104 | 6 | Currently in Use | 4000 | Steel | Federally Regulated | None | Impressed Current Cathodic Protection, STIP3 Tank | Regular Unleaded | 1989 |  |  |  | Fiberglass Reinforced Plastic
2399 | MENTZER OIL CO | 506 E 8TH ST | NORTH PLATTE | 69101 | LINCOLN | MENTZER OIL CO | 601 E 7TH ST | NORTH PLATTE | NE | 69101-3104 | 7 | Currently in Use | 4000 | Steel | Federally Regulated | None | Impressed Current Cathodic Protection, STIP3 Tank | Regular Unleaded | 1989 |  |  |  | Fiberglass Reinforced Plastic
7943 | MENTZER OIL CO/UNATTENDED SITE 3 | 1220 S COTTONWOOD | NORTH PLATTE | 69101 | LINCOLN | MENTZER OIL CO | 601 E 7TH ST | NORTH PLATTE | NE | 69101-3104 | 1 | Currently in Use | 12000 | Fiberglass Reinforced Plastic | Federally Regulated | None | None | Regular Unleaded | 1992 |  |  |  | Fiberglass Reinforced Plastic
7943 | MENTZER OIL CO/UNATTENDED SITE 3 | 1220 S COTTONWOOD | NORTH PLATTE | 69101 | LINCOLN | MENTZER OIL CO | 601 E 7TH ST | NORTH PLATTE | NE | 69101-3104 | 2 | Currently in Use | 8000 | Fiberglass Reinforced Plastic | Federally Regulated | None | None | Regular Unleaded | 1992 |  |  |  | Fiberglass Reinforced Plastic
7943 | MENTZER OIL CO/UNATTENDED SITE 3 | 1220 S COTTONWOOD | NORTH PLATTE | 69101 | LINCOLN | MENTZER OIL CO | 601 E 7TH ST | NORTH PLATTE | NE | 69101-3104 | 3 | Currently in Use | 4000 | Fiberglass Reinforced Plastic | Federally Regulated | None | None | Regular Unleaded | 1992 |  |  |  | Fiberglass Reinforced Plastic
799 | NEBRASKA DEPT OF TRANS | 2400 W 14TH ST | NORTH PLATTE | 69101 | LINCOLN | NEB DEPT OF TRANS | 5001 S 14TH ST | LINCOLN | NE | 68512 | 1 | Currently in Use | 12000 | Fiberglass Reinforced Plastic | Federally Regulated | Internal Lining(e.g., epoxy resins) | Fiberglass Reinforced Plastic Coated | E-10 | 1977 |  |  |  | Fiberglass Reinforced Plastic
799 | NEBRASKA DEPT OF TRANS | 2400 W 14TH ST | NORTH PLATTE | 69101 | LINCOLN | NEB DEPT OF TRANS | 5001 S 14TH ST | LINCOLN | NE | 68512 | 2 | Currently in Use | 12000 | Fiberglass Reinforced Plastic | Federally Regulated | Internal Lining(e.g., epoxy resins) | Fiberglass Reinforced Plastic Coated | #2 Diesel | 1977 |  |  |  | Fiberglass Reinforced Plastic
799 | NEBRASKA DEPT OF TRANS | 2400 W 14TH ST | NORTH PLATTE | 69101 | LINCOLN | NEB DEPT OF TRANS | 5001 S 14TH ST | LINCOLN | NE | 68512 | 3 | Currently in Use | 12000 | Fiberglass Reinforced Plastic | Federally Regulated | Internal Lining(e.g., epoxy resins) | Fiberglass Reinforced Plastic Coated | #2 Diesel | 1977 |  |  |  | Fiberglass Reinforced Plastic, Plastic
7392 | NORTH PLATTE COMMUNITY COLLEGE NORTH CAMPUS | 1101 HALLIGAN DR | NORTH PLATTE | 69101 | LINCOLN | NORTH PLATTE COMMUNITY COLLEGE | 1101 HALLIGAN DR | NORTH PLATTE | NE | 69101 | 1 | Currently in Use | 2000 | Steel | Federally Regulated | None | Galvanic/Sacrificial Current Cathodic Protection, Painted(e.g., asphaltic) | E-10 | 1987 |  |  |  | Steel
7392 | NORTH PLATTE COMMUNITY COLLEGE NORTH CAMPUS | 1101 HALLIGAN DR | NORTH PLATTE | 69101 | LINCOLN | NORTH PLATTE COMMUNITY COLLEGE | 1101 HALLIGAN DR | NORTH PLATTE | NE | 69101 | 2 | Currently in Use | 2000 | Steel | Federally Regulated | None | Galvanic/Sacrificial Current Cathodic Protection, Painted(e.g., asphaltic) | #2 Diesel | 1987 |  |  |  | Steel
11138 | OASIS TRAVEL CENTER KWIK STOP #4 | 101 PLATTE OASIS PKWY | NORTH PLATTE | 69101 | LINCOLN | KWIK STOP FOOD STORES INC | PO BOX 1665 | NORTH PLATTE | NE | 69101 | 1 | Currently in Use | 10000 | Steel | Federally Regulated | None | Galvanic/Sacrificial Current Cathodic Protection, STIP3 Tank | Regular Unleaded | 1994 |  |  |  | Fiberglass Reinforced Plastic
11138 | OASIS TRAVEL CENTER KWIK STOP #4 | 101 PLATTE OASIS PKWY | NORTH PLATTE | 69101 | LINCOLN | KWIK STOP FOOD STORES INC | PO BOX 1665 | NORTH PLATTE | NE | 69101 | 2 | Currently in Use | 10000 | Steel | Federally Regulated | None | Galvanic/Sacrificial Current Cathodic Protection, STIP3 Tank | Regular Unleaded | 1994 |  |  |  | Fiberglass Reinforced Plastic
11138 | OASIS TRAVEL CENTER KWIK STOP #4 | 101 PLATTE OASIS PKWY | NORTH PLATTE | 69101 | LINCOLN | KWIK STOP FOOD STORES INC | PO BOX 1665 | NORTH PLATTE | NE | 69101 | 3 | Currently in Use | 8000 | Steel | Federally Regulated | None | Galvanic/Sacrificial Current Cathodic Protection, STIP3 Tank | Regular Unleaded | 1994 |  |  |  | Fiberglass Reinforced Plastic
11138 | OASIS TRAVEL CENTER KWIK STOP #4 | 101 PLATTE OASIS PKWY | NORTH PLATTE | 69101 | LINCOLN | KWIK STOP FOOD STORES INC | PO BOX 1665 | NORTH PLATTE | NE | 69101 | 4 | Currently in Use | 8000 | Steel | Federally Regulated | None | Galvanic/Sacrificial Current Cathodic Protection, STIP3 Tank | Regular Unleaded | 1994 |  |  |  | Fiberglass Reinforced Plastic
12133 | PRAIRIE MART | 747 E NORTH LAKE RD | NORTH PLATTE | 69101 | LINCOLN | WR & DM LLC | 601 E 7TH ST | NORTH PLATTE | NE | 69101-3104 | 1 | Currently in Use | 12000 | Fiberglass Reinforced Plastic | Federally Regulated | None | None | E-10 | 2002 |  |  |  | Fiberglass Reinforced Plastic
12133 | PRAIRIE MART | 747 E NORTH LAKE RD | NORTH PLATTE | 69101 | LINCOLN | WR & DM LLC | 601 E 7TH ST | NORTH PLATTE | NE | 69101-3104 | 2 | Currently in Use | 5000 | Fiberglass Reinforced Plastic | Federally Regulated | None | None | Regular Unleaded | 2002 |  |  |  | Fiberglass Reinforced Plastic
12133 | PRAIRIE MART | 747 E NORTH LAKE RD | NORTH PLATTE | 69101 | LINCOLN | WR & DM LLC | 601 E 7TH ST | NORTH PLATTE | NE | 69101-3104 | 3 | Currently in Use | 8000 | Fiberglass Reinforced Plastic | Federally Regulated | None | None | #2 Diesel | 2002 |  |  |  | Fiberglass Reinforced Plastic
4120 | PRONTO | 1901 E 4TH ST | NORTH PLATTE | 69101 | LINCOLN | MIKE SCHROER | PO BOX 910 | GRANT | NE | 69140 | 1 | Currently in Use | 20000 | Steel | Federally Regulated | None | Galvanic/Sacrificial Current Cathodic Protection, STIP3 Tank | E-10 | 1989 |  |  |  | Steel
4120 | PRONTO | 1901 E 4TH ST | NORTH PLATTE | 69101 | LINCOLN | MIKE SCHROER | PO BOX 910 | GRANT | NE | 69140 | 2 | Currently in Use | 12000 | Steel | Federally Regulated | None | Galvanic/Sacrificial Current Cathodic Protection, STIP3 Tank | Regular Unleaded | 1989 |  |  |  | Steel
4120 | PRONTO | 1901 E 4TH ST | NORTH PLATTE | 69101 | LINCOLN | MIKE SCHROER | PO BOX 910 | GRANT | NE | 69140 | 3 | Currently in Use | 12000 | Steel | Federally Regulated | None | Galvanic/Sacrificial Current Cathodic Protection, STIP3 Tank | Regular Unleaded | 1989 |  |  |  | Steel
4120 | PRONTO | 1901 E 4TH ST | NORTH PLATTE | 69101 | LINCOLN | MIKE SCHROER | PO BOX 910 | GRANT | NE | 69140 | 4 | Currently in Use | 12000 | Steel | Federally Regulated | None | Galvanic/Sacrificial Current Cathodic Protection, STIP3 Tank | Regular Unleaded | 1989 |  |  |  | Steel
4120 | PRONTO | 1901 E 4TH ST | NORTH PLATTE | 69101 | LINCOLN | MIKE SCHROER | PO BOX 910 | GRANT | NE | 69140 | 5 | Currently in Use | 12000 | Steel | Federally Regulated | None | Galvanic/Sacrificial Current Cathodic Protection, STIP3 Tank | Regular Unleaded | 1989 |  |  |  | Steel
12270 | PUMP & PANTRY #39 | 2601 EAGLES WINGS PL | NORTH PLATTE | 69103 | LINCOLN | BOSSELMAN PUMP & PANTRY INC | PO BOX 4905 | GRAND ISLAND | NE | 68802-4905 | 1 | Currently in Use | 6000 | Fiberglass Reinforced Plastic | Federally Regulated | None | None | #2 Diesel | 2004 |  |  |  | Fiberglass Reinforced Plastic
12270 | PUMP & PANTRY #39 | 2601 EAGLES WINGS PL | NORTH PLATTE | 69103 | LINCOLN | BOSSELMAN PUMP & PANTRY INC | PO BOX 4905 | GRAND ISLAND | NE | 68802-4905 | 2 | Currently in Use | 12000 | Fiberglass Reinforced Plastic | Federally Regulated | None | None | E-10 | 2004 |  |  |  | Fiberglass Reinforced Plastic
12270 | PUMP & PANTRY #39 | 2601 EAGLES WINGS PL | NORTH PLATTE | 69103 | LINCOLN | BOSSELMAN PUMP & PANTRY INC | PO BOX 4905 | GRAND ISLAND | NE | 68802-4905 | 3 | Currently in Use | 12000 | Fiberglass Reinforced Plastic | Federally Regulated | None | None | Regular Unleaded | 2004 |  |  |  | Fiberglass Reinforced Plastic
9271 | ST PATRICK JR SR HIGH SCHOOL | 500 S SILBER ST | NORTH PLATTE | 69101 | LINCOLN | NORTH PLATTE CATHOLIC SCHOOLS | PO BOX 970 | NORTH PLATTE | NE | 69103 | 1 | Permanently Out of Use | 6000 | Steel | Heating Oil | Internal Lining(e.g., epoxy resins), UPGRADE 98 |  | Heating Oil 1 | 1954 | 7/1/2005 |  |  | Plastic
3077 | TIME SAVER #3 NORTH | 1220 S DEWEY | NORTH PLATTE | 69101 | LINCOLN | GRAND ISLAND FAT DOGS LLC | PO BOX 768 | NORTH PLATTE | NE | 69103 | 5 | Currently in Use | 10000 | Fiberglass Reinforced Plastic | Federally Regulated |  |  | Regular Unleaded | 2018 |  |  | Double Walled | Fiberglass Reinforced Plastic
3077 | TIME SAVER #3 NORTH | 1220 S DEWEY | NORTH PLATTE | 69101 | LINCOLN | GRAND ISLAND FAT DOGS LLC | PO BOX 768 | NORTH PLATTE | NE | 69103 | 6 | Currently in Use | 8000 | Fiberglass Reinforced Plastic | Federally Regulated |  |  | Premium Unleaded | 2018 |  |  | Double Walled | Fiberglass Reinforced Plastic
3077 | TIME SAVER #3 NORTH | 1220 S DEWEY | NORTH PLATTE | 69101 | LINCOLN | GRAND ISLAND FAT DOGS LLC | PO BOX 768 | NORTH PLATTE | NE | 69103 | 7 | Currently in Use | 8000 | Fiberglass Reinforced Plastic | Federally Regulated |  |  | E-99 | 2018 |  |  | Double Walled | Fiberglass Reinforced Plastic
906 | TIME SAVER #7 | 3220 S JEFFERS | NORTH PLATTE | 69101 | LINCOLN | GRAND ISLAND FAT DOGS LLC | PO BOX 768 | NORTH PLATTE | NE | 69103 | 1 | Currently in Use | 6000 | Steel | Federally Regulated | Internal Lining(e.g., epoxy resins) | Painted(e.g., asphaltic) | #2 Diesel | 1966 |  |  |  | Fiberglass Reinforced Plastic
906 | TIME SAVER #7 | 3220 S JEFFERS | NORTH PLATTE | 69101 | LINCOLN | GRAND ISLAND FAT DOGS LLC | PO BOX 768 | NORTH PLATTE | NE | 69103 | 2 | Currently in Use | 8000 | Steel | Federally Regulated | Internal Lining(e.g., epoxy resins) | Painted(e.g., asphaltic) | #2 Diesel | 1966 |  |  |  | Fiberglass Reinforced Plastic
906 | TIME SAVER #7 | 3220 S JEFFERS | NORTH PLATTE | 69101 | LINCOLN | GRAND ISLAND FAT DOGS LLC | PO BOX 768 | NORTH PLATTE | NE | 69103 | 3 | Currently in Use | 8000 | Steel | Federally Regulated | Internal Lining(e.g., epoxy resins) | Painted(e.g., asphaltic) | #2 Diesel | 1966 |  |  |  | Fiberglass Reinforced Plastic
906 | TIME SAVER #7 | 3220 S JEFFERS | NORTH PLATTE | 69101 | LINCOLN | GRAND ISLAND FAT DOGS LLC | PO BOX 768 | NORTH PLATTE | NE | 69103 | 4 | Currently in Use | 8000 | Steel | Federally Regulated | Internal Lining(e.g., epoxy resins) | Painted(e.g., asphaltic) | Regular Unleaded | 1966 |  |  |  | Fiberglass Reinforced Plastic
906 | TIME SAVER #7 | 3220 S JEFFERS | NORTH PLATTE | 69101 | LINCOLN | GRAND ISLAND FAT DOGS LLC | PO BOX 768 | NORTH PLATTE | NE | 69103 | 5 | Currently in Use | 8000 | Steel | Federally Regulated | Internal Lining(e.g., epoxy resins) | Painted(e.g., asphaltic) | Regular Unleaded | 1966 |  |  |  | Fiberglass Reinforced Plastic
906 | TIME SAVER #7 | 3220 S JEFFERS | NORTH PLATTE | 69101 | LINCOLN | GRAND ISLAND FAT DOGS LLC | PO BOX 768 | NORTH PLATTE | NE | 69103 | 6 | Currently in Use | 6000 | Steel | Federally Regulated | Internal Lining(e.g., epoxy resins) | Painted(e.g., asphaltic) | Regular Unleaded | 1966 |  |  |  | Fiberglass Reinforced Plastic
906 | TIME SAVER #7 | 3220 S JEFFERS | NORTH PLATTE | 69101 | LINCOLN | GRAND ISLAND FAT DOGS LLC | PO BOX 768 | NORTH PLATTE | NE | 69103 | 9 | Currently in Use | 14000 | Fiberglass Reinforced Plastic | Federally Regulated |  |  | #2 Diesel | 2023 |  |  | Double Walled | Plastic
906 | TIME SAVER #7 | 3220 S JEFFERS | NORTH PLATTE | 69101 | LINCOLN | GRAND ISLAND FAT DOGS LLC | PO BOX 768 | NORTH PLATTE | NE | 69103 | 10 | Currently in Use | 6000 | Fiberglass Reinforced Plastic | Federally Regulated |  |  | E-85 | 2023 |  |  | Double Walled | Plastic
3089 | UA #1 | 1001 E FRONT ST | NORTH PLATTE | 69101 | LINCOLN | MEEDCO LLC | 601 E 7TH ST | NORTH PLATTE | NE | 69101 | 1 | Currently in Use | 4000 | Steel | Federally Regulated | None | Galvanic/Sacrificial Current Cathodic Protection | #2 Diesel | 1992 |  |  |  | Fiberglass Reinforced Plastic
3089 | UA #1 | 1001 E FRONT ST | NORTH PLATTE | 69101 | LINCOLN | MEEDCO LLC | 601 E 7TH ST | NORTH PLATTE | NE | 69101 | 2 | Currently in Use | 4000 | Steel | Federally Regulated | None | Galvanic/Sacrificial Current Cathodic Protection | E-10 | 1992 |  |  |  | Fiberglass Reinforced Plastic
3089 | UA #1 | 1001 E FRONT ST | NORTH PLATTE | 69101 | LINCOLN | MEEDCO LLC | 601 E 7TH ST | NORTH PLATTE | NE | 69101 | 3 | Currently in Use | 4000 | Steel | Federally Regulated | None | Galvanic/Sacrificial Current Cathodic Protection | #2 Diesel | 1992 |  |  |  | Fiberglass Reinforced Plastic
5096 | UNL | 402 W STATE FARM RD | NORTH PLATTE | 69101-7751 | LINCOLN | UNIVERSITY OF NEBRASKA | PO BOX 880439 | LINCOLN | NE | 68588-0439 | 1 | Currently in Use | 2000 | Fiberglass Reinforced Plastic | Federally Regulated | None | None | E-10 | 2008 |  |  | 360 Excavation Liner | Steel
12155 | WALMART DISTRIBUTION CTR | 3001 E STATE FARM RD | NORTH PLATTE | 69101 | LINCOLN | WAL MART STORES INC ATTN LUANNE WISE | 702 SW 8TH ST | BENTONVILLE | AR | 72716-0500 | 1 | Currently in Use | 20000 | Fiberglass Reinforced Plastic | Federally Regulated | None | None | #1 Diesel | 2003 |  |  | Double Walled | Plastic
12155 | WALMART DISTRIBUTION CTR | 3001 E STATE FARM RD | NORTH PLATTE | 69101 | LINCOLN | WAL MART STORES INC ATTN LUANNE WISE | 702 SW 8TH ST | BENTONVILLE | AR | 72716-0500 | 2 | Currently in Use | 2500 | Fiberglass Reinforced Plastic | Federally Regulated | None | None | New Oil | 2003 |  |  |  | Plastic
12155 | WALMART DISTRIBUTION CTR | 3001 E STATE FARM RD | NORTH PLATTE | 69101 | LINCOLN | WAL MART STORES INC ATTN LUANNE WISE | 702 SW 8TH ST | BENTONVILLE | AR | 72716-0500 | 3 | Currently in Use | 1000 | Fiberglass Reinforced Plastic | Federally Regulated | None | None | Used Oil | 2003 |  |  | Double Walled | Plastic
12155 | WALMART DISTRIBUTION CTR | 3001 E STATE FARM RD | NORTH PLATTE | 69101 | LINCOLN | WAL MART STORES INC ATTN LUANNE WISE | 702 SW 8TH ST | BENTONVILLE | AR | 72716-0500 | 4 | Currently in Use | 20000 | Fiberglass Reinforced Plastic | Federally Regulated | None | None | #2 Diesel | 2008 |  |  | Double Walled | Plastic
11989 | WICKED FAST | 1020 N JEFFERS | NORTH PLATTE | 69101 | LINCOLN | MITCHELL WAGNER | 1020 N JEFFERS | NORTH PLATTE | NE | 69101 | 1 | Currently in Use | 8000 | Fiberglass Reinforced Plastic | Federally Regulated | None | None | Regular Unleaded | 1993 |  |  |  | Fiberglass Reinforced Plastic
11989 | WICKED FAST | 1020 N JEFFERS | NORTH PLATTE | 69101 | LINCOLN | MITCHELL WAGNER | 1020 N JEFFERS | NORTH PLATTE | NE | 69101 | 2 | Currently in Use | 8000 | Fiberglass Reinforced Plastic | Federally Regulated | None | None | E-10 | 1993 |  |  |  | Fiberglass Reinforced Plastic
11989 | WICKED FAST | 1020 N JEFFERS | NORTH PLATTE | 69101 | LINCOLN | MITCHELL WAGNER | 1020 N JEFFERS | NORTH PLATTE | NE | 69101 | 3 | Currently in Use | 8000 | Fiberglass Reinforced Plastic | Federally Regulated | None | None | Premium Unleaded | 1993 |  |  |  | Fiberglass Reinforced Plastic
214 | MR Ss | 52753 HWY 275 | OAKDALE | 68761 | ANTELOPE | ART M SEHI | 52753 HWY 275 | OAKDALE | NE | 68761 | 1 | Currently in Use | 4000 | Steel | Federally Regulated | None | Galvanic/Sacrificial Current Cathodic Protection, STIP3 Tank | #2 Diesel | 1992 |  |  |  | Fiberglass Reinforced Plastic
214 | MR Ss | 52753 HWY 275 | OAKDALE | 68761 | ANTELOPE | ART M SEHI | 52753 HWY 275 | OAKDALE | NE | 68761 | 2 | Currently in Use | 6000 | Steel | Federally Regulated | None | Galvanic/Sacrificial Current Cathodic Protection, STIP3 Tank | Regular Unleaded | 1992 |  |  |  | Fiberglass Reinforced Plastic
214 | MR Ss | 52753 HWY 275 | OAKDALE | 68761 | ANTELOPE | ART M SEHI | 52753 HWY 275 | OAKDALE | NE | 68761 | 3 | Currently in Use | 6000 | Steel | Federally Regulated | None | Galvanic/Sacrificial Current Cathodic Protection, STIP3 Tank | Regular Unleaded | 1992 |  |  |  | Fiberglass Reinforced Plastic
3473 | ANDYs QUIK STOP | 101 S CHARDE AVE | OAKLAND | 68045 | BURT | GINI LLC | 1105 S BROAD ST | FREMONT | NE | 68025 | 4 | Currently in Use | 10000 | Fiberglass Reinforced Plastic | Federally Regulated | None | None | E-10 | 1998 |  |  |  | Fiberglass Reinforced Plastic
3473 | ANDYs QUIK STOP | 101 S CHARDE AVE | OAKLAND | 68045 | BURT | GINI LLC | 1105 S BROAD ST | FREMONT | NE | 68025 | 5 | Currently in Use | 6000 | Fiberglass Reinforced Plastic | Federally Regulated | None | None | Regular Unleaded | 1998 |  |  |  | Fiberglass Reinforced Plastic
3473 | ANDYs QUIK STOP | 101 S CHARDE AVE | OAKLAND | 68045 | BURT | GINI LLC | 1105 S BROAD ST | FREMONT | NE | 68025 | 6 | Currently in Use | 3000 | Fiberglass Reinforced Plastic | Federally Regulated | None | None | Regular Unleaded | 1998 |  |  |  | Fiberglass Reinforced Plastic
3473 | ANDYs QUIK STOP | 101 S CHARDE AVE | OAKLAND | 68045 | BURT | GINI LLC | 1105 S BROAD ST | FREMONT | NE | 68025 | 7 | Currently in Use | 3000 | Fiberglass Reinforced Plastic | Federally Regulated | None | None | #2 Diesel | 1998 |  |  |  | Fiberglass Reinforced Plastic
11727 | OAKLAND EXPRESS | 909 HIGHWAY 32 | OAKLAND | 68045 | BURT | SMS HOLDINGS INC | 909 HIGHWAY 32 | OAKLAND | NE | 68045 | 1 | Currently in Use | 10000 | Composite | Federally Regulated | None | Fiberglass Reinforced Plastic Coated | #2 Diesel | 1998 |  |  |  | Plastic
11727 | OAKLAND EXPRESS | 909 HIGHWAY 32 | OAKLAND | 68045 | BURT | SMS HOLDINGS INC | 909 HIGHWAY 32 | OAKLAND | NE | 68045 | 2 | Currently in Use | 10000 | Composite | Federally Regulated | None | Fiberglass Reinforced Plastic Coated | E-10 | 1998 |  |  |  | Plastic
11727 | OAKLAND EXPRESS | 909 HIGHWAY 32 | OAKLAND | 68045 | BURT | SMS HOLDINGS INC | 909 HIGHWAY 32 | OAKLAND | NE | 68045 | 3 | Currently in Use | 3000 | Composite | Federally Regulated | None | Fiberglass Reinforced Plastic Coated | Premium Unleaded | 1998 |  |  |  | Plastic
11727 | OAKLAND EXPRESS | 909 HIGHWAY 32 | OAKLAND | 68045 | BURT | SMS HOLDINGS INC | 909 HIGHWAY 32 | OAKLAND | NE | 68045 | 4 | Currently in Use | 3000 | Composite | Federally Regulated | None | Fiberglass Reinforced Plastic Coated | E-85 | 1998 |  |  |  | Plastic
11727 | OAKLAND EXPRESS | 909 HIGHWAY 32 | OAKLAND | 68045 | BURT | SMS HOLDINGS INC | 909 HIGHWAY 32 | OAKLAND | NE | 68045 | 5 | Currently in Use | 10000 | Jacketed | Federally Regulated |  |  | #2 Diesel | 2018 |  |  | Double Walled | Plastic
6256 | OBERT GARAGE | PO BOX 33 | OBERT | 68762 | CEDAR | OBERT GARAGE | PO BOX 33 | OBERT | NE | 68762 | 1 | Permanently Out of Use | 500 | Steel | Federally Regulated | Unknown | Unknown | Regular Unleaded | 1956 | 3/1/1987 |  |  | Unknown
4805 | FARMERS COOPERATIVE | 123 PERRY ST | ODELL | 68415 | GAGE | FARMERS COOPERATIVE | PO BOX 263 | DORCHESTER | NE | 68343 | 1 | Currently in Use | 4000 | Steel | Federally Regulated | None | Galvanic/Sacrificial Current Cathodic Protection, STIP3 Tank | E-10 | 1986 |  |  |  | Fiberglass Reinforced Plastic
4805 | FARMERS COOPERATIVE | 123 PERRY ST | ODELL | 68415 | GAGE | FARMERS COOPERATIVE | PO BOX 263 | DORCHESTER | NE | 68343 | 4 | Currently in Use | 4000 | Composite | Federally Regulated | None | Fiberglass Reinforced Plastic Coated | #2 Diesel | 1998 |  |  |  | Fiberglass Reinforced Plastic
12374 | AAFES MINI-MALL | 902 GARLAND ST | OFFUTT AFB | 68113 | SARPY | ARMY AND AIR FORCE EXCHANGE SERVICE | PO BOX 660202 | DALLAS | TX | 75266 | 1 | Currently in Use | 15000 | Composite | Federally Regulated | None | Fiberglass Reinforced Plastic Coated | Regular Unleaded | 2006 |  |  | Double Walled | Plastic
12374 | AAFES MINI-MALL | 902 GARLAND ST | OFFUTT AFB | 68113 | SARPY | ARMY AND AIR FORCE EXCHANGE SERVICE | PO BOX 660202 | DALLAS | TX | 75266 | 2 | Currently in Use | 15000 | Composite | Federally Regulated | None | Fiberglass Reinforced Plastic Coated | Regular Unleaded | 2006 |  |  | Double Walled | Plastic
11678 | AAFES WHERRY SHOPETTE | 505 NELSON DR | OFFUTT AFB | 68113 | SARPY | ARMY AND AIR FORCE EXCHANGE SERVICE | PO BOX 660202 | DALLAS | TX | 75266 | 1 | Currently in Use | 10000 | Fiberglass Reinforced Plastic | Federally Regulated | None | None | E-10 | 1994 |  |  | Double Walled | Fiberglass Reinforced Plastic
11678 | AAFES WHERRY SHOPETTE | 505 NELSON DR | OFFUTT AFB | 68113 | SARPY | ARMY AND AIR FORCE EXCHANGE SERVICE | PO BOX 660202 | DALLAS | TX | 75266 | 2 | Currently in Use | 10000 | Fiberglass Reinforced Plastic | Federally Regulated | None | None | Regular Unleaded | 1994 |  |  | Double Walled | Fiberglass Reinforced Plastic
509 | CASEYs GENERAL STORE #3577 | 101 CHUCKWAGON RD | OGALLALA | 69153 | KEITH | CASEYS RETAIL CO | PO BOX 3001 | ANKENY | IA | 50021-8045 | 9 | Currently in Use | 22000 | Fiberglass Reinforced Plastic | Federally Regulated |  |  | E-87 | 2017 |  |  | Double Walled | Fiberglass Reinforced Plastic
509 | CASEYs GENERAL STORE #3577 | 101 CHUCKWAGON RD | OGALLALA | 69153 | KEITH | CASEYS RETAIL CO | PO BOX 3001 | ANKENY | IA | 50021-8045 | 10 | Currently in Use | 14000 | Fiberglass Reinforced Plastic | Federally Regulated |  |  | #2 Diesel | 2017 |  |  | Double Walled | Fiberglass Reinforced Plastic
509 | CASEYs GENERAL STORE #3577 | 101 CHUCKWAGON RD | OGALLALA | 69153 | KEITH | CASEYS RETAIL CO | PO BOX 3001 | ANKENY | IA | 50021-8045 | 11 | Currently in Use | 8000 | Fiberglass Reinforced Plastic | Federally Regulated |  |  | Regular Unleaded | 2017 |  |  | Double Walled | Fiberglass Reinforced Plastic
509 | CASEYs GENERAL STORE #3577 | 101 CHUCKWAGON RD | OGALLALA | 69153 | KEITH | CASEYS RETAIL CO | PO BOX 3001 | ANKENY | IA | 50021-8045 | 12 | Currently in Use | 8000 | Fiberglass Reinforced Plastic | Federally Regulated |  |  | Premium Unleaded | 2017 |  |  | Double Walled
509 | CASEYs GENERAL STORE #3577 | 101 CHUCKWAGON RD | OGALLALA | 69153 | KEITH | CASEYS RETAIL CO | PO BOX 3001 | ANKENY | IA | 50021-8045 | 13 | Currently in Use | 8000 | Fiberglass Reinforced Plastic | Federally Regulated |  |  | E-85 | 2017 |  |  | Double Walled | Fiberglass Reinforced Plastic
11414 | CENEX ZIP TRIP STORE 80 | 1103 W 1ST | OGALLALA | 69153 | KEITH | CHS INC | 4407 N DIVISION STE 300 | SPOKANE | WA | 99207 | 1 | Currently in Use | 12000 | Fiberglass Reinforced Plastic | Federally Regulated | None | None | Regular Unleaded | 1995 |  |  |  | Plastic
11414 | CENEX ZIP TRIP STORE 80 | 1103 W 1ST | OGALLALA | 69153 | KEITH | CHS INC | 4407 N DIVISION STE 300 | SPOKANE | WA | 99207 | 2 | Currently in Use | 12000 | Fiberglass Reinforced Plastic | Federally Regulated | None | None | E-10 | 1995 |  |  |  | Plastic
11414 | CENEX ZIP TRIP STORE 80 | 1103 W 1ST | OGALLALA | 69153 | KEITH | CHS INC | 4407 N DIVISION STE 300 | SPOKANE | WA | 99207 | 3 | Currently in Use | 8000 | Fiberglass Reinforced Plastic | Federally Regulated | None | None | #2 Diesel | 1995 |  |  |  | Plastic
11414 | CENEX ZIP TRIP STORE 80 | 1103 W 1ST | OGALLALA | 69153 | KEITH | CHS INC | 4407 N DIVISION STE 300 | SPOKANE | WA | 99207 | 4 | Currently in Use | 4000 | Fiberglass Reinforced Plastic | Federally Regulated | None | None | #2 Diesel, Other->DYED DIESEL | 1995 |  |  |  | Plastic
4796 | CONOCO TRAVEL PLAZA | 100 PROSPECTOR DR | OGALLALA | 69153 | KEITH | WILKINSON DEVELOPMENT INC | PO BOX 768 | NORTH PLATTE | NE | 69103-0768 | 4 | Currently in Use | 12000 | Steel | Federally Regulated | None | Galvanic/Sacrificial Current Cathodic Protection, STIP3 Tank | Regular Unleaded | 1999 |  |  |  | Fiberglass Reinforced Plastic, Plastic
4796 | CONOCO TRAVEL PLAZA | 100 PROSPECTOR DR | OGALLALA | 69153 | KEITH | WILKINSON DEVELOPMENT INC | PO BOX 768 | NORTH PLATTE | NE | 69103-0768 | 5 | Currently in Use | 6000 | Steel | Federally Regulated | None | Galvanic/Sacrificial Current Cathodic Protection, STIP3 Tank | Premium Unleaded | 1999 |  |  |  | Fiberglass Reinforced Plastic, Plastic
4796 | CONOCO TRAVEL PLAZA | 100 PROSPECTOR DR | OGALLALA | 69153 | KEITH | WILKINSON DEVELOPMENT INC | PO BOX 768 | NORTH PLATTE | NE | 69103-0768 | 6 | Currently in Use | 6000 | Steel | Federally Regulated | None | Galvanic/Sacrificial Current Cathodic Protection, Painted(e.g., asphaltic), STIP3 Tank | E-10 | 2002 |  |  |  | Fiberglass Reinforced Plastic
4796 | CONOCO TRAVEL PLAZA | 100 PROSPECTOR DR | OGALLALA | 69153 | KEITH | WILKINSON DEVELOPMENT INC | PO BOX 768 | NORTH PLATTE | NE | 69103-0768 | 8 | Currently in Use | 20000 | Fiberglass Reinforced Plastic | Federally Regulated |  |  | #2 Diesel | 2013 |  |  | Double Walled | Fiberglass Reinforced Plastic, Plastic
4796 | CONOCO TRAVEL PLAZA | 100 PROSPECTOR DR | OGALLALA | 69153 | KEITH | WILKINSON DEVELOPMENT INC | PO BOX 768 | NORTH PLATTE | NE | 69103-0768 | 9 | Currently in Use | 14000 | Composite | Federally Regulated |  |  | E-85 | 2021 |  |  | Double Walled | Plastic
4796 | CONOCO TRAVEL PLAZA | 100 PROSPECTOR DR | OGALLALA | 69153 | KEITH | WILKINSON DEVELOPMENT INC | PO BOX 768 | NORTH PLATTE | NE | 69103-0768 | 10 | Currently in Use | 6000 | Composite | Federally Regulated |  |  | , Other->DYED DIESEL | 2021 |  |  | Double Walled | Plastic
5198 | D & B FULL SERVICE | 607 W 1ST ST | OGALLALA | 69153-2416 | KEITH | D & B FULL SERVICE | 607 W 1ST | OGALLALA | NE | 69153 | 1 | Permanently Out of Use | 8000 | Steel | Federally Regulated | None | Galvanic/Sacrificial Current Cathodic Protection, STIP3 Tank | Regular Unleaded | 1989 | 12/1/2016 |  |  | Fiberglass Reinforced Plastic, Plastic
5198 | D & B FULL SERVICE | 607 W 1ST ST | OGALLALA | 69153-2416 | KEITH | D & B FULL SERVICE | 607 W 1ST | OGALLALA | NE | 69153 | 2 | Permanently Out of Use | 5000 | Steel | Federally Regulated | None | Galvanic/Sacrificial Current Cathodic Protection, STIP3 Tank | #2 Diesel | 1989 | 12/1/2016 |  |  | Fiberglass Reinforced Plastic, Plastic
5198 | D & B FULL SERVICE | 607 W 1ST ST | OGALLALA | 69153-2416 | KEITH | D & B FULL SERVICE | 607 W 1ST | OGALLALA | NE | 69153 | 3 | Permanently Out of Use | 5000 | Steel | Federally Regulated | None | Galvanic/Sacrificial Current Cathodic Protection, STIP3 Tank | Regular Unleaded | 1989 | 12/1/2016 |  |  | Fiberglass Reinforced Plastic, Plastic
1215 | KEITH COUNTY COURTHOUSE | 511 N SPRUCE ST | OGALLALA | 69153 | KEITH | OGALLALA/KEITH COUNTY COURTHOUSE | 511 N SPRUCE ST | OGALLALA | NE | 69153 | 1 | Currently in Use | 2000 | Fiberglass Reinforced Plastic | Federally Regulated | None | Fiberglass Reinforced Plastic Coated | #2 Diesel | 1985 |  |  |  | Fiberglass Reinforced Plastic
683 | KINGSLEY DAM RESORT | 1510 HIGHWAY 61 N | OGALLALA | 69153 | KEITH | KINGSLEY DAM RESORT | 1510 HIGHWAY 61 N | OGALLALA | NE | 69153 | 4 | Temporarily Out of Use | 5000 | Steel | Federally Regulated | None | Galvanic/Sacrificial Current Cathodic Protection, STIP3 Tank | Regular Unleaded | 1997 |  |  |  | Fiberglass Reinforced Plastic
683 | KINGSLEY DAM RESORT | 1510 HIGHWAY 61 N | OGALLALA | 69153 | KEITH | KINGSLEY DAM RESORT | 1510 HIGHWAY 61 N | OGALLALA | NE | 69153 | 5 | Temporarily Out of Use | 1000 | Steel | Federally Regulated | None | Galvanic/Sacrificial Current Cathodic Protection, STIP3 Tank | #2 Diesel | 1997 |  |  |  | Fiberglass Reinforced Plastic
11974 | KWIK STOP #8 | 217 E 1ST | OGALLALA | 69153 | KEITH | KWIK STOP FOOD STORES INC | PO BOX 1665 | NORTH PLATTE | NE | 69103 | 1 | Currently in Use | 4000 | Steel | Federally Regulated | None | Impressed Current Cathodic Protection | Regular Unleaded | 1985 |  |  |  | galvanized steel
11974 | KWIK STOP #8 | 217 E 1ST | OGALLALA | 69153 | KEITH | KWIK STOP FOOD STORES INC | PO BOX 1665 | NORTH PLATTE | NE | 69103 | 2 | Currently in Use | 4000 | Steel | Federally Regulated | None | Impressed Current Cathodic Protection | Regular Unleaded | 1985 |  |  |  | galvanized steel
11974 | KWIK STOP #8 | 217 E 1ST | OGALLALA | 69153 | KEITH | KWIK STOP FOOD STORES INC | PO BOX 1665 | NORTH PLATTE | NE | 69103 | 3 | Currently in Use | 4000 | Steel | Federally Regulated | None | Impressed Current Cathodic Protection | Regular Unleaded | 1985 |  |  |  | galvanized steel
11974 | KWIK STOP #8 | 217 E 1ST | OGALLALA | 69153 | KEITH | KWIK STOP FOOD STORES INC | PO BOX 1665 | NORTH PLATTE | NE | 69103 | 4 | Currently in Use | 4000 | Steel | Federally Regulated | None | Impressed Current Cathodic Protection | Regular Unleaded | 1985 |  |  |  | galvanized steel
11974 | KWIK STOP #8 | 217 E 1ST | OGALLALA | 69153 | KEITH | KWIK STOP FOOD STORES INC | PO BOX 1665 | NORTH PLATTE | NE | 69103 | 5 | Currently in Use | 4000 | Steel | Federally Regulated | None | Impressed Current Cathodic Protection | Regular Unleaded | 1985 |  |  |  | galvanized steel
12787 | LURED IN TACKLE STORE | 201 DIAMOND SPRINGS TRL | OGALLALA | 69153 | KEITH | HIGH PLAINS MERCHANT GROUP LLC | PO BOX 33 | SIDNEY | NE | 69162 | 1 | Currently in Use | 10000 | Fiberglass Reinforced Plastic | Federally Regulated |  |  | E-10 | 2020 |  |  | Double Walled | Plastic
12787 | LURED IN TACKLE STORE | 201 DIAMOND SPRINGS TRL | OGALLALA | 69153 | KEITH | HIGH PLAINS MERCHANT GROUP LLC | PO BOX 33 | SIDNEY | NE | 69162 | 2 | Currently in Use | 10000 | Fiberglass Reinforced Plastic | Federally Regulated |  |  | Regular Unleaded | 2020 |  |  | Double Walled | Plastic
12787 | LURED IN TACKLE STORE | 201 DIAMOND SPRINGS TRL | OGALLALA | 69153 | KEITH | HIGH PLAINS MERCHANT GROUP LLC | PO BOX 33 | SIDNEY | NE | 69162 | 3 | Currently in Use | 10000 | Fiberglass Reinforced Plastic | Federally Regulated |  |  | #2 Diesel | 2020 |  |  | Double Walled | Plastic
11847 | OGALLALA COMMUNITY HOSPITAL | 2601 N SPRUCE | OGALLALA | 69153 | KEITH | OGALLALA COMMUNITY HOSPITAL | 2601 N SPRUCE | OGALLALA | NE | 69153 | 1 | Currently in Use | 3000 | Steel | Heating Oil | None | Galvanic/Sacrificial Current Cathodic Protection, STIP3 Tank | #2 Diesel | 2000 |  |  |  | Plastic
2918 | OGALLALA WATERING HOLE | 115 E 1ST ST | OGALLALA | 69153 | KEITH | OGALLALA WATERING HOLE LLC | 115 E 1ST ST | OGALLALA | NE | 69153 | 4 | Currently in Use | 10000 | Steel | Federally Regulated | None | Galvanic/Sacrificial Current Cathodic Protection, STIP3 Tank | Regular Unleaded | 1997 |  |  |  | Fiberglass Reinforced Plastic
2918 | OGALLALA WATERING HOLE | 115 E 1ST ST | OGALLALA | 69153 | KEITH | OGALLALA WATERING HOLE LLC | 115 E 1ST ST | OGALLALA | NE | 69153 | 5 | Currently in Use | 8000 | Steel | Federally Regulated | None | Galvanic/Sacrificial Current Cathodic Protection, STIP3 Tank | Regular Unleaded | 1997 |  |  |  | Fiberglass Reinforced Plastic
2918 | OGALLALA WATERING HOLE | 115 E 1ST ST | OGALLALA | 69153 | KEITH | OGALLALA WATERING HOLE LLC | 115 E 1ST ST | OGALLALA | NE | 69153 | 6 | Currently in Use | 8000 | Steel | Federally Regulated | None | Galvanic/Sacrificial Current Cathodic Protection, STIP3 Tank | #2 Diesel | 1997 |  |  |  | Fiberglass Reinforced Plastic
685 | PUMP & PANTRY #19 | 306 E 1ST ST | OGALLALA | 69153 | KEITH | BOSSELMAN PUMP & PANTRY INC | PO BOX 4905 | GRAND ISLAND | NE | 68802-4905 | 7 | Currently in Use | 10000 | Fiberglass Reinforced Plastic | Federally Regulated | None | None | #2 Diesel | 1996 |  |  |  | Fiberglass Reinforced Plastic, Plastic
685 | PUMP & PANTRY #19 | 306 E 1ST ST | OGALLALA | 69153 | KEITH | BOSSELMAN PUMP & PANTRY INC | PO BOX 4905 | GRAND ISLAND | NE | 68802-4905 | 8 | Currently in Use | 12000 | Fiberglass Reinforced Plastic | Federally Regulated | None | None | Regular Unleaded | 1996 |  |  |  | Fiberglass Reinforced Plastic, Plastic
685 | PUMP & PANTRY #19 | 306 E 1ST ST | OGALLALA | 69153 | KEITH | BOSSELMAN PUMP & PANTRY INC | PO BOX 4905 | GRAND ISLAND | NE | 68802-4905 | 9 | Currently in Use | 6000 | Fiberglass Reinforced Plastic | Federally Regulated | None | None | E-10 | 2008 |  |  | Double Walled | Plastic
685 | PUMP & PANTRY #19 | 306 E 1ST ST | OGALLALA | 69153 | KEITH | BOSSELMAN PUMP & PANTRY INC | PO BOX 4905 | GRAND ISLAND | NE | 68802-4905 | 10 | Currently in Use | 6000 | Fiberglass Reinforced Plastic | Federally Regulated | None | None | E-10 | 2008 |  |  | Double Walled | Plastic
687 | SAPP BROS OGALLALA | 101 STAGECOACH RD | OGALLALA | 69153 | KEITH | SAPP BROS TRAVEL CENTERS INC | PO BOX 45766 | OMAHA | NE | 68145 | 1 | Currently in Use | 12000 | Steel | Federally Regulated | None | Galvanic/Sacrificial Current Cathodic Protection, Painted(e.g., asphaltic), STIP3 Tank | Regular Unleaded | 1989 |  |  |  | Fiberglass Reinforced Plastic
687 | SAPP BROS OGALLALA | 101 STAGECOACH RD | OGALLALA | 69153 | KEITH | SAPP BROS TRAVEL CENTERS INC | PO BOX 45766 | OMAHA | NE | 68145 | 2 | Currently in Use | 12000 | Steel | Federally Regulated | None | Galvanic/Sacrificial Current Cathodic Protection, Painted(e.g., asphaltic), STIP3 Tank | E-10 | 1990 |  |  |  | Fiberglass Reinforced Plastic
687 | SAPP BROS OGALLALA | 101 STAGECOACH RD | OGALLALA | 69153 | KEITH | SAPP BROS TRAVEL CENTERS INC | PO BOX 45766 | OMAHA | NE | 68145 | 3 | Currently in Use | 12000 | Steel | Federally Regulated | None | Galvanic/Sacrificial Current Cathodic Protection, Painted(e.g., asphaltic), STIP3 Tank | Regular Unleaded | 1990 |  |  |  | Fiberglass Reinforced Plastic
687 | SAPP BROS OGALLALA | 101 STAGECOACH RD | OGALLALA | 69153 | KEITH | SAPP BROS TRAVEL CENTERS INC | PO BOX 45766 | OMAHA | NE | 68145 | 6 | Currently in Use | 12000 | Fiberglass Reinforced Plastic | Federally Regulated | None | None | #2 Diesel | 1998 |  |  |  | Fiberglass Reinforced Plastic
687 | SAPP BROS OGALLALA | 101 STAGECOACH RD | OGALLALA | 69153 | KEITH | SAPP BROS TRAVEL CENTERS INC | PO BOX 45766 | OMAHA | NE | 68145 | 7 | Currently in Use | 12000 | Fiberglass Reinforced Plastic | Federally Regulated | None | None | #2 Diesel | 1998 |  |  |  | Fiberglass Reinforced Plastic
687 | SAPP BROS OGALLALA | 101 STAGECOACH RD | OGALLALA | 69153 | KEITH | SAPP BROS TRAVEL CENTERS INC | PO BOX 45766 | OMAHA | NE | 68145 | 8 | Currently in Use | 12000 | Fiberglass Reinforced Plastic | Federally Regulated | None | None | #2 Diesel | 1998 |  |  |  | Fiberglass Reinforced Plastic
687 | SAPP BROS OGALLALA | 101 STAGECOACH RD | OGALLALA | 69153 | KEITH | SAPP BROS TRAVEL CENTERS INC | PO BOX 45766 | OMAHA | NE | 68145 | 9 | Currently in Use | 15000 | Fiberglass Reinforced Plastic | Federally Regulated |  |  | #2 Diesel | 2018 |  |  | Double Walled | Plastic
2016 | THOMAS IRRIGATION | ROSCOE INTERCHANGE | OGALLALA | 69153 | KEITH | THOMAS, WILLIAM | 510 W 'M' ST | OGALLALA | NE | 69153 | 1 | Permanently Out of Use | 6000 | Steel | Federally Regulated | Unknown | Unknown | Empty | 1972 |  |  |  | Unknown
2016 | THOMAS IRRIGATION | ROSCOE INTERCHANGE | OGALLALA | 69153 | KEITH | THOMAS, WILLIAM | 510 W 'M' ST | OGALLALA | NE | 69153 | 2 | Permanently Out of Use | 6000 | Steel | Federally Regulated | Unknown | Unknown | Empty | 1972 |  |  |  | Unknown
2016 | THOMAS IRRIGATION | ROSCOE INTERCHANGE | OGALLALA | 69153 | KEITH | THOMAS, WILLIAM | 510 W 'M' ST | OGALLALA | NE | 69153 | 3 | Permanently Out of Use | 6000 | Steel | Federally Regulated | Unknown | Unknown | Empty | 1972 |  |  |  | Unknown
2016 | THOMAS IRRIGATION | ROSCOE INTERCHANGE | OGALLALA | 69153 | KEITH | THOMAS, WILLIAM | 510 W 'M' ST | OGALLALA | NE | 69153 | 4 | Permanently Out of Use | 6000 | Steel | Federally Regulated | Unknown | Unknown | Empty | 1972 |  |  |  | Unknown
1138 | TRAVEL CENTERS OF AMERICA #90 | 103 PROSPECTOR DR | OGALLALA | 69153 | KEITH | HPT TA PROPERTIES TRUST | 24601 CENTER RIDGE RD | WESTLAKE | OH | 44145 | 1 | Currently in Use | 10000 | Steel | Federally Regulated | None | Impressed Current Cathodic Protection | #2 Diesel | 1970 |  |  |  | Fiberglass Reinforced Plastic
1138 | TRAVEL CENTERS OF AMERICA #90 | 103 PROSPECTOR DR | OGALLALA | 69153 | KEITH | HPT TA PROPERTIES TRUST | 24601 CENTER RIDGE RD | WESTLAKE | OH | 44145 | 2 | Currently in Use | 10000 | Steel | Federally Regulated | None | Impressed Current Cathodic Protection | #2 Diesel | 1970 |  |  |  | Fiberglass Reinforced Plastic
1138 | TRAVEL CENTERS OF AMERICA #90 | 103 PROSPECTOR DR | OGALLALA | 69153 | KEITH | HPT TA PROPERTIES TRUST | 24601 CENTER RIDGE RD | WESTLAKE | OH | 44145 | 3 | Currently in Use | 10000 | Steel | Federally Regulated | None | Impressed Current Cathodic Protection | #2 Diesel | 1970 |  |  |  | Fiberglass Reinforced Plastic
1138 | TRAVEL CENTERS OF AMERICA #90 | 103 PROSPECTOR DR | OGALLALA | 69153 | KEITH | HPT TA PROPERTIES TRUST | 24601 CENTER RIDGE RD | WESTLAKE | OH | 44145 | 4 | Currently in Use | 10000 | Steel | Federally Regulated | None | Impressed Current Cathodic Protection | Regular Unleaded | 1970 |  |  |  | Fiberglass Reinforced Plastic
1138 | TRAVEL CENTERS OF AMERICA #90 | 103 PROSPECTOR DR | OGALLALA | 69153 | KEITH | HPT TA PROPERTIES TRUST | 24601 CENTER RIDGE RD | WESTLAKE | OH | 44145 | 5 | Currently in Use | 10000 | Steel | Federally Regulated | None | Impressed Current Cathodic Protection | Regular Unleaded | 1970 |  |  |  | Fiberglass Reinforced Plastic, Fiberglass Reinforced Plastic
1138 | TRAVEL CENTERS OF AMERICA #90 | 103 PROSPECTOR DR | OGALLALA | 69153 | KEITH | HPT TA PROPERTIES TRUST | 24601 CENTER RIDGE RD | WESTLAKE | OH | 44145 | 6 | Currently in Use | 10000 | Steel | Federally Regulated | None | Impressed Current Cathodic Protection | Regular Unleaded | 1970 |  |  |  | Fiberglass Reinforced Plastic, Fiberglass Reinforced Plastic
1138 | TRAVEL CENTERS OF AMERICA #90 | 103 PROSPECTOR DR | OGALLALA | 69153 | KEITH | HPT TA PROPERTIES TRUST | 24601 CENTER RIDGE RD | WESTLAKE | OH | 44145 | 7 | Currently in Use | 10000 | Steel | Federally Regulated | None | Impressed Current Cathodic Protection | #2 Diesel | 1970 |  |  |  | Fiberglass Reinforced Plastic, Fiberglass Reinforced Plastic
1138 | TRAVEL CENTERS OF AMERICA #90 | 103 PROSPECTOR DR | OGALLALA | 69153 | KEITH | HPT TA PROPERTIES TRUST | 24601 CENTER RIDGE RD | WESTLAKE | OH | 44145 | 9 | Currently in Use | 1000 | Fiberglass Reinforced Plastic | Federally Regulated |  |  | Used Oil | 2015 |  |  | Double Walled
1138 | TRAVEL CENTERS OF AMERICA #90 | 103 PROSPECTOR DR | OGALLALA | 69153 | KEITH | HPT TA PROPERTIES TRUST | 24601 CENTER RIDGE RD | WESTLAKE | OH | 44145 | 10 | Currently in Use | 20000 | Fiberglass Reinforced Plastic | Federally Regulated |  |  | #2 Diesel | 2022 |  |  | Double Walled | Fiberglass Reinforced Plastic
12620 | WALMART SUPERCENTER #7129 | 201 PONY EXPRESS LN | OGALLALA | 69153 | KEITH | WAL-MART STORES INC | 2001 SE 10TH ST | BENTONVILLE | AR | 72712-6489 | 1 | Currently in Use | 20000 | Fiberglass Reinforced Plastic | Federally Regulated |  |  | E-10 | 2014 |  |  | Double Walled | Double walled, Fiberglass Reinforced Plastic
12620 | WALMART SUPERCENTER #7129 | 201 PONY EXPRESS LN | OGALLALA | 69153 | KEITH | WAL-MART STORES INC | 2001 SE 10TH ST | BENTONVILLE | AR | 72712-6489 | 2 | Currently in Use | 12000 | Fiberglass Reinforced Plastic | Federally Regulated |  |  | Regular Unleaded | 2014 |  |  | Double Walled | Double walled, Fiberglass Reinforced Plastic
12620 | WALMART SUPERCENTER #7129 | 201 PONY EXPRESS LN | OGALLALA | 69153 | KEITH | WAL-MART STORES INC | 2001 SE 10TH ST | BENTONVILLE | AR | 72712-6489 | 3 | Currently in Use | 8000 | Fiberglass Reinforced Plastic | Federally Regulated |  |  | #2 Diesel | 2014 |  |  | Double Walled | Double walled, Fiberglass Reinforced Plastic
11844 | WOLF CDJR OF OGALLALA | 501 W 1ST ST | OGALLALA | 69153 | KEITH | DOUBLENINE HOLDINGS LLC | 501 W 1ST ST | OGALLALA | NE | 69153 | 1 | Temporarily Out of Use | 500 | Fiberglass Reinforced Plastic | Federally Regulated | None | None | Used Oil | 1991 | 8/1/2023
8260 | FARMERS COOPERATIVE - OHIOWA | 702 N MAIN | OHIOWA | 68416 | FILLMORE | FARMERS COOPERATIVE | PO BOX 263 | DORCHESTER | NE | 68343-0263 | 1 | Currently in Use | 2000 | Steel | Federally Regulated | None | Galvanic/Sacrificial Current Cathodic Protection, STIP3 Tank | Regular Unleaded | 1988 |  |  |  | Fiberglass Reinforced Plastic
8260 | FARMERS COOPERATIVE - OHIOWA | 702 N MAIN | OHIOWA | 68416 | FILLMORE | FARMERS COOPERATIVE | PO BOX 263 | DORCHESTER | NE | 68343-0263 | 2 | Currently in Use | 2000 | Steel | Federally Regulated | None | Galvanic/Sacrificial Current Cathodic Protection, STIP3 Tank | #2 Diesel | 1988 |  |  |  | Fiberglass Reinforced Plastic
4544 | SCOTTs AUTO CLINIC (FORMER) | 505 S MAIN ST | OHIOWA | 68416 | FILLMORE | EDWARD LANGHORST | PO BOX 94 | OHIOWA | NE | 68416 | 1 | Permanently Out of Use | 1000 | Steel | Federally Regulated | Unknown | Unknown | Regular Unleaded | 1976 |  |  |  | Unknown
4544 | SCOTTs AUTO CLINIC (FORMER) | 505 S MAIN ST | OHIOWA | 68416 | FILLMORE | EDWARD LANGHORST | PO BOX 94 | OHIOWA | NE | 68416 | 2 | Permanently Out of Use | 500 | Steel | Federally Regulated | Unknown | Unknown | Regular Unleaded | 1900 |  |  |  | Unknown
15 | 10 ROADS EXPRESS | 1001 PIERCE ST | OMAHA | 68108-3703 | DOUGLAS | FLEETPARK PIERCE NE LLC | 2200 ABBOTT DR | CARTER LAKE | IA | 51510 | 1 | Currently in Use | 12000 | Steel | Federally Regulated | None | Galvanic/Sacrificial Current Cathodic Protection, STIP3 Tank | #2 Diesel | 1991 |  |  |  | Fiberglass Reinforced Plastic
11069 | 3501 FARNAM ST | 3501 FARNAM ST | OMAHA | 68131 | DOUGLAS | BLACKSTONE PLAZA LLC & DANSOM II LLC TIC | c/o LUND CO 450 REGENCY PKWY | OMAHA | NE | 68114 | 2 | Temporarily Out of Use | 560 | Steel | Federally Regulated | None | Galvanic/Sacrificial Current Cathodic Protection | #2 Diesel | 1993 |  |  |  | Fiberglass Reinforced Plastic
7839 | 621E/62FZ - OMAHA | 3435 ABBOTT DR | OMAHA | 68110 | DOUGLAS | ENTERPRISE HOLDINGS | 4722 FOREST GROVE DR | BETTENDORF | IA | 52722 | 1 | Currently in Use | 10000 | Fiberglass Reinforced Plastic | Federally Regulated | None | None | Regular Unleaded | 1991 |  |  | Double Walled | Double walled, Fiberglass Reinforced Plastic
4135 | ABEESHA INC | 2430 S 24TH ST | OMAHA | 68108-1338 | DOUGLAS | IMRAN ALI | 11112 CIMARRON ST | PAPILLION | NE | 68046 | 1 | Currently in Use | 8000 | Steel | Federally Regulated | None | Galvanic/Sacrificial Current Cathodic Protection | Regular Unleaded | 1987 |  |  |  | Plastic
4135 | ABEESHA INC | 2430 S 24TH ST | OMAHA | 68108-1338 | DOUGLAS | IMRAN ALI | 11112 CIMARRON ST | PAPILLION | NE | 68046 | 2 | Currently in Use | 8000 | Steel | Federally Regulated | None | Galvanic/Sacrificial Current Cathodic Protection | Regular Unleaded | 1989 |  |  |  | Plastic
4135 | ABEESHA INC | 2430 S 24TH ST | OMAHA | 68108-1338 | DOUGLAS | IMRAN ALI | 11112 CIMARRON ST | PAPILLION | NE | 68046 | 3 | Currently in Use | 8000 | Steel | Federally Regulated | None | Galvanic/Sacrificial Current Cathodic Protection | E-10 | 1989 |  |  |  | Plastic
4167 | ABF FREIGHT SYSTEM INC | 8105 J ST | OMAHA | 68127 | DOUGLAS | ABF FREIGHT SYSTEM INC | PO BOX 10048 | FORT SMITH | AR | 72917-0048 | 1 | Currently in Use | 12000 | Fiberglass Reinforced Plastic | Federally Regulated | None | None | #2 Diesel | 1992 |  |  |  | Fiberglass Reinforced Plastic
4167 | ABF FREIGHT SYSTEM INC | 8105 J ST | OMAHA | 68127 | DOUGLAS | ABF FREIGHT SYSTEM INC | PO BOX 10048 | FORT SMITH | AR | 72917-0048 | 2 | Currently in Use | 12000 | Fiberglass Reinforced Plastic | Federally Regulated | None | None | #2 Diesel | 1992 |  |  |  | Fiberglass Reinforced Plastic
3797 | ABs 66 SERVICE | 4926 UNDERWOOD AVE | OMAHA | 68132 | DOUGLAS | DUNDEE SERVICE (ABE) | 4926 UNDERWOOD AVE | OMAHA | NE | 68132 | 6 | Currently in Use | 10000 | Fiberglass Reinforced Plastic | Federally Regulated | None | None | Regular Unleaded | 1998 |  |  |  | Fiberglass Reinforced Plastic
3797 | ABs 66 SERVICE | 4926 UNDERWOOD AVE | OMAHA | 68132 | DOUGLAS | DUNDEE SERVICE (ABE) | 4926 UNDERWOOD AVE | OMAHA | NE | 68132 | 7 | Currently in Use | 10000 | Fiberglass Reinforced Plastic | Federally Regulated | None | None | Regular Unleaded | 1998 |  |  |  | Fiberglass Reinforced Plastic
3797 | ABs 66 SERVICE | 4926 UNDERWOOD AVE | OMAHA | 68132 | DOUGLAS | DUNDEE SERVICE (ABE) | 4926 UNDERWOOD AVE | OMAHA | NE | 68132 | 8 | Currently in Use | 6000 | Fiberglass Reinforced Plastic | Federally Regulated | None | None | Regular Unleaded | 1998 |  |  |  | Fiberglass Reinforced Plastic
11994 | AMERICAN LABORATORIES | 4410 S 102ND ST | OMAHA | 68127 | DOUGLAS | A L I PHARMACEUTICAL MANUFACTURING LLC | 4410 S 102ND ST | OMAHA | NE | 68127 | 1 | Currently in Use | 1000 | Stainless Steel | Federally Regulated | None | Fiberglass Reinforced Plastic Coated | , Other->Hextane | 1998 |  |  |  | Fiberglass Reinforced Plastic
8274 | AMES AVE CONVENIENCE STORE | 4145 AMES AVE | OMAHA | 68111 | DOUGLAS | AMES AVE CONVENIENCE/SAM MURANTE | 4145 AMES AVE | OMAHA | NE | 68111 | 1 | Currently in Use | 10000 | Steel | Federally Regulated | None | Galvanic/Sacrificial Current Cathodic Protection | Regular Unleaded | 1990 |  |  |  | Fiberglass Reinforced Plastic
8274 | AMES AVE CONVENIENCE STORE | 4145 AMES AVE | OMAHA | 68111 | DOUGLAS | AMES AVE CONVENIENCE/SAM MURANTE | 4145 AMES AVE | OMAHA | NE | 68111 | 2 | Currently in Use | 10000 | Steel | Federally Regulated | None | Galvanic/Sacrificial Current Cathodic Protection | Regular Unleaded | 1990 |  |  |  | Fiberglass Reinforced Plastic
8274 | AMES AVE CONVENIENCE STORE | 4145 AMES AVE | OMAHA | 68111 | DOUGLAS | AMES AVE CONVENIENCE/SAM MURANTE | 4145 AMES AVE | OMAHA | NE | 68111 | 3 | Currently in Use | 10000 | Steel | Federally Regulated | None | Galvanic/Sacrificial Current Cathodic Protection | Regular Unleaded | 1990 |  |  |  | Fiberglass Reinforced Plastic
12866 | ANDERSON CONVENIENCE MARKET | 4860 S 96TH ST | OMAHA | 68127 | DOUGLAS | RAY ANDERSON INC | 15410 W CENTER RD | OMAHA | NE | 68144 | 1 | Currently in Use | 10000 | Fiberglass Reinforced Plastic | Federally Regulated |  |  | E-10 | 2023 |  |  | Double Walled | Plastic
12866 | ANDERSON CONVENIENCE MARKET | 4860 S 96TH ST | OMAHA | 68127 | DOUGLAS | RAY ANDERSON INC | 15410 W CENTER RD | OMAHA | NE | 68144 | 2 | Currently in Use | 8000 | Fiberglass Reinforced Plastic | Federally Regulated |  |  | Regular Unleaded | 2023 |  |  | Double Walled | Plastic
12866 | ANDERSON CONVENIENCE MARKET | 4860 S 96TH ST | OMAHA | 68127 | DOUGLAS | RAY ANDERSON INC | 15410 W CENTER RD | OMAHA | NE | 68144 | 3 | Currently in Use | 6000 | Fiberglass Reinforced Plastic | Federally Regulated |  |  | E-85 | 2023 |  |  | Double Walled | Plastic
12866 | ANDERSON CONVENIENCE MARKET | 4860 S 96TH ST | OMAHA | 68127 | DOUGLAS | RAY ANDERSON INC | 15410 W CENTER RD | OMAHA | NE | 68144 | 4 | Currently in Use | 10000 | Fiberglass Reinforced Plastic | Federally Regulated |  |  | Premium Unleaded | 2023 |  |  | Double Walled | Plastic
4025 | ANDERSON CONVENIENCE MARKET | 123 N 114TH ST | OMAHA | 68154 | DOUGLAS | RAY ANDERSON INC | 15410 W CENTER RD | OMAHA | NE | 68144 | 4 | Currently in Use | 12000 | Fiberglass Reinforced Plastic | Federally Regulated | None | None | E-10 | 1998 |  |  |  | Fiberglass Reinforced Plastic
4025 | ANDERSON CONVENIENCE MARKET | 123 N 114TH ST | OMAHA | 68154 | DOUGLAS | RAY ANDERSON INC | 15410 W CENTER RD | OMAHA | NE | 68144 | 5 | Currently in Use | 12000 | Fiberglass Reinforced Plastic | Federally Regulated | None | None | E-10 | 1998 |  |  |  | Fiberglass Reinforced Plastic
12866 | ANDERSON CONVENIENCE MARKET | 4860 S 96TH ST | OMAHA | 68127 | DOUGLAS | RAY ANDERSON INC | 15410 W CENTER RD | OMAHA | NE | 68144 | 5 | Currently in Use | 6000 | Fiberglass Reinforced Plastic | Federally Regulated |  |  | #2 Diesel | 2023 |  |  | Double Walled | Plastic
478 | ANDERSON CONVENIENCE MARKET | 2630 S 140TH ST | OMAHA | 68144 | DOUGLAS | RAY ANDERSON INC | 15410 W CENTER RD | OMAHA | NE | 68144 | 5 | Currently in Use | 6000 | Fiberglass Reinforced Plastic | Federally Regulated |  |  | E-85 | 2017 |  |  | Double Walled | Fiberglass Reinforced Plastic
478 | ANDERSON CONVENIENCE MARKET | 2630 S 140TH ST | OMAHA | 68144 | DOUGLAS | RAY ANDERSON INC | 15410 W CENTER RD | OMAHA | NE | 68144 | 6 | Currently in Use | 10000 | Fiberglass Reinforced Plastic | Federally Regulated |  |  | Premium Unleaded | 2017 |  |  | Double Walled | Fiberglass Reinforced Plastic
4025 | ANDERSON CONVENIENCE MARKET | 123 N 114TH ST | OMAHA | 68154 | DOUGLAS | RAY ANDERSON INC | 15410 W CENTER RD | OMAHA | NE | 68144 | 6 | Currently in Use | 12000 | Fiberglass Reinforced Plastic | Federally Regulated | None | None | Regular Unleaded | 1998 |  |  |  | Fiberglass Reinforced Plastic
478 | ANDERSON CONVENIENCE MARKET | 2630 S 140TH ST | OMAHA | 68144 | DOUGLAS | RAY ANDERSON INC | 15410 W CENTER RD | OMAHA | NE | 68144 | 7 | Currently in Use | 6000 | Fiberglass Reinforced Plastic | Federally Regulated |  |  | #2 Diesel | 2017 |  |  | Double Walled | Fiberglass Reinforced Plastic
478 | ANDERSON CONVENIENCE MARKET | 2630 S 140TH ST | OMAHA | 68144 | DOUGLAS | RAY ANDERSON INC | 15410 W CENTER RD | OMAHA | NE | 68144 | 8 | Currently in Use | 12000 | Fiberglass Reinforced Plastic | Federally Regulated |  |  | E-10 | 2017 |  |  | Double Walled | Fiberglass Reinforced Plastic
478 | ANDERSON CONVENIENCE MARKET | 2630 S 140TH ST | OMAHA | 68144 | DOUGLAS | RAY ANDERSON INC | 15410 W CENTER RD | OMAHA | NE | 68144 | 9 | Currently in Use | 8000 | Fiberglass Reinforced Plastic | Federally Regulated |  |  | Regular Unleaded | 2017 |  |  | Double Walled | Fiberglass Reinforced Plastic
12053 | ANDERSON FOOD SHOPS | 17915 ARBOR ST | OMAHA | 68130 | DOUGLAS | RAY ANDERSON INC | 15410 W CENTER RD | OMAHA | NE | 68144 | 1 | Currently in Use | 12000 | Fiberglass Reinforced Plastic | Federally Regulated | None | None | Regular Unleaded | 1999 |  |  |  | Fiberglass Reinforced Plastic
8474 | ANDERSON FOOD SHOPS | 16727 Q ST | OMAHA | 68135 | DOUGLAS | RAY ANDERSON INC | 15410 W CENTER RD | OMAHA | NE | 68144 | 1 | Currently in Use | 12000 | Fiberglass Reinforced Plastic | Federally Regulated | None | None | Regular Unleaded | 1992 |  |  |  | Fiberglass Reinforced Plastic
8404 | ANDERSON FOOD SHOPS | 15635 W DODGE RD | OMAHA | 68118 | DOUGLAS | RAY ANDERSON INC | 15410 W CENTER RD | OMAHA | NE | 68144 | 1 | Currently in Use | 12000 | Steel | Federally Regulated | None | Galvanic/Sacrificial Current Cathodic Protection | Regular Unleaded | 1989 |  |  |  | Fiberglass Reinforced Plastic
8404 | ANDERSON FOOD SHOPS | 15635 W DODGE RD | OMAHA | 68118 | DOUGLAS | RAY ANDERSON INC | 15410 W CENTER RD | OMAHA | NE | 68144 | 2 | Currently in Use | 12000 | Steel | Federally Regulated | None | Galvanic/Sacrificial Current Cathodic Protection | E-10 | 1989 |  |  |  | Fiberglass Reinforced Plastic
8474 | ANDERSON FOOD SHOPS | 16727 Q ST | OMAHA | 68135 | DOUGLAS | RAY ANDERSON INC | 15410 W CENTER RD | OMAHA | NE | 68144 | 2 | Currently in Use | 12000 | Fiberglass Reinforced Plastic | Federally Regulated | None | None | E-10 | 1992 |  |  |  | Fiberglass Reinforced Plastic
12053 | ANDERSON FOOD SHOPS | 17915 ARBOR ST | OMAHA | 68130 | DOUGLAS | RAY ANDERSON INC | 15410 W CENTER RD | OMAHA | NE | 68144 | 2 | Currently in Use | 12000 | Fiberglass Reinforced Plastic | Federally Regulated | None | None | E-10 | 1999 |  |  |  | Fiberglass Reinforced Plastic
12053 | ANDERSON FOOD SHOPS | 17915 ARBOR ST | OMAHA | 68130 | DOUGLAS | RAY ANDERSON INC | 15410 W CENTER RD | OMAHA | NE | 68144 | 3 | Currently in Use | 12000 | Fiberglass Reinforced Plastic | Federally Regulated | None | None | Regular Unleaded | 1999 |  |  |  | Fiberglass Reinforced Plastic
8474 | ANDERSON FOOD SHOPS | 16727 Q ST | OMAHA | 68135 | DOUGLAS | RAY ANDERSON INC | 15410 W CENTER RD | OMAHA | NE | 68144 | 3 | Currently in Use | 12000 | Fiberglass Reinforced Plastic | Federally Regulated | None | None | Regular Unleaded | 1992 |  |  |  | Fiberglass Reinforced Plastic
8404 | ANDERSON FOOD SHOPS | 15635 W DODGE RD | OMAHA | 68118 | DOUGLAS | RAY ANDERSON INC | 15410 W CENTER RD | OMAHA | NE | 68144 | 3 | Currently in Use | 12000 | Steel | Federally Regulated | None | Galvanic/Sacrificial Current Cathodic Protection | Regular Unleaded | 1989 |  |  |  | Fiberglass Reinforced Plastic
12053 | ANDERSON FOOD SHOPS | 17915 ARBOR ST | OMAHA | 68130 | DOUGLAS | RAY ANDERSON INC | 15410 W CENTER RD | OMAHA | NE | 68144 | 4 | Currently in Use | 8000 | Fiberglass Reinforced Plastic | Federally Regulated | None | None | #1 Diesel | 1999 |  |  |  | Fiberglass Reinforced Plastic
491 | ANDERSON FOOD SHOPS | 11955 PACIFIC ST | OMAHA | 68154 | DOUGLAS | RAY ANDERSON INC | 15410 W CENTER RD | OMAHA | NE | 68144 | 6 | Currently in Use | 12000 | Fiberglass Reinforced Plastic | Federally Regulated | None | None | Regular Unleaded | 1998 |  |  |  | Fiberglass Reinforced Plastic
491 | ANDERSON FOOD SHOPS | 11955 PACIFIC ST | OMAHA | 68154 | DOUGLAS | RAY ANDERSON INC | 15410 W CENTER RD | OMAHA | NE | 68144 | 7 | Currently in Use | 12000 | Fiberglass Reinforced Plastic | Federally Regulated | None | None | Regular Unleaded | 1998 |  |  |  | Fiberglass Reinforced Plastic
491 | ANDERSON FOOD SHOPS | 11955 PACIFIC ST | OMAHA | 68154 | DOUGLAS | RAY ANDERSON INC | 15410 W CENTER RD | OMAHA | NE | 68144 | 8 | Currently in Use | 12000 | Fiberglass Reinforced Plastic | Federally Regulated | None | None | Regular Unleaded | 1998 |  |  |  | Fiberglass Reinforced Plastic
7763 | ANDYs GENERAL STORE | 9501 S 145TH ST | OMAHA | 68138 | SARPY | ANDERSON BROS AMOCO INC | 15410 W CENTER RD | OMAHA | NE | 68144 | 1 | Currently in Use | 10000 | Steel | Federally Regulated | None | Galvanic/Sacrificial Current Cathodic Protection, Painted(e.g., asphaltic) | Regular Unleaded | 1988 |  |  |  | Fiberglass Reinforced Plastic
7763 | ANDYs GENERAL STORE | 9501 S 145TH ST | OMAHA | 68138 | SARPY | ANDERSON BROS AMOCO INC | 15410 W CENTER RD | OMAHA | NE | 68144 | 2 | Currently in Use | 8000 | Steel | Federally Regulated | None | Galvanic/Sacrificial Current Cathodic Protection, Painted(e.g., asphaltic) | Regular Unleaded | 1988 |  |  |  | Fiberglass Reinforced Plastic
7763 | ANDYs GENERAL STORE | 9501 S 145TH ST | OMAHA | 68138 | SARPY | ANDERSON BROS AMOCO INC | 15410 W CENTER RD | OMAHA | NE | 68144 | 3 | Currently in Use | 6000 | Steel | Federally Regulated | None | Galvanic/Sacrificial Current Cathodic Protection, Painted(e.g., asphaltic) | Regular Unleaded | 1988 |  |  |  | Fiberglass Reinforced Plastic
12847 | APPLIED UNDERWRITERS | 1500 APPLIED PKWY | OMAHA | 68144 | DOUGLAS | APPLIED UNDERWRITERS | 10805 OLD MILL RD | OMAHA | NE | 68154 | 1 | Currently in Use | 20000 | Fiberglass Reinforced Plastic | Federally Regulated |  |  | #2 Diesel | 2023 |  |  | Double Walled | Fiberglass Reinforced Plastic
11336 | ARROW STAGE LINES INC | 4220 S 52ND ST | OMAHA | 68117 | DOUGLAS | ARROW STAGE LINES INC | 4220 S 52ND ST | OMAHA | NE | 68117 | 1 | Currently in Use | 10000 | Steel | Federally Regulated | None | Galvanic/Sacrificial Current Cathodic Protection, STIP3 Tank | #2 Diesel | 1995 |  |  |  | Fiberglass Reinforced Plastic
11336 | ARROW STAGE LINES INC | 4220 S 52ND ST | OMAHA | 68117 | DOUGLAS | ARROW STAGE LINES INC | 4220 S 52ND ST | OMAHA | NE | 68117 | 2 | Currently in Use | 1000 | Steel | Federally Regulated | None | Galvanic/Sacrificial Current Cathodic Protection, STIP3 Tank | Used Oil | 1995 |  |  |  | Fiberglass Reinforced Plastic
7788 | AT&T WEST OMAHA | 4015 S 132ND ST | OMAHA | 68137 | Douglas | AT&T ENVIRONMENT HEALTH & SAFETY | 308 S AKARD ST ROOM 1700 | DALLAS | TX | 75202 | 1 | Currently in Use | 5000 | Steel | Federally Regulated | Internal Lining(e.g., epoxy resins) | Galvanic/Sacrificial Current Cathodic Protection | #2 Diesel | 1989 |  |  |  | Fiberglass Reinforced Plastic, Plastic
7788 | AT&T WEST OMAHA | 4015 S 132ND ST | OMAHA | 68137 | Douglas | AT&T ENVIRONMENT HEALTH & SAFETY | 308 S AKARD ST ROOM 1700 | DALLAS | TX | 75202 | 2 | Currently in Use | 5000 | Composite | Federally Regulated | None | Fiberglass Reinforced Plastic Coated | #2 Diesel | 1993 |  |  | Double Walled | OPW double wall flex works pipe, Plastic
11838 | ATS | 2902 HARNEY | OMAHA | 68131 | DOUGLAS | ATS | 6515 UNDERWOOD AVE | OMAHA | NE | 68132 | 1 | Currently in Use | 500 | Fiberglass Reinforced Plastic | Federally Regulated | None | Fiberglass Reinforced Plastic Coated | #2 Diesel | 1986
3424 | AVIS BUDGET CAR RENTAL | 2335 FAIRCHILD CT | OMAHA | 68110 | DOUGLAS | AVIS BUDGET CAR RENTAL LLC | 800 E WASHINGTON ST | WEST CHESTER | PA | 19355 | 1 | Currently in Use | 12000 | Fiberglass Reinforced Plastic | Federally Regulated | None | None | E-10 | 1991 |  |  | Double Walled | Fiberglass Reinforced Plastic
12842 | BAKERS #315 | 13250 W MAPLE RD | OMAHA | 68164 | DOUGLAS | DILLON COMPANIES LLC | 2700 E 4TH AVE | HUTCHINSON | KS | 67501 | 1 | Currently in Use | 20000 | Fiberglass Reinforced Plastic | Federally Regulated |  |  | Regular Unleaded | 2022 |  |  | Double Walled | Plastic, Plastic
12842 | BAKERS #315 | 13250 W MAPLE RD | OMAHA | 68164 | DOUGLAS | DILLON COMPANIES LLC | 2700 E 4TH AVE | HUTCHINSON | KS | 67501 | 2 | Currently in Use | 8000 | Fiberglass Reinforced Plastic | Federally Regulated |  |  | Premium Unleaded | 2022 |  |  | Double Walled | Plastic
12842 | BAKERS #315 | 13250 W MAPLE RD | OMAHA | 68164 | DOUGLAS | DILLON COMPANIES LLC | 2700 E 4TH AVE | HUTCHINSON | KS | 67501 | 3 | Currently in Use | 10000 | Fiberglass Reinforced Plastic | Federally Regulated |  |  | #2 Diesel | 2022 |  |  | Double Walled | Plastic
2485 | BAKERs #319 | 4805 LEAVENWORTH ST | OMAHA | 68106 | DOUGLAS | DILLON COMPANIES LLC | 2700 E 4TH AVE | HUTCHINSON | KS | 67501 | 1 | Currently in Use | 20000 | Fiberglass Reinforced Plastic | Federally Regulated | None | None | E-10 | 2015 |  |  | Double Walled | Fiberglass Reinforced Plastic, Plastic
2485 | BAKERs #319 | 4805 LEAVENWORTH ST | OMAHA | 68106 | DOUGLAS | DILLON COMPANIES LLC | 2700 E 4TH AVE | HUTCHINSON | KS | 67501 | 2 | Currently in Use | 10000 | Fiberglass Reinforced Plastic | Federally Regulated | None | None | #2 Diesel | 2015 |  |  | Double Walled | Fiberglass Reinforced Plastic, Plastic
2485 | BAKERs #319 | 4805 LEAVENWORTH ST | OMAHA | 68106 | DOUGLAS | DILLON COMPANIES LLC | 2700 E 4TH AVE | HUTCHINSON | KS | 67501 | 3 | Currently in Use | 8000 | Fiberglass Reinforced Plastic | Federally Regulated | None | None | Premium Unleaded | 2015 |  |  | Double Walled | Fiberglass Reinforced Plastic, Plastic
12730 | BAKERs #321 PEPPERWOOD VILLAGE | 505 N 155TH PLZ | OMAHA | 68154 | DOUGLAS | DILLON COMPANIES | 2700 E 4TH AVE | HUTCHINSON | KS | 67501 | 1 | Currently in Use | 20000 | Fiberglass Reinforced Plastic | Federally Regulated |  |  | E-10 | 2017 |  |  | Double Walled | Fiberglass Reinforced Plastic
12730 | BAKERs #321 PEPPERWOOD VILLAGE | 505 N 155TH PLZ | OMAHA | 68154 | DOUGLAS | DILLON COMPANIES | 2700 E 4TH AVE | HUTCHINSON | KS | 67501 | 2 | Currently in Use | 10000 | Fiberglass Reinforced Plastic | Federally Regulated |  |  | #2 Diesel | 2017 |  |  | Double Walled | Fiberglass Reinforced Plastic
12730 | BAKERs #321 PEPPERWOOD VILLAGE | 505 N 155TH PLZ | OMAHA | 68154 | DOUGLAS | DILLON COMPANIES | 2700 E 4TH AVE | HUTCHINSON | KS | 67501 | 3 | Currently in Use | 8000 | Fiberglass Reinforced Plastic | Federally Regulated |  |  | E-10 | 2017 |  |  | Double Walled | Fiberglass Reinforced Plastic
12546 | BAKERs FUEL FACILITY #320 | 17310 LAKESIDE HILLS PL | OMAHA | 68130 | DOUGLAS | DILLON COMPANIES LLC | 2700 E 4TH AVE | HUTCHINSON | KS | 67501 | 1 | Currently in Use | 20000 | Fiberglass Reinforced Plastic | Federally Regulated |  |  | E-10 | 2012 |  |  | Double Walled | Fiberglass Reinforced Plastic, FRP - vents / Plastic - product, Plastic
12546 | BAKERs FUEL FACILITY #320 | 17310 LAKESIDE HILLS PL | OMAHA | 68130 | DOUGLAS | DILLON COMPANIES LLC | 2700 E 4TH AVE | HUTCHINSON | KS | 67501 | 2 | Currently in Use | 8000 | Fiberglass Reinforced Plastic | Federally Regulated |  |  | Regular Unleaded | 2012 |  |  | Double Walled | Fiberglass Reinforced Plastic, FRP - vents / Plastic - product, Plastic
12546 | BAKERs FUEL FACILITY #320 | 17310 LAKESIDE HILLS PL | OMAHA | 68130 | DOUGLAS | DILLON COMPANIES LLC | 2700 E 4TH AVE | HUTCHINSON | KS | 67501 | 3 | Currently in Use | 10000 | Fiberglass Reinforced Plastic | Federally Regulated |  |  | #1 Diesel | 2012 |  |  | Double Walled | Fiberglass Reinforced Plastic, FRP - vents / Plastic - product, Plastic
12626 | BAKERS SUPERMARKET#302 | 12019 W CENTER RD | OMAHA | 68144 | DOUGLAS | DILLON COMPANIES LLC | 2700 E 4TH AVE | HUTCHINSON | KS | 67501 | 1 | Currently in Use | 20000 | Fiberglass Reinforced Plastic | Federally Regulated | DOUBLE WALLED |  | E-10 | 2014 |  |  | Double Walled | Plastic
12626 | BAKERS SUPERMARKET#302 | 12019 W CENTER RD | OMAHA | 68144 | DOUGLAS | DILLON COMPANIES LLC | 2700 E 4TH AVE | HUTCHINSON | KS | 67501 | 2 | Currently in Use | 10000 | Fiberglass Reinforced Plastic | Federally Regulated | DOUBLE WALLED |  | #1 Diesel | 2014 |  |  | Double Walled | Plastic
12626 | BAKERS SUPERMARKET#302 | 12019 W CENTER RD | OMAHA | 68144 | DOUGLAS | DILLON COMPANIES LLC | 2700 E 4TH AVE | HUTCHINSON | KS | 67501 | 3 | Currently in Use | 8000 | Fiberglass Reinforced Plastic | Federally Regulated | DOUBLE WALLED |  | #2 Diesel | 2014 |  |  | Double Walled | Plastic
12734 | BAXTER AUTO GROUP | 17340 BURT ST | OMAHA | 68118 | DOUGLAS | BAXTER AUTO GROUP | 17950 BURT ST | OMAHA | NE | 68118 | 1 | Currently in Use | 10000 | Fiberglass Reinforced Plastic | Federally Regulated |  |  | E-10 | 2017 |  |  | Double Walled | Fiberglass Reinforced Plastic
4615 | BAYSHORES LIFT STATION | 4333 S 168TH ST | OMAHA | 68135 | DOUGLAS | CITY OF OMAHA ATTN FINANCE DEPT | 1819 FARNAM ST RM 1006 | OMAHA | NE | 68183-1000 | 1 | Currently in Use | 1000 | Fiberglass Reinforced Plastic | Federally Regulated | None | Fiberglass Reinforced Plastic Coated | #2 Diesel | 1986 |  |  | Double Walled | Fiberglass Reinforced Plastic
838 | BEDFORD STREET SERVICE | 3224 N 30TH ST | OMAHA | 68111 | DOUGLAS | BEDFORD STREET SERVICE | 3224 N 30TH STREET | OMAHA | NE | 68111 | 1 | Temporarily Out of Use | 8000 | Fiberglass Reinforced Plastic | Federally Regulated | None | None | Regular Unleaded | 1977 |  |  |  | Fiberglass Reinforced Plastic
838 | BEDFORD STREET SERVICE | 3224 N 30TH ST | OMAHA | 68111 | DOUGLAS | BEDFORD STREET SERVICE | 3224 N 30TH STREET | OMAHA | NE | 68111 | 2 | Temporarily Out of Use | 6000 | Fiberglass Reinforced Plastic | Federally Regulated | None | None | E-10 | 1977 |  |  |  | Fiberglass Reinforced Plastic
838 | BEDFORD STREET SERVICE | 3224 N 30TH ST | OMAHA | 68111 | DOUGLAS | BEDFORD STREET SERVICE | 3224 N 30TH STREET | OMAHA | NE | 68111 | 3 | Temporarily Out of Use | 6000 | Fiberglass Reinforced Plastic | Federally Regulated | None | None | Regular Unleaded | 1977 |  |  |  | Fiberglass Reinforced Plastic
11310 | BEEF AMERICA OMAHA #1 | 4003 DAHLMAN AVE | OMAHA | 68107-1563 | DOUGLAS | BEEF AMERICA OPERATING CO | 14748 W CENTER RD SUITE 201 | OMAHA | NE | 68144 | 1 | Permanently Out of Use | 600 | Steel | Federally Regulated | Unknown | Unknown | Empty | 1975 | 1/1/1975 |  |  | Unknown
8693 | BERGAN MERCY MEDICAL CENTER | 7500 MERCY RD | OMAHA | 68124 | DOUGLAS | ALEGENT BERGAN MERCY HOSPITAL | 7500 MERCY ROAD | OMAHA | NE | 68124 | 1 | Permanently Out of Use | 2000 | Steel | Heating Oil | Internal Lining(e.g., epoxy resins) | Painted(e.g., asphaltic) | Heating Oil 2 | 1976 | 1/1/1901 |  |  | Fiberglass Reinforced Plastic
8693 | BERGAN MERCY MEDICAL CENTER | 7500 MERCY RD | OMAHA | 68124 | DOUGLAS | ALEGENT BERGAN MERCY HOSPITAL | 7500 MERCY ROAD | OMAHA | NE | 68124 | 2 | Currently in Use | 25000 | Fiberglass Reinforced Plastic | Federally Regulated | None | None | #2 Diesel | 2002 |  |  | Double Walled | APT Flex pipe, Plastic
8693 | BERGAN MERCY MEDICAL CENTER | 7500 MERCY RD | OMAHA | 68124 | DOUGLAS | ALEGENT BERGAN MERCY HOSPITAL | 7500 MERCY ROAD | OMAHA | NE | 68124 | 3 | Currently in Use | 25000 | Fiberglass Reinforced Plastic | Federally Regulated | None | None | #2 Diesel | 2002 |  |  | Double Walled | APT Flex pipe, Plastic
8693 | BERGAN MERCY MEDICAL CENTER | 7500 MERCY RD | OMAHA | 68124 | DOUGLAS | ALEGENT BERGAN MERCY HOSPITAL | 7500 MERCY ROAD | OMAHA | NE | 68124 | 4 | Currently in Use | 25000 | Fiberglass Reinforced Plastic | Federally Regulated | None | None | #2 Diesel | 2002 |  |  | Double Walled | APT Flex pipe, Plastic
3317 | BIG JIMs PLUS | 3024 AMES AVE | OMAHA | 68111 | DOUGLAS | RANA PROPERTYS LLC | 4229 N 60TH ST | OMAHA | NE | 68104 | 5 | Currently in Use | 10000 | Fiberglass Reinforced Plastic | Federally Regulated | None | None | Regular Unleaded | 2000 |  |  |  | Fiberglass Reinforced Plastic
3317 | BIG JIMs PLUS | 3024 AMES AVE | OMAHA | 68111 | DOUGLAS | RANA PROPERTYS LLC | 4229 N 60TH ST | OMAHA | NE | 68104 | 6 | Currently in Use | 10000 | Fiberglass Reinforced Plastic | Federally Regulated | None | None | Premium Unleaded | 2000 |  |  |  | Fiberglass Reinforced Plastic
12235 | BILLS BAR B QUE & CONV STORE | 4414 N 24TH ST | OMAHA | 68110 | DOUGLAS | BOB CHUMBER | 4414 N 24TH ST | OMAHA | NE | 68116 | 1 | Temporarily Out of Use | 12000 | Jacketed | Federally Regulated | None | Poly Jacket | Regular Unleaded | 2003 |  |  |  | Plastic
12235 | BILLS BAR B QUE & CONV STORE | 4414 N 24TH ST | OMAHA | 68110 | DOUGLAS | BOB CHUMBER | 4414 N 24TH ST | OMAHA | NE | 68116 | 2 | Temporarily Out of Use | 6000 | Jacketed | Federally Regulated | None | Poly Jacket | Regular Unleaded | 2003 |  |  |  | Plastic
12235 | BILLS BAR B QUE & CONV STORE | 4414 N 24TH ST | OMAHA | 68110 | DOUGLAS | BOB CHUMBER | 4414 N 24TH ST | OMAHA | NE | 68116 | 3 | Temporarily Out of Use | 6000 | Jacketed | Federally Regulated | None | Poly Jacket | Regular Unleaded | 2003 |  |  |  | Plastic
456 | BJs | 4122 AMES AVE | OMAHA | 68111 | DOUGLAS | BJ'S | 4122 AMES AVE | OMAHA | NE | 68111 | 1 | Currently in Use | 10000 | Fiberglass Reinforced Plastic | Federally Regulated | None | None | Regular Unleaded | 1985 |  |  |  | Fiberglass Reinforced Plastic
456 | BJs | 4122 AMES AVE | OMAHA | 68111 | DOUGLAS | BJ'S | 4122 AMES AVE | OMAHA | NE | 68111 | 2 | Currently in Use | 8000 | Fiberglass Reinforced Plastic | Federally Regulated | None | None | Regular Unleaded | 1985 |  |  |  | Fiberglass Reinforced Plastic
2437 | BLACKSTONE PLAZA | 3555 FARNAM ST | OMAHA | 68131 | DOUGLAS | BLACKSTONE PLAZA LLC & DANSOM II LLC TIC | c/o LUND CO 450 REGENCY PKWY | OMAHA | NE | 68114 | 5 | Currently in Use | 560 | Composite | Federally Regulated | None | Fiberglass Reinforced Plastic Coated | Used Oil | 1998 |  |  |  | Fiberglass Reinforced Plastic
2437 | BLACKSTONE PLAZA | 3555 FARNAM ST | OMAHA | 68131 | DOUGLAS | BLACKSTONE PLAZA LLC & DANSOM II LLC TIC | c/o LUND CO 450 REGENCY PKWY | OMAHA | NE | 68114 | 6 | Currently in Use | 1900 | Composite | Federally Regulated | None | Fiberglass Reinforced Plastic Coated | Regular Unleaded | 2005 |  |  |  | Fiberglass Reinforced Plastic
2437 | BLACKSTONE PLAZA | 3555 FARNAM ST | OMAHA | 68131 | DOUGLAS | BLACKSTONE PLAZA LLC & DANSOM II LLC TIC | c/o LUND CO 450 REGENCY PKWY | OMAHA | NE | 68114 | 7 | Currently in Use | 1900 | Composite | Federally Regulated | None | Fiberglass Reinforced Plastic Coated | Premium Unleaded | 2005 |  |  |  | Fiberglass Reinforced Plastic
2437 | BLACKSTONE PLAZA | 3555 FARNAM ST | OMAHA | 68131 | DOUGLAS | BLACKSTONE PLAZA LLC & DANSOM II LLC TIC | c/o LUND CO 450 REGENCY PKWY | OMAHA | NE | 68114 | 8 | Currently in Use | 2000 | Fiberglass Reinforced Plastic | Federally Regulated | None | None | #2 Diesel | 2008 |  |  | Double Walled | Plastic
2487 | BRASE ELECTRICAL CONTR CORP | 4430 S 108TH ST | OMAHA | 68137 | DOUGLAS | BRASE ELECTRICAL CONTR CORP | 4430 S 108TH ST | OMAHA | NE | 68137 | 1 | Currently in Use | 4000 | Fiberglass Reinforced Plastic | Federally Regulated | None | None | Regular Unleaded | 1993 |  |  |  | Fiberglass Reinforced Plastic
6507 | BROWN NATIONAL LEASE | 4324 S 90TH ST | OMAHA | 68127 | DOUGLAS | BROWN TRUCK LEASING CO | 11229 AURORA AVE | URBANDALE | IA | 50322 | 1 | Currently in Use | 12000 | Steel | Federally Regulated | None | Impressed Current Cathodic Protection | #2 Diesel | 1979 |  |  |  | Fiberglass Reinforced Plastic, Flex connector, Steel
12041 | BUDGET RENT A CAR | 2110 E LOCUST | OMAHA | 68110 | DOUGLAS | EASY CAR RENTAL CO D/B/A BUDGET RENT A CAR | 1755 E LOCUST ST | OMAHA | NE | 68110 | 1 | Currently in Use | 4000 | Composite | Federally Regulated | None | Fiberglass Reinforced Plastic Coated | Regular Unleaded | 1999 |  |  |  | Fiberglass Reinforced Plastic
6434 | BUDGET RENT A CAR | 11625 W DODGE RD | OMAHA | 68154 | DOUGLAS | EASY CAR RENTAL CO D/B/A BUDGET RENT A CAR | 1755 E LOCUST ST | OMAHA | NE | 68110 | 2 | Currently in Use | 4000 | Steel | Federally Regulated | None | Galvanic/Sacrificial Current Cathodic Protection, STIP3 Tank | E-10 | 1995 |  |  |  | Fiberglass Reinforced Plastic, Fiberglass Reinforced Plastic
12185 | CALIFORNIA PLANT - NRG | 602 N 13TH ST | OMAHA | 68102 | DOUGLAS | ENERGY CENTER OMAHA LLC | 2152 HOWARD ST | OMAHA | NE | 68102 | 1 | Currently in Use | 30000 | Fiberglass Reinforced Plastic | Heating Oil | None | None | #2 Diesel | 2003 |  |  |  | Plastic
12185 | CALIFORNIA PLANT - NRG | 602 N 13TH ST | OMAHA | 68102 | DOUGLAS | ENERGY CENTER OMAHA LLC | 2152 HOWARD ST | OMAHA | NE | 68102 | 2 | Currently in Use | 30000 | Fiberglass Reinforced Plastic | Heating Oil | None | None | #2 Diesel | 2003 |  |  |  | Plastic
4351 | CARGILL INC | 701 ABBOTT DR | OMAHA | 68102 | DOUGLAS | CARGILL INC | 701 ABBOTT DR | OMAHA | NE | 68102 | 1 | Permanently Out of Use | 10000 | Steel | Federally Regulated |  |  |  | 1986 | 9/1/1992
12408 | CARMAX #7270 | 17606 BURT ST | OMAHA | 68118 | DOUGLAS | CARMAX INC ATTN: ALI WOODWORTH | 12800 TUCKAHOE CREEK PKWY | RICHMOND | VA | 23238 | 1 | Currently in Use | 12000 | Fiberglass Reinforced Plastic | Federally Regulated | None | None | Regular Unleaded | 2007 |  |  | Double Walled | Fiberglass Reinforced Plastic
851 | CASEYS GENERAL STORE #2986 | 9905 Q ST | OMAHA | 68127 | DOUGLAS | CASEYS RETAIL CO | PO BOX 3001 | ANKENY | IA | 50021-8045 | 5 | Currently in Use | 18000 | Fiberglass Reinforced Plastic | Federally Regulated |  |  | Regular Unleaded | 2012 |  |  | Double Walled | Fiberglass Reinforced Plastic
851 | CASEYS GENERAL STORE #2986 | 9905 Q ST | OMAHA | 68127 | DOUGLAS | CASEYS RETAIL CO | PO BOX 3001 | ANKENY | IA | 50021-8045 | 6 | Currently in Use | 8000 | Fiberglass Reinforced Plastic | Federally Regulated |  |  | E-15 | 2012 |  |  | Double Walled | Fiberglass Reinforced Plastic
851 | CASEYS GENERAL STORE #2986 | 9905 Q ST | OMAHA | 68127 | DOUGLAS | CASEYS RETAIL CO | PO BOX 3001 | ANKENY | IA | 50021-8045 | 7 | Currently in Use | 12000 | Fiberglass Reinforced Plastic | Federally Regulated |  |  | Regular Unleaded | 2012 |  |  | Double Walled | Fiberglass Reinforced Plastic
851 | CASEYS GENERAL STORE #2986 | 9905 Q ST | OMAHA | 68127 | DOUGLAS | CASEYS RETAIL CO | PO BOX 3001 | ANKENY | IA | 50021-8045 | 8 | Currently in Use | 8000 | Fiberglass Reinforced Plastic | Federally Regulated |  |  | #1 Diesel | 2012 |  |  | Double Walled | Fiberglass Reinforced Plastic
12221 | CASEYS GENERAL STORE #2987 | 15275 WEIR ST | OMAHA | 68137-5056 | DOUGLAS | CASEYS RETAIL CO | PO BOX 3001 | ANKENY | IA | 50021-8045 | 1 | Currently in Use | 12000 | Fiberglass Reinforced Plastic | Federally Regulated | None | None | E-15 | 2003 |  |  | Double Walled | Plastic
12221 | CASEYS GENERAL STORE #2987 | 15275 WEIR ST | OMAHA | 68137-5056 | DOUGLAS | CASEYS RETAIL CO | PO BOX 3001 | ANKENY | IA | 50021-8045 | 2 | Currently in Use | 12000 | Fiberglass Reinforced Plastic | Federally Regulated | None | None | Regular Unleaded | 2003 |  |  | Double Walled | Plastic
12221 | CASEYS GENERAL STORE #2987 | 15275 WEIR ST | OMAHA | 68137-5056 | DOUGLAS | CASEYS RETAIL CO | PO BOX 3001 | ANKENY | IA | 50021-8045 | 3 | Currently in Use | 4000 | Fiberglass Reinforced Plastic | Federally Regulated | None | None | #1 Diesel | 2003 |  |  | Double Walled | Plastic
12221 | CASEYS GENERAL STORE #2987 | 15275 WEIR ST | OMAHA | 68137-5056 | DOUGLAS | CASEYS RETAIL CO | PO BOX 3001 | ANKENY | IA | 50021-8045 | 4 | Currently in Use | 8000 | Fiberglass Reinforced Plastic | Federally Regulated | None | None | Regular Unleaded | 2003 |  |  | Double Walled | Plastic
11617 | CASEYs GENERAL STORE #3334 | 5920 F ST | OMAHA | 68117 | DOUGLAS | CASEYS RETAIL CO | PO BOX 3001 | ANKENY | IA | 50021-8045 | 5 | Currently in Use | 18000 | Fiberglass Reinforced Plastic | Federally Regulated |  |  | E-10 | 2014 |  |  | Double Walled | Double walled, Plastic
11617 | CASEYs GENERAL STORE #3334 | 5920 F ST | OMAHA | 68117 | DOUGLAS | CASEYS RETAIL CO | PO BOX 3001 | ANKENY | IA | 50021-8045 | 6 | Currently in Use | 8000 | Fiberglass Reinforced Plastic | Federally Regulated |  |  | Regular Unleaded | 2014 |  |  | Double Walled | Double walled, Plastic
11617 | CASEYs GENERAL STORE #3334 | 5920 F ST | OMAHA | 68117 | DOUGLAS | CASEYS RETAIL CO | PO BOX 3001 | ANKENY | IA | 50021-8045 | 7 | Currently in Use | 12000 | Fiberglass Reinforced Plastic | Federally Regulated |  |  | #2 Diesel | 2014 |  |  | Double Walled | Double walled, Plastic
11617 | CASEYs GENERAL STORE #3334 | 5920 F ST | OMAHA | 68117 | DOUGLAS | CASEYS RETAIL CO | PO BOX 3001 | ANKENY | IA | 50021-8045 | 8 | Currently in Use | 8000 | Fiberglass Reinforced Plastic | Federally Regulated |  |  | Regular Unleaded | 2014 |  |  | Double Walled | Double walled, Plastic
12652 | CASEYs GENERAL STORE #3444 | 18174 EMILINE ST | OMAHA | 68136 | SARPY | CASEYS RETAIL CO | PO BOX 3001 | ANKENY | IA | 50021-8045 | 1 | Currently in Use | 18000 | Fiberglass Reinforced Plastic | Federally Regulated | None | None | E-10 | 2015 |  |  | Double Walled | Plastic
12652 | CASEYs GENERAL STORE #3444 | 18174 EMILINE ST | OMAHA | 68136 | SARPY | CASEYS RETAIL CO | PO BOX 3001 | ANKENY | IA | 50021-8045 | 2 | Currently in Use | 8000 | Fiberglass Reinforced Plastic | Federally Regulated | None | None | Regular Unleaded | 2015 |  |  | Double Walled | Plastic
12652 | CASEYs GENERAL STORE #3444 | 18174 EMILINE ST | OMAHA | 68136 | SARPY | CASEYS RETAIL CO | PO BOX 3001 | ANKENY | IA | 50021-8045 | 3 | Currently in Use | 12000 | Fiberglass Reinforced Plastic | Federally Regulated | None | None | #2 Diesel | 2015 |  |  | Double Walled | Plastic
12652 | CASEYs GENERAL STORE #3444 | 18174 EMILINE ST | OMAHA | 68136 | SARPY | CASEYS RETAIL CO | PO BOX 3001 | ANKENY | IA | 50021-8045 | 4 | Currently in Use | 8000 | Fiberglass Reinforced Plastic | Federally Regulated | None | None | Premium Unleaded | 2015 |  |  | Double Walled | Plastic
12765 | CASEYs GENERAL STORE #3805 | 8409 S 168TH AVE | OMAHA | 68046 | SARPY | CASEYS RETAIL CO | PO BOX 3001 | ANKENY | IA | 50021-8045 | 1 | Currently in Use | 22000 | Fiberglass Reinforced Plastic | Federally Regulated |  |  | E-10 | 2019 |  |  | Double Walled | Plastic
12765 | CASEYs GENERAL STORE #3805 | 8409 S 168TH AVE | OMAHA | 68046 | SARPY | CASEYS RETAIL CO | PO BOX 3001 | ANKENY | IA | 50021-8045 | 2 | Currently in Use | 14000 | Fiberglass Reinforced Plastic | Federally Regulated |  |  | #2 Diesel | 2019 |  |  | Double Walled | Plastic
12765 | CASEYs GENERAL STORE #3805 | 8409 S 168TH AVE | OMAHA | 68046 | SARPY | CASEYS RETAIL CO | PO BOX 3001 | ANKENY | IA | 50021-8045 | 3 | Currently in Use | 8000 | Fiberglass Reinforced Plastic | Federally Regulated |  |  | Regular Unleaded | 2019 |  |  | Double Walled | Plastic
12765 | CASEYs GENERAL STORE #3805 | 8409 S 168TH AVE | OMAHA | 68046 | SARPY | CASEYS RETAIL CO | PO BOX 3001 | ANKENY | IA | 50021-8045 | 4 | Currently in Use | 8000 | Fiberglass Reinforced Plastic | Federally Regulated |  |  | Regular Unleaded | 2019 |  |  | Double Walled | Plastic
12765 | CASEYs GENERAL STORE #3805 | 8409 S 168TH AVE | OMAHA | 68046 | SARPY | CASEYS RETAIL CO | PO BOX 3001 | ANKENY | IA | 50021-8045 | 5 | Currently in Use | 8000 | Fiberglass Reinforced Plastic | Federally Regulated |  |  | E-85 | 2019 |  |  | Double Walled | Plastic
11712 | CASEYs GENERAL STORE #3814 | 14330 HILLSDALE AVE | OMAHA | 68137 | DOUGLAS | CASEYS RETAIL CO | PO BOX 3001 | ANKENY | IA | 50021-8045 | 5 | Currently in Use | 22000 | Fiberglass Reinforced Plastic | Federally Regulated |  |  | E-10 | 2021 |  |  | Double Walled | Plastic
11712 | CASEYs GENERAL STORE #3814 | 14330 HILLSDALE AVE | OMAHA | 68137 | DOUGLAS | CASEYS RETAIL CO | PO BOX 3001 | ANKENY | IA | 50021-8045 | 6 | Currently in Use | 14000 | Fiberglass Reinforced Plastic | Federally Regulated |  |  | , Other->B-11 | 2021 |  |  | Double Walled | Plastic
11712 | CASEYs GENERAL STORE #3814 | 14330 HILLSDALE AVE | OMAHA | 68137 | DOUGLAS | CASEYS RETAIL CO | PO BOX 3001 | ANKENY | IA | 50021-8045 | 7 | Currently in Use | 8000 | Fiberglass Reinforced Plastic | Federally Regulated |  |  | Regular Unleaded | 2021 |  |  | Double Walled | Plastic
11712 | CASEYs GENERAL STORE #3814 | 14330 HILLSDALE AVE | OMAHA | 68137 | DOUGLAS | CASEYS RETAIL CO | PO BOX 3001 | ANKENY | IA | 50021-8045 | 8 | Currently in Use | 8000 | Fiberglass Reinforced Plastic | Federally Regulated |  |  | Premium Unleaded | 2021 |  |  | Double Walled | Plastic
11712 | CASEYs GENERAL STORE #3814 | 14330 HILLSDALE AVE | OMAHA | 68137 | DOUGLAS | CASEYS RETAIL CO | PO BOX 3001 | ANKENY | IA | 50021-8045 | 9 | Currently in Use | 8000 | Fiberglass Reinforced Plastic | Federally Regulated |  |  | E-85 | 2021 |  |  | Double Walled | Plastic
11533 | CASEYs GENERAL STORE #3815 | 15611 HARRISON ST | OMAHA | 68136 | SARPY | CASEYS RETAIL CO | PO BOX 3001 | ANKENY | IA | 50021-8045 | 1 | Currently in Use | 12000 | Composite | Federally Regulated | None | Fiberglass Reinforced Plastic Coated | Regular Unleaded | 1996 |  |  |  | Fiberglass Reinforced Plastic
11533 | CASEYs GENERAL STORE #3815 | 15611 HARRISON ST | OMAHA | 68136 | SARPY | CASEYS RETAIL CO | PO BOX 3001 | ANKENY | IA | 50021-8045 | 2 | Currently in Use | 8000 | Composite | Federally Regulated | None | Fiberglass Reinforced Plastic Coated | E-15 | 1996 |  |  |  | Fiberglass Reinforced Plastic
11533 | CASEYs GENERAL STORE #3815 | 15611 HARRISON ST | OMAHA | 68136 | SARPY | CASEYS RETAIL CO | PO BOX 3001 | ANKENY | IA | 50021-8045 | 3 | Currently in Use | 8000 | Composite | Federally Regulated | None | Fiberglass Reinforced Plastic Coated | Regular Unleaded | 1996 |  |  |  | Fiberglass Reinforced Plastic
11894 | CASEYs GENERAL STORE #3816 | 3725 N 147TH ST | OMAHA | 68116 | DOUGLAS | CASEYS RETAIL CO | PO BOX 3001 | ANKENY | IA | 50021-8045 | 1 | Currently in Use | 12000 | Fiberglass Reinforced Plastic | Federally Regulated | None | None | Regular Unleaded | 2000 |  |  |  | Fiberglass Reinforced Plastic
11894 | CASEYs GENERAL STORE #3816 | 3725 N 147TH ST | OMAHA | 68116 | DOUGLAS | CASEYS RETAIL CO | PO BOX 3001 | ANKENY | IA | 50021-8045 | 2 | Currently in Use | 12000 | Fiberglass Reinforced Plastic | Federally Regulated | None | None | E-15 | 2000 |  |  |  | Fiberglass Reinforced Plastic
11894 | CASEYs GENERAL STORE #3816 | 3725 N 147TH ST | OMAHA | 68116 | DOUGLAS | CASEYS RETAIL CO | PO BOX 3001 | ANKENY | IA | 50021-8045 | 3 | Currently in Use | 8000 | Fiberglass Reinforced Plastic | Federally Regulated | None | None | Regular Unleaded | 2000 |  |  |  | Fiberglass Reinforced Plastic
11894 | CASEYs GENERAL STORE #3816 | 3725 N 147TH ST | OMAHA | 68116 | DOUGLAS | CASEYS RETAIL CO | PO BOX 3001 | ANKENY | IA | 50021-8045 | 4 | Currently in Use | 4000 | Fiberglass Reinforced Plastic | Federally Regulated | None | None | #2 Diesel | 2000 |  |  |  | Fiberglass Reinforced Plastic
11894 | CASEYs GENERAL STORE #3816 | 3725 N 147TH ST | OMAHA | 68116 | DOUGLAS | CASEYS RETAIL CO | PO BOX 3001 | ANKENY | IA | 50021-8045 | 5 | Currently in Use | 8000 | Fiberglass Reinforced Plastic | Federally Regulated | None | None | Used Oil | 2000 |  |  |  | Fiberglass Reinforced Plastic
12195 | CASEYs GENERAL STORE #3817 | 18280 WRIGHT ST | OMAHA | 68135 | DOUGLAS | CASEYS RETAIL CO | PO BOX 3001 | ANKENY | IA | 50021-8045 | 1 | Currently in Use | 12000 | Jacketed | Federally Regulated | None | Poly Jacket | Regular Unleaded | 2002 |  |  |  | Plastic
12195 | CASEYs GENERAL STORE #3817 | 18280 WRIGHT ST | OMAHA | 68135 | DOUGLAS | CASEYS RETAIL CO | PO BOX 3001 | ANKENY | IA | 50021-8045 | 2 | Currently in Use | 12000 | Jacketed | Federally Regulated | None | Poly Jacket | E-15 | 2002 |  |  |  | Plastic
12195 | CASEYs GENERAL STORE #3817 | 18280 WRIGHT ST | OMAHA | 68135 | DOUGLAS | CASEYS RETAIL CO | PO BOX 3001 | ANKENY | IA | 50021-8045 | 3 | Currently in Use | 6000 | Jacketed | Federally Regulated | None | Poly Jacket | Regular Unleaded | 2002 |  |  |  | Plastic
12195 | CASEYs GENERAL STORE #3817 | 18280 WRIGHT ST | OMAHA | 68135 | DOUGLAS | CASEYS RETAIL CO | PO BOX 3001 | ANKENY | IA | 50021-8045 | 4 | Currently in Use | 6000 | Jacketed | Federally Regulated | None | Poly Jacket | #1 Diesel | 2002 |  |  |  | Plastic
12195 | CASEYs GENERAL STORE #3817 | 18280 WRIGHT ST | OMAHA | 68135 | DOUGLAS | CASEYS RETAIL CO | PO BOX 3001 | ANKENY | IA | 50021-8045 | 5 | Currently in Use | 8000 | Jacketed | Federally Regulated | None | Poly Jacket | Used Oil | 2002
12251 | CASEYs GENERAL STORE #3818 | 250 N 168TH CIR | OMAHA | 68118 | DOUGLAS | CASEYS RETAIL CO | PO BOX 3001 | ANKENY | IA | 50021-8045 | 1 | Currently in Use | 20000 | Jacketed | Federally Regulated | None | Poly Jacket | Regular Unleaded | 2003 |  |  | Double Walled | Plastic
12251 | CASEYs GENERAL STORE #3818 | 250 N 168TH CIR | OMAHA | 68118 | DOUGLAS | CASEYS RETAIL CO | PO BOX 3001 | ANKENY | IA | 50021-8045 | 2 | Currently in Use | 12000 | Jacketed | Federally Regulated | None | Poly Jacket | Regular Unleaded | 2003 |  |  | Double Walled | Plastic
12251 | CASEYs GENERAL STORE #3818 | 250 N 168TH CIR | OMAHA | 68118 | DOUGLAS | CASEYS RETAIL CO | PO BOX 3001 | ANKENY | IA | 50021-8045 | 3 | Currently in Use | 6000 | Jacketed | Federally Regulated | None | Poly Jacket | E-15 | 2003 |  |  | Double Walled | Plastic
12251 | CASEYs GENERAL STORE #3818 | 250 N 168TH CIR | OMAHA | 68118 | DOUGLAS | CASEYS RETAIL CO | PO BOX 3001 | ANKENY | IA | 50021-8045 | 4 | Currently in Use | 6000 | Jacketed | Federally Regulated | None | Poly Jacket | #1 Diesel | 2003 |  |  | Double Walled | Plastic
12251 | CASEYs GENERAL STORE #3818 | 250 N 168TH CIR | OMAHA | 68118 | DOUGLAS | CASEYS RETAIL CO | PO BOX 3001 | ANKENY | IA | 50021-8045 | 5 | Currently in Use | 8000 | Jacketed | Federally Regulated | None | Poly Jacket | Used Oil | 2003 |  |  | Double Walled | Steel
12295 | CASEYs GENERAL STORE #3819 | 16960 EVANS ST | OMAHA | 68116 | DOUGLAS | CASEYS RETAIL CO | PO BOX 3001 | ANKENY | IA | 50021-8045 | 1 | Currently in Use | 20000 | Jacketed | Federally Regulated | None | Poly Jacket | E-15 | 2004 |  |  | Double Walled | Plastic
12295 | CASEYs GENERAL STORE #3819 | 16960 EVANS ST | OMAHA | 68116 | DOUGLAS | CASEYS RETAIL CO | PO BOX 3001 | ANKENY | IA | 50021-8045 | 2 | Currently in Use | 6000 | Jacketed | Federally Regulated | None | Poly Jacket | #1 Diesel | 2004 |  |  | Double Walled | Plastic
12295 | CASEYs GENERAL STORE #3819 | 16960 EVANS ST | OMAHA | 68116 | DOUGLAS | CASEYS RETAIL CO | PO BOX 3001 | ANKENY | IA | 50021-8045 | 3 | Currently in Use | 6000 | Jacketed | Federally Regulated | None | Poly Jacket | Regular Unleaded | 2004 |  |  | Double Walled | Plastic
12295 | CASEYs GENERAL STORE #3819 | 16960 EVANS ST | OMAHA | 68116 | DOUGLAS | CASEYS RETAIL CO | PO BOX 3001 | ANKENY | IA | 50021-8045 | 4 | Currently in Use | 12000 | Jacketed | Federally Regulated | None | Poly Jacket | Regular Unleaded | 2004 |  |  | Double Walled | Plastic
12295 | CASEYs GENERAL STORE #3819 | 16960 EVANS ST | OMAHA | 68116 | DOUGLAS | CASEYS RETAIL CO | PO BOX 3001 | ANKENY | IA | 50021-8045 | 5 | Currently in Use | 5260 | Jacketed | Federally Regulated | None | Poly Jacket | Used Oil | 2004 |  |  | Double Walled | Steel
12442 | CASEYs GENERAL STORE #3821 | 2540 N 90TH ST | OMAHA | 68134 | DOUGLAS | CASEYS RETAIL CO | PO BOX 3001 | ANKENY | IA | 50021-8045 | 1 | Currently in Use | 6000 | Jacketed | Federally Regulated | None | Fiberglass Reinforced Plastic Coated | Used Oil | 2008 |  |  | Double Walled | Plastic
12442 | CASEYs GENERAL STORE #3821 | 2540 N 90TH ST | OMAHA | 68134 | DOUGLAS | CASEYS RETAIL CO | PO BOX 3001 | ANKENY | IA | 50021-8045 | 2 | Currently in Use | 15000 | Jacketed | Federally Regulated | None | Fiberglass Reinforced Plastic Coated | E-10 | 2008 |  |  | Double Walled | Plastic
12442 | CASEYs GENERAL STORE #3821 | 2540 N 90TH ST | OMAHA | 68134 | DOUGLAS | CASEYS RETAIL CO | PO BOX 3001 | ANKENY | IA | 50021-8045 | 3 | Currently in Use | 10000 | Jacketed | Federally Regulated | None | Fiberglass Reinforced Plastic Coated | E-15 | 2008 |  |  | Double Walled | Plastic
12442 | CASEYs GENERAL STORE #3821 | 2540 N 90TH ST | OMAHA | 68134 | DOUGLAS | CASEYS RETAIL CO | PO BOX 3001 | ANKENY | IA | 50021-8045 | 4 | Currently in Use | 10000 | Jacketed | Federally Regulated | None | Fiberglass Reinforced Plastic Coated | E-85 | 2008 |  |  | Double Walled | Plastic
12442 | CASEYs GENERAL STORE #3821 | 2540 N 90TH ST | OMAHA | 68134 | DOUGLAS | CASEYS RETAIL CO | PO BOX 3001 | ANKENY | IA | 50021-8045 | 5 | Currently in Use | 3000 | Jacketed | Federally Regulated | None | Fiberglass Reinforced Plastic Coated | Regular Unleaded | 2008 |  |  | Double Walled | Plastic
12442 | CASEYs GENERAL STORE #3821 | 2540 N 90TH ST | OMAHA | 68134 | DOUGLAS | CASEYS RETAIL CO | PO BOX 3001 | ANKENY | IA | 50021-8045 | 6 | Currently in Use | 3000 | Jacketed | Federally Regulated | None | Fiberglass Reinforced Plastic Coated | #2 Diesel | 2008 |  |  | Double Walled | Plastic
12858 | CASEYS GENERAL STORE #3973 | 14344 FORT ST | OMAHA | 68164 | DOUGLAS | CASEYS RETAIL CO | PO BOX 3001 | ANKENY | IA | 50021-8045 | 1 | Currently in Use | 22000 | Fiberglass Reinforced Plastic | Federally Regulated |  |  | E-10 | 2022 |  |  | Double Walled | Plastic
12858 | CASEYS GENERAL STORE #3973 | 14344 FORT ST | OMAHA | 68164 | DOUGLAS | CASEYS RETAIL CO | PO BOX 3001 | ANKENY | IA | 50021-8045 | 2 | Currently in Use | 14000 | Fiberglass Reinforced Plastic | Federally Regulated |  |  | #2 Diesel | 2022 |  |  | Double Walled | Plastic
12858 | CASEYS GENERAL STORE #3973 | 14344 FORT ST | OMAHA | 68164 | DOUGLAS | CASEYS RETAIL CO | PO BOX 3001 | ANKENY | IA | 50021-8045 | 3 | Currently in Use | 8000 | Fiberglass Reinforced Plastic | Federally Regulated |  |  | Regular Unleaded | 2022 |  |  | Double Walled | Plastic
12858 | CASEYS GENERAL STORE #3973 | 14344 FORT ST | OMAHA | 68164 | DOUGLAS | CASEYS RETAIL CO | PO BOX 3001 | ANKENY | IA | 50021-8045 | 4 | Currently in Use | 8000 | Fiberglass Reinforced Plastic | Federally Regulated |  |  | Premium Unleaded | 2022 |  |  | Double Walled | Plastic
12858 | CASEYS GENERAL STORE #3973 | 14344 FORT ST | OMAHA | 68164 | DOUGLAS | CASEYS RETAIL CO | PO BOX 3001 | ANKENY | IA | 50021-8045 | 5 | Currently in Use | 8000 | Fiberglass Reinforced Plastic | Federally Regulated |  |  | E-85 | 2022 |  |  | Double Walled | Plastic
12885 | CASEYS GENERAL STORE #4283 | 4902 S 202ND AVE | OMAHA | 68135 | DOUGLAS | CASEYS RETAIL CO | PO BOX 3001 | ANKENY | IA | 50021-8045 | 1 | Currently in Use | 22000 | Fiberglass Reinforced Plastic | Federally Regulated |  |  | E-15 | 2024 |  |  | Double Walled | Plastic
12885 | CASEYS GENERAL STORE #4283 | 4902 S 202ND AVE | OMAHA | 68135 | DOUGLAS | CASEYS RETAIL CO | PO BOX 3001 | ANKENY | IA | 50021-8045 | 2 | Currently in Use | 14000 | Fiberglass Reinforced Plastic | Federally Regulated |  |  | #2 Diesel | 2024 |  |  | Double Walled | Plastic
12885 | CASEYS GENERAL STORE #4283 | 4902 S 202ND AVE | OMAHA | 68135 | DOUGLAS | CASEYS RETAIL CO | PO BOX 3001 | ANKENY | IA | 50021-8045 | 3 | Currently in Use | 8000 | Fiberglass Reinforced Plastic | Federally Regulated |  |  | Regular Unleaded | 2024 |  |  | Double Walled | Plastic
12885 | CASEYS GENERAL STORE #4283 | 4902 S 202ND AVE | OMAHA | 68135 | DOUGLAS | CASEYS RETAIL CO | PO BOX 3001 | ANKENY | IA | 50021-8045 | 4 | Currently in Use | 8000 | Fiberglass Reinforced Plastic | Federally Regulated |  |  | Premium Unleaded | 2024 |  |  | Double Walled | Plastic
12887 | CASEYS GENERAL STORE #4310 | 3021 N 204TH ST | OMAHA | 68022 | DOUGLAS | CASEYS RETAIL CO | PO BOX 3001 | ANKENY | IA | 50021-8045 | 1 | Currently in Use | 14000 | Fiberglass Reinforced Plastic | Federally Regulated |  |  | E-15 | 2023 |  |  | Double Walled | Plastic
12887 | CASEYS GENERAL STORE #4310 | 3021 N 204TH ST | OMAHA | 68022 | DOUGLAS | CASEYS RETAIL CO | PO BOX 3001 | ANKENY | IA | 50021-8045 | 2 | Currently in Use | 14000 | Fiberglass Reinforced Plastic | Federally Regulated |  |  | #2 Diesel | 2023 |  |  | Double Walled | Plastic
12887 | CASEYS GENERAL STORE #4310 | 3021 N 204TH ST | OMAHA | 68022 | DOUGLAS | CASEYS RETAIL CO | PO BOX 3001 | ANKENY | IA | 50021-8045 | 3 | Currently in Use | 8000 | Fiberglass Reinforced Plastic | Federally Regulated |  |  | Regular Unleaded | 2023 |  |  | Double Walled | Plastic
12887 | CASEYS GENERAL STORE #4310 | 3021 N 204TH ST | OMAHA | 68022 | DOUGLAS | CASEYS RETAIL CO | PO BOX 3001 | ANKENY | IA | 50021-8045 | 4 | Currently in Use | 8000 | Fiberglass Reinforced Plastic | Federally Regulated |  |  | Premium Unleaded | 2023 |  |  | Double Walled | Plastic
494 | CASEYS GENERAL STORE #6112 | 10202 W MAPLE RD | OMAHA | 68134 | DOUGLAS | CASEYS RETAIL CO | PO BOX 3001 | ANKENY | IA | 50021-8045 | 4 | Currently in Use | 20000 | Fiberglass Reinforced Plastic | Federally Regulated | None | None | Regular Unleaded | 2006 |  |  |  | Fiberglass Reinforced Plastic
494 | CASEYS GENERAL STORE #6112 | 10202 W MAPLE RD | OMAHA | 68134 | DOUGLAS | CASEYS RETAIL CO | PO BOX 3001 | ANKENY | IA | 50021-8045 | 5 | Currently in Use | 20000 | Fiberglass Reinforced Plastic | Federally Regulated | None | None | E-10 | 2006 |  |  |  | Fiberglass Reinforced Plastic
494 | CASEYS GENERAL STORE #6112 | 10202 W MAPLE RD | OMAHA | 68134 | DOUGLAS | CASEYS RETAIL CO | PO BOX 3001 | ANKENY | IA | 50021-8045 | 6 | Currently in Use | 8000 | Fiberglass Reinforced Plastic | Federally Regulated | None | None | Regular Unleaded | 2006 |  |  |  | Fiberglass Reinforced Plastic
494 | CASEYS GENERAL STORE #6112 | 10202 W MAPLE RD | OMAHA | 68134 | DOUGLAS | CASEYS RETAIL CO | PO BOX 3001 | ANKENY | IA | 50021-8045 | 7 | Currently in Use | 12000 | Fiberglass Reinforced Plastic | Federally Regulated | None | None | #2 Diesel | 2006 |  |  |  | Fiberglass Reinforced Plastic
11940 | CASEYS GENERAL STORE #6113 | 2765 S 13TH CT | OMAHA | 68108 | DOUGLAS | CASEYS RETAIL CO | PO BOX 3001 | ANKENY | IA | 50021-8045 | 1 | Currently in Use | 12000 | Fiberglass Reinforced Plastic | Federally Regulated | None | None | Regular Unleaded | 2001 |  |  |  | Fiberglass Reinforced Plastic
11940 | CASEYS GENERAL STORE #6113 | 2765 S 13TH CT | OMAHA | 68108 | DOUGLAS | CASEYS RETAIL CO | PO BOX 3001 | ANKENY | IA | 50021-8045 | 2 | Currently in Use | 12000 | Fiberglass Reinforced Plastic | Federally Regulated | None | None | E-10 | 2001 |  |  |  | Fiberglass Reinforced Plastic
11940 | CASEYS GENERAL STORE #6113 | 2765 S 13TH CT | OMAHA | 68108 | DOUGLAS | CASEYS RETAIL CO | PO BOX 3001 | ANKENY | IA | 50021-8045 | 3 | Currently in Use | 12000 | Fiberglass Reinforced Plastic | Federally Regulated | None | None | Regular Unleaded | 2001 |  |  |  | Fiberglass Reinforced Plastic
11940 | CASEYS GENERAL STORE #6113 | 2765 S 13TH CT | OMAHA | 68108 | DOUGLAS | CASEYS RETAIL CO | PO BOX 3001 | ANKENY | IA | 50021-8045 | 4 | Currently in Use | 8000 | Fiberglass Reinforced Plastic | Federally Regulated | None | None | #1 Diesel | 2001 |  |  |  | Fiberglass Reinforced Plastic
12380 | CASEYS GENERAL STORE #6118 | 4805 S 108TH ST | OMAHA | 68127 | DOUGLAS | CASEYS RETAIL CO | PO BOX 3001 | ANKENY | IA | 50021-8045 | 1 | Currently in Use | 20000 | Fiberglass Reinforced Plastic | Federally Regulated | None | None | Regular Unleaded | 2006 |  |  |  | Fiberglass Reinforced Plastic
12380 | CASEYS GENERAL STORE #6118 | 4805 S 108TH ST | OMAHA | 68127 | DOUGLAS | CASEYS RETAIL CO | PO BOX 3001 | ANKENY | IA | 50021-8045 | 2 | Currently in Use | 20000 | Fiberglass Reinforced Plastic | Federally Regulated | None | None | E-10 | 2006 |  |  |  | Fiberglass Reinforced Plastic
12380 | CASEYS GENERAL STORE #6118 | 4805 S 108TH ST | OMAHA | 68127 | DOUGLAS | CASEYS RETAIL CO | PO BOX 3001 | ANKENY | IA | 50021-8045 | 3 | Currently in Use | 8000 | Fiberglass Reinforced Plastic | Federally Regulated | None | None | Regular Unleaded | 2006 |  |  |  | Fiberglass Reinforced Plastic
12380 | CASEYS GENERAL STORE #6118 | 4805 S 108TH ST | OMAHA | 68127 | DOUGLAS | CASEYS RETAIL CO | PO BOX 3001 | ANKENY | IA | 50021-8045 | 4 | Currently in Use | 12000 | Fiberglass Reinforced Plastic | Federally Regulated | None | None | #2 Diesel | 2006 |  |  |  | Fiberglass Reinforced Plastic
12380 | CASEYS GENERAL STORE #6118 | 4805 S 108TH ST | OMAHA | 68127 | DOUGLAS | CASEYS RETAIL CO | PO BOX 3001 | ANKENY | IA | 50021-8045 | 5 | Currently in Use | 8000 | Fiberglass Reinforced Plastic | Federally Regulated | None | None | E-85 | 2006 |  |  |  | Fiberglass Reinforced Plastic
12326 | CASEYS GENERAL STORE #6120 | 2510 S 132ND ST | OMAHA | 68144 | DOUGLAS | CASEYS RETAIL CO | PO BOX 3001 | ANKENY | IA | 50021-8045 | 1 | Currently in Use | 20000 | Fiberglass Reinforced Plastic | Federally Regulated | None | None | Regular Unleaded | 2005 |  |  |  | Fiberglass Reinforced Plastic
12326 | CASEYS GENERAL STORE #6120 | 2510 S 132ND ST | OMAHA | 68144 | DOUGLAS | CASEYS RETAIL CO | PO BOX 3001 | ANKENY | IA | 50021-8045 | 2 | Currently in Use | 20000 | Fiberglass Reinforced Plastic | Federally Regulated | None | None | E-10 | 2005 |  |  |  | Fiberglass Reinforced Plastic
12326 | CASEYS GENERAL STORE #6120 | 2510 S 132ND ST | OMAHA | 68144 | DOUGLAS | CASEYS RETAIL CO | PO BOX 3001 | ANKENY | IA | 50021-8045 | 3 | Currently in Use | 8200 | Fiberglass Reinforced Plastic | Federally Regulated | None | None | Regular Unleaded | 2005 |  |  |  | Fiberglass Reinforced Plastic
12326 | CASEYS GENERAL STORE #6120 | 2510 S 132ND ST | OMAHA | 68144 | DOUGLAS | CASEYS RETAIL CO | PO BOX 3001 | ANKENY | IA | 50021-8045 | 4 | Currently in Use | 7800 | Fiberglass Reinforced Plastic | Federally Regulated | None | None | #2 Diesel | 2005 |  |  |  | Fiberglass Reinforced Plastic
3169 | CASEYS GENERAL STORE #6124 | 2223 S 24TH ST | OMAHA | 68108 | DOUGLAS | CASEYS RETAIL CO | PO BOX 3001 | ANKENY | IA | 50021-8045 | 5 | Currently in Use | 12000 | Fiberglass Reinforced Plastic | Federally Regulated | None | None | Regular Unleaded | 1997 |  |  |  | Fiberglass Reinforced Plastic
3169 | CASEYS GENERAL STORE #6124 | 2223 S 24TH ST | OMAHA | 68108 | DOUGLAS | CASEYS RETAIL CO | PO BOX 3001 | ANKENY | IA | 50021-8045 | 6 | Currently in Use | 12000 | Fiberglass Reinforced Plastic | Federally Regulated | None | None | E-10 | 1997 |  |  |  | Fiberglass Reinforced Plastic
3169 | CASEYS GENERAL STORE #6124 | 2223 S 24TH ST | OMAHA | 68108 | DOUGLAS | CASEYS RETAIL CO | PO BOX 3001 | ANKENY | IA | 50021-8045 | 7 | Currently in Use | 12000 | Fiberglass Reinforced Plastic | Federally Regulated | None | None | Regular Unleaded | 1997 |  |  |  | Fiberglass Reinforced Plastic
3169 | CASEYS GENERAL STORE #6124 | 2223 S 24TH ST | OMAHA | 68108 | DOUGLAS | CASEYS RETAIL CO | PO BOX 3001 | ANKENY | IA | 50021-8045 | 8 | Currently in Use | 8000 | Fiberglass Reinforced Plastic | Federally Regulated | None | None | #2 Diesel | 1997 |  |  |  | Fiberglass Reinforced Plastic
510 | CASEYS GENERAL STORE #6130 | 101 N 30TH ST | OMAHA | 68131 | DOUGLAS | CASEYS RETAIL CO | PO BOX 3001 | ANKENY | IA | 50021-8045 | 1 | Currently in Use | 12000 | Steel | Federally Regulated | None | Impressed Current Cathodic Protection, STIP3 Tank | Regular Unleaded | 1989 |  |  |  | Fiberglass Reinforced Plastic
510 | CASEYS GENERAL STORE #6130 | 101 N 30TH ST | OMAHA | 68131 | DOUGLAS | CASEYS RETAIL CO | PO BOX 3001 | ANKENY | IA | 50021-8045 | 2 | Currently in Use | 12000 | Steel | Federally Regulated | None | Impressed Current Cathodic Protection, STIP3 Tank | E-10 | 1989 |  |  |  | Fiberglass Reinforced Plastic
510 | CASEYS GENERAL STORE #6130 | 101 N 30TH ST | OMAHA | 68131 | DOUGLAS | CASEYS RETAIL CO | PO BOX 3001 | ANKENY | IA | 50021-8045 | 3 | Currently in Use | 12000 | Steel | Federally Regulated | None | Impressed Current Cathodic Protection, STIP3 Tank | Regular Unleaded | 1989 |  |  |  | Fiberglass Reinforced Plastic
11313 | CASEYS GENERAL STORE #6132 | 3909 N 132ND ST | OMAHA | 68164 | DOUGLAS | CASEYS RETAIL CO | PO BOX 3001 | ANKENY | IA | 50021-8045 | 1 | Currently in Use | 12000 | Fiberglass Reinforced Plastic | Federally Regulated | None | None | Regular Unleaded | 1995 |  |  |  | Steel
11313 | CASEYS GENERAL STORE #6132 | 3909 N 132ND ST | OMAHA | 68164 | DOUGLAS | CASEYS RETAIL CO | PO BOX 3001 | ANKENY | IA | 50021-8045 | 2 | Currently in Use | 12000 | Fiberglass Reinforced Plastic | Federally Regulated | None | None | E-10 | 1995 |  |  |  | Fiberglass Reinforced Plastic
11313 | CASEYS GENERAL STORE #6132 | 3909 N 132ND ST | OMAHA | 68164 | DOUGLAS | CASEYS RETAIL CO | PO BOX 3001 | ANKENY | IA | 50021-8045 | 3 | Currently in Use | 12000 | Fiberglass Reinforced Plastic | Federally Regulated | None | None | Regular Unleaded | 1995 |  |  |  | Fiberglass Reinforced Plastic
11313 | CASEYS GENERAL STORE #6132 | 3909 N 132ND ST | OMAHA | 68164 | DOUGLAS | CASEYS RETAIL CO | PO BOX 3001 | ANKENY | IA | 50021-8045 | 4 | Currently in Use | 8000 | Fiberglass Reinforced Plastic | Federally Regulated | None | None | #2 Diesel | 1995 |  |  |  | Fiberglass Reinforced Plastic
1494 | CASEYS GENERAL STORE #6138 | 13736 Q ST | OMAHA | 68137 | DOUGLAS | CASEYS RETAIL CO | PO BOX 3001 | ANKENY | IA | 50021-8045 | 5 | Currently in Use | 20000 | Fiberglass Reinforced Plastic | Federally Regulated |  |  | E-10 | 2013 |  |  | Double Walled | double walled, Fiberglass Reinforced Plastic
1494 | CASEYS GENERAL STORE #6138 | 13736 Q ST | OMAHA | 68137 | DOUGLAS | CASEYS RETAIL CO | PO BOX 3001 | ANKENY | IA | 50021-8045 | 6 | Currently in Use | 10000 | Fiberglass Reinforced Plastic | Federally Regulated |  |  | E-10 | 2013 |  |  | Double Walled | double walled, Fiberglass Reinforced Plastic
1494 | CASEYS GENERAL STORE #6138 | 13736 Q ST | OMAHA | 68137 | DOUGLAS | CASEYS RETAIL CO | PO BOX 3001 | ANKENY | IA | 50021-8045 | 7 | Currently in Use | 5000 | Fiberglass Reinforced Plastic | Federally Regulated |  |  | Regular Unleaded | 2013 |  |  | Double Walled | double walled, Fiberglass Reinforced Plastic
1494 | CASEYS GENERAL STORE #6138 | 13736 Q ST | OMAHA | 68137 | DOUGLAS | CASEYS RETAIL CO | PO BOX 3001 | ANKENY | IA | 50021-8045 | 8 | Currently in Use | 5000 | Fiberglass Reinforced Plastic | Federally Regulated |  |  | #2 Diesel | 2013 |  |  | Double Walled | double walled
1251 | CASEYS GENERAL STORE #6140 | 107 S 40TH ST | OMAHA | 68131 | DOUGLAS | CASEYS RETAIL CO | PO BOX 3001 | ANKENY | IA | 50021-8045 | 1 | Currently in Use | 15000 | Steel | Federally Regulated | None | Impressed Current Cathodic Protection | Regular Unleaded | 1988 |  |  | Double Walled | Fiberglass Reinforced Plastic
1251 | CASEYS GENERAL STORE #6140 | 107 S 40TH ST | OMAHA | 68131 | DOUGLAS | CASEYS RETAIL CO | PO BOX 3001 | ANKENY | IA | 50021-8045 | 2 | Currently in Use | 15000 | Steel | Federally Regulated | None | Impressed Current Cathodic Protection | Premium Unleaded | 1988 |  |  | Double Walled | Fiberglass Reinforced Plastic
1251 | CASEYS GENERAL STORE #6140 | 107 S 40TH ST | OMAHA | 68131 | DOUGLAS | CASEYS RETAIL CO | PO BOX 3001 | ANKENY | IA | 50021-8045 | 3 | Temporarily Out of Use | 15000 | Steel | Federally Regulated | None | Impressed Current Cathodic Protection | E-10 | 1988 |  |  | Double Walled | Fiberglass Reinforced Plastic
12281 | CASEYS GENERAL STORE #6142 | 3435 S 42ND ST | OMAHA | 68105 | DOUGLAS | CASEYS RETAIL CO | PO BOX 3001 | ANKENY | IA | 50021-8045 | 1 | Currently in Use | 20000 | Fiberglass Reinforced Plastic | Federally Regulated | None | None | Regular Unleaded | 2004 |  |  |  | Fiberglass Reinforced Plastic
12281 | CASEYS GENERAL STORE #6142 | 3435 S 42ND ST | OMAHA | 68105 | DOUGLAS | CASEYS RETAIL CO | PO BOX 3001 | ANKENY | IA | 50021-8045 | 2 | Currently in Use | 20000 | Fiberglass Reinforced Plastic | Federally Regulated | None | None | E-10 | 2004 |  |  |  | Fiberglass Reinforced Plastic
12281 | CASEYS GENERAL STORE #6142 | 3435 S 42ND ST | OMAHA | 68105 | DOUGLAS | CASEYS RETAIL CO | PO BOX 3001 | ANKENY | IA | 50021-8045 | 3 | Currently in Use | 8000 | Fiberglass Reinforced Plastic | Federally Regulated | None | None | Regular Unleaded | 2004 |  |  |  | Fiberglass Reinforced Plastic
12281 | CASEYS GENERAL STORE #6142 | 3435 S 42ND ST | OMAHA | 68105 | DOUGLAS | CASEYS RETAIL CO | PO BOX 3001 | ANKENY | IA | 50021-8045 | 4 | Currently in Use | 8000 | Fiberglass Reinforced Plastic | Federally Regulated | None | None | #2 Diesel | 2004 |  |  |  | Fiberglass Reinforced Plastic
12526 | CASEYS GENERAL STORE #6145 | 9405 S 144TH ST | OMAHA | 68138-3644 | SARPY | CASEYS RETAIL CO | PO BOX 3001 | ANKENY | IA | 50021-8045 | 1 | Currently in Use | 12000 | Fiberglass Reinforced Plastic | Federally Regulated |  |  | Regular Unleaded | 2011 |  |  | Double Walled | Fiberglass Reinforced Plastic
12526 | CASEYS GENERAL STORE #6145 | 9405 S 144TH ST | OMAHA | 68138-3644 | SARPY | CASEYS RETAIL CO | PO BOX 3001 | ANKENY | IA | 50021-8045 | 2 | Currently in Use | 8000 | Fiberglass Reinforced Plastic | Federally Regulated |  |  | #2 Diesel | 2011 |  |  | Double Walled | Fiberglass Reinforced Plastic
12526 | CASEYS GENERAL STORE #6145 | 9405 S 144TH ST | OMAHA | 68138-3644 | SARPY | CASEYS RETAIL CO | PO BOX 3001 | ANKENY | IA | 50021-8045 | 3 | Currently in Use | 20000 | Fiberglass Reinforced Plastic | Federally Regulated |  |  | Regular Unleaded | 2011 |  |  | Double Walled | Fiberglass Reinforced Plastic
12526 | CASEYS GENERAL STORE #6145 | 9405 S 144TH ST | OMAHA | 68138-3644 | SARPY | CASEYS RETAIL CO | PO BOX 3001 | ANKENY | IA | 50021-8045 | 4 | Currently in Use | 20000 | Fiberglass Reinforced Plastic | Federally Regulated |  |  | E-10 | 2011 |  |  | Double Walled | Fiberglass Reinforced Plastic
12526 | CASEYS GENERAL STORE #6145 | 9405 S 144TH ST | OMAHA | 68138-3644 | SARPY | CASEYS RETAIL CO | PO BOX 3001 | ANKENY | IA | 50021-8045 | 5 | Currently in Use | 6000 | Fiberglass Reinforced Plastic | Federally Regulated |  |  | E-85 | 2011 |  |  |  | Fiberglass Reinforced Plastic
484 | CASEYS GENERAL STORE #6150 | 5001 DODGE ST | OMAHA | 68132 | DOUGLAS | CASEYS RETAIL CO | PO BOX 3001 | ANKENY | IA | 50021-8045 | 1 | Currently in Use | 550 | Steel | Federally Regulated | None | Impressed Current Cathodic Protection, Painted(e.g., asphaltic), STIP3 Tank | Used Oil | 1986 |  |  |  | Steel
484 | CASEYS GENERAL STORE #6150 | 5001 DODGE ST | OMAHA | 68132 | DOUGLAS | CASEYS RETAIL CO | PO BOX 3001 | ANKENY | IA | 50021-8045 | 2 | Currently in Use | 6000 | Steel | Federally Regulated | None | Impressed Current Cathodic Protection, STIP3 Tank | Regular Unleaded | 1971 |  |  |  | Plastic
484 | CASEYS GENERAL STORE #6150 | 5001 DODGE ST | OMAHA | 68132 | DOUGLAS | CASEYS RETAIL CO | PO BOX 3001 | ANKENY | IA | 50021-8045 | 3 | Currently in Use | 8000 | Steel | Federally Regulated | None | Impressed Current Cathodic Protection, STIP3 Tank | Regular Unleaded | 1970 |  |  |  | Plastic
484 | CASEYS GENERAL STORE #6150 | 5001 DODGE ST | OMAHA | 68132 | DOUGLAS | CASEYS RETAIL CO | PO BOX 3001 | ANKENY | IA | 50021-8045 | 4 | Currently in Use | 10000 | Steel | Federally Regulated | None | Impressed Current Cathodic Protection, STIP3 Tank | Regular Unleaded | 1986 |  |  |  | Plastic
12648 | CASEYS GENERAL STORE #6158 | 5718 NW RADIAL HWY | OMAHA | 68104 | DOUGLAS | CASEYS RETAIL CO | PO BOX 3001 | ANKENY | IA | 50021-8045 | 1 | Currently in Use | 10000 | Fiberglass Reinforced Plastic | Federally Regulated | None | None | E-89 | 2015 |  |  | Double Walled | Fiberglass Reinforced Plastic
12648 | CASEYS GENERAL STORE #6158 | 5718 NW RADIAL HWY | OMAHA | 68104 | DOUGLAS | CASEYS RETAIL CO | PO BOX 3001 | ANKENY | IA | 50021-8045 | 2 | Currently in Use | 20000 | Fiberglass Reinforced Plastic | Federally Regulated | None | None | E-87 | 2015 |  |  | Double Walled | Fiberglass Reinforced Plastic
12648 | CASEYS GENERAL STORE #6158 | 5718 NW RADIAL HWY | OMAHA | 68104 | DOUGLAS | CASEYS RETAIL CO | PO BOX 3001 | ANKENY | IA | 50021-8045 | 3 | Currently in Use | 5000 | Fiberglass Reinforced Plastic | Federally Regulated | None | None | Premium Unleaded | 2015 |  |  | Double Walled | Fiberglass Reinforced Plastic
12648 | CASEYS GENERAL STORE #6158 | 5718 NW RADIAL HWY | OMAHA | 68104 | DOUGLAS | CASEYS RETAIL CO | PO BOX 3001 | ANKENY | IA | 50021-8045 | 4 | Currently in Use | 5000 | Fiberglass Reinforced Plastic | Federally Regulated | None | None | #2 Diesel | 2015 |  |  | Double Walled | Fiberglass Reinforced Plastic
479 | CASEYS GENERAL STORE #6161 | 2635 S 160TH ST | OMAHA | 68130 | DOUGLAS | CASEYS RETAIL CO | PO BOX 3001 | ANKENY | IA | 50021-8045 | 4 | Currently in Use | 20000 | Fiberglass Reinforced Plastic | Federally Regulated | None | None | Regular Unleaded | 2007 |  |  |  | Fiberglass Reinforced Plastic
479 | CASEYS GENERAL STORE #6161 | 2635 S 160TH ST | OMAHA | 68130 | DOUGLAS | CASEYS RETAIL CO | PO BOX 3001 | ANKENY | IA | 50021-8045 | 5 | Currently in Use | 20000 | Fiberglass Reinforced Plastic | Federally Regulated | None | None | Regular Unleaded | 2007 |  |  |  | Fiberglass Reinforced Plastic
479 | CASEYS GENERAL STORE #6161 | 2635 S 160TH ST | OMAHA | 68130 | DOUGLAS | CASEYS RETAIL CO | PO BOX 3001 | ANKENY | IA | 50021-8045 | 6 | Currently in Use | 12000 | Fiberglass Reinforced Plastic | Federally Regulated | None | None | Regular Unleaded | 2007 |  |  |  | Fiberglass Reinforced Plastic
479 | CASEYS GENERAL STORE #6161 | 2635 S 160TH ST | OMAHA | 68130 | DOUGLAS | CASEYS RETAIL CO | PO BOX 3001 | ANKENY | IA | 50021-8045 | 7 | Currently in Use | 8000 | Fiberglass Reinforced Plastic | Federally Regulated | None | None | #2 Diesel | 2007 |  |  |  | Fiberglass Reinforced Plastic
12660 | CASEYS GENERAL STORE #6170 | 3529 S 72ND ST | OMAHA | 68124 | DOUGLAS | CASEYS RETAIL CO | PO BOX 3001 | ANKENY | IA | 50021-8045 | 1 | Currently in Use | 20000 | Fiberglass Reinforced Plastic | Federally Regulated | None | None | Regular Unleaded | 2015 |  |  | Double Walled | Fiberglass Reinforced Plastic
12660 | CASEYS GENERAL STORE #6170 | 3529 S 72ND ST | OMAHA | 68124 | DOUGLAS | CASEYS RETAIL CO | PO BOX 3001 | ANKENY | IA | 50021-8045 | 2 | Currently in Use | 10000 | Fiberglass Reinforced Plastic | Federally Regulated | None | None | E-10 | 2015 |  |  | Double Walled | Fiberglass Reinforced Plastic
12660 | CASEYS GENERAL STORE #6170 | 3529 S 72ND ST | OMAHA | 68124 | DOUGLAS | CASEYS RETAIL CO | PO BOX 3001 | ANKENY | IA | 50021-8045 | 3 | Currently in Use | 5000 | Fiberglass Reinforced Plastic | Federally Regulated | None | None | Premium Unleaded | 2015 |  |  | Double Walled | Fiberglass Reinforced Plastic
12660 | CASEYS GENERAL STORE #6170 | 3529 S 72ND ST | OMAHA | 68124 | DOUGLAS | CASEYS RETAIL CO | PO BOX 3001 | ANKENY | IA | 50021-8045 | 4 | Currently in Use | 5000 | Fiberglass Reinforced Plastic | Federally Regulated | None | None | #1 Diesel | 2015 |  |  | Double Walled | Fiberglass Reinforced Plastic
12666 | CASEYS GENERAL STORE #6176 | 7660 DODGE ST | OMAHA | 68124 | DOUGLAS | CASEYS RETAIL CO | PO BOX 3001 | ANKENY | IA | 50021-8045 | 1 | Currently in Use | 20000 | Fiberglass Reinforced Plastic | Federally Regulated |  |  | E-10 | 2015 |  |  | Double Walled | Fiberglass Reinforced Plastic
12666 | CASEYS GENERAL STORE #6176 | 7660 DODGE ST | OMAHA | 68124 | DOUGLAS | CASEYS RETAIL CO | PO BOX 3001 | ANKENY | IA | 50021-8045 | 2 | Currently in Use | 10000 | Fiberglass Reinforced Plastic | Federally Regulated |  |  | Regular Unleaded | 2015 |  |  | Double Walled | Fiberglass Reinforced Plastic
12666 | CASEYS GENERAL STORE #6176 | 7660 DODGE ST | OMAHA | 68124 | DOUGLAS | CASEYS RETAIL CO | PO BOX 3001 | ANKENY | IA | 50021-8045 | 3 | Currently in Use | 5000 | Fiberglass Reinforced Plastic | Federally Regulated |  |  | Premium Unleaded | 2015 |  |  | Double Walled | Fiberglass Reinforced Plastic
12666 | CASEYS GENERAL STORE #6176 | 7660 DODGE ST | OMAHA | 68124 | DOUGLAS | CASEYS RETAIL CO | PO BOX 3001 | ANKENY | IA | 50021-8045 | 4 | Currently in Use | 5000 | Fiberglass Reinforced Plastic | Federally Regulated |  |  | #2 Diesel | 2015 |  |  | Double Walled | Fiberglass Reinforced Plastic
505 | CASEYS GENERAL STORE #6180 | 7911 W DODGE RD | OMAHA | 68114 | DOUGLAS | CASEYS RETAIL CO | PO BOX 3001 | ANKENY | IA | 50021-8045 | 1 | Currently in Use | 10000 | Steel | Federally Regulated | Unknown | Impressed Current Cathodic Protection, STIP3 Tank | Regular Unleaded | 1984 |  |  |  | Fiberglass Reinforced Plastic
505 | CASEYS GENERAL STORE #6180 | 7911 W DODGE RD | OMAHA | 68114 | DOUGLAS | CASEYS RETAIL CO | PO BOX 3001 | ANKENY | IA | 50021-8045 | 2 | Currently in Use | 10000 | Steel | Federally Regulated | Unknown | Impressed Current Cathodic Protection, STIP3 Tank | E-10 | 1984 |  |  |  | Fiberglass Reinforced Plastic
505 | CASEYS GENERAL STORE #6180 | 7911 W DODGE RD | OMAHA | 68114 | DOUGLAS | CASEYS RETAIL CO | PO BOX 3001 | ANKENY | IA | 50021-8045 | 3 | Currently in Use | 10000 | Steel | Federally Regulated | Unknown | Impressed Current Cathodic Protection, STIP3 Tank | Regular Unleaded | 1984 |  |  |  | Fiberglass Reinforced Plastic
505 | CASEYS GENERAL STORE #6180 | 7911 W DODGE RD | OMAHA | 68114 | DOUGLAS | CASEYS RETAIL CO | PO BOX 3001 | ANKENY | IA | 50021-8045 | 4 | Currently in Use | 560 | Steel | Federally Regulated | None | Impressed Current Cathodic Protection, STIP3 Tank | Used Oil | 1991 |  |  |  | Fiberglass Reinforced Plastic
505 | CASEYS GENERAL STORE #6180 | 7911 W DODGE RD | OMAHA | 68114 | DOUGLAS | CASEYS RETAIL CO | PO BOX 3001 | ANKENY | IA | 50021-8045 | 5 | Currently in Use | 3000 | Fiberglass Reinforced Plastic | Federally Regulated | None | None | #1 Diesel | 2002 |  |  |  | Fiberglass Reinforced Plastic
511 | CASEYS GENERAL STORE #6184 | 3052 S 84TH ST | OMAHA | 68124 | DOUGLAS | CASEYS RETAIL CO | PO BOX 3001 | ANKENY | IA | 50021-8045 | 6 | Currently in Use | 20000 | Fiberglass Reinforced Plastic | Federally Regulated | None | None | Regular Unleaded | 2010 |  |  | Double Walled | Fiberglass Reinforced Plastic
511 | CASEYS GENERAL STORE #6184 | 3052 S 84TH ST | OMAHA | 68124 | DOUGLAS | CASEYS RETAIL CO | PO BOX 3001 | ANKENY | IA | 50021-8045 | 7 | Currently in Use | 20000 | Fiberglass Reinforced Plastic | Federally Regulated | None | None | Regular Unleaded | 2010 |  |  | Double Walled | Fiberglass Reinforced Plastic
511 | CASEYS GENERAL STORE #6184 | 3052 S 84TH ST | OMAHA | 68124 | DOUGLAS | CASEYS RETAIL CO | PO BOX 3001 | ANKENY | IA | 50021-8045 | 8 | Currently in Use | 12000 | Fiberglass Reinforced Plastic | Federally Regulated | None | None | Regular Unleaded | 2010 |  |  | Double Walled | Fiberglass Reinforced Plastic
511 | CASEYS GENERAL STORE #6184 | 3052 S 84TH ST | OMAHA | 68124 | DOUGLAS | CASEYS RETAIL CO | PO BOX 3001 | ANKENY | IA | 50021-8045 | 9 | Currently in Use | 8000 | Fiberglass Reinforced Plastic | Federally Regulated | None | None | #2 Diesel | 2010 |  |  | Double Walled | Fiberglass Reinforced Plastic
511 | CASEYS GENERAL STORE #6184 | 3052 S 84TH ST | OMAHA | 68124 | DOUGLAS | CASEYS RETAIL CO | PO BOX 3001 | ANKENY | IA | 50021-8045 | 10 | Currently in Use | 6000 | Fiberglass Reinforced Plastic | Federally Regulated | None | None | E-85 | 2010 |  |  | Double Walled | Fiberglass Reinforced Plastic
11346 | CASEYS GENERAL STORE #6196 | 9645 IDA ST | OMAHA | 68122 | DOUGLAS | CASEYS RETAIL CO | PO BOX 3001 | ANKENY | IA | 50021-8045 | 5 | Currently in Use | 20000 | Fiberglass Reinforced Plastic | Federally Regulated |  |  | Regular Unleaded | 2019 |  |  | Double Walled | Plastic
11346 | CASEYS GENERAL STORE #6196 | 9645 IDA ST | OMAHA | 68122 | DOUGLAS | CASEYS RETAIL CO | PO BOX 3001 | ANKENY | IA | 50021-8045 | 6 | Currently in Use | 6000 | Fiberglass Reinforced Plastic | Federally Regulated |  |  | Premium Unleaded | 2019 |  |  | Double Walled | Plastic
11346 | CASEYS GENERAL STORE #6196 | 9645 IDA ST | OMAHA | 68122 | DOUGLAS | CASEYS RETAIL CO | PO BOX 3001 | ANKENY | IA | 50021-8045 | 7 | Currently in Use | 8000 | Fiberglass Reinforced Plastic | Federally Regulated |  |  | E-10 | 2019 |  |  | Double Walled | Plastic
11346 | CASEYS GENERAL STORE #6196 | 9645 IDA ST | OMAHA | 68122 | DOUGLAS | CASEYS RETAIL CO | PO BOX 3001 | ANKENY | IA | 50021-8045 | 8 | Currently in Use | 6000 | Fiberglass Reinforced Plastic | Federally Regulated |  |  | #2 Diesel | 2019 |  |  | Double Walled | Plastic
498 | CASEYS GENERAL STORE #6831 | 4414 N 30TH ST | OMAHA | 68111 | DOUGLAS | CASEYS RETAIL CO | PO BOX 3001 | ANKENY | IA | 50021-8045 | 1 | Currently in Use | 10000 | Fiberglass Reinforced Plastic | Federally Regulated | None | None | Regular Unleaded | 1982 |  |  |  | Copper
498 | CASEYS GENERAL STORE #6831 | 4414 N 30TH ST | OMAHA | 68111 | DOUGLAS | CASEYS RETAIL CO | PO BOX 3001 | ANKENY | IA | 50021-8045 | 2 | Currently in Use | 10000 | Fiberglass Reinforced Plastic | Federally Regulated | None | Fiberglass Reinforced Plastic Coated | Regular Unleaded | 1982 |  |  |  | Copper
498 | CASEYS GENERAL STORE #6831 | 4414 N 30TH ST | OMAHA | 68111 | DOUGLAS | CASEYS RETAIL CO | PO BOX 3001 | ANKENY | IA | 50021-8045 | 3 | Currently in Use | 10000 | Fiberglass Reinforced Plastic | Federally Regulated | None | Fiberglass Reinforced Plastic Coated | Regular Unleaded | 1982 |  |  |  | Copper
498 | CASEYS GENERAL STORE #6831 | 4414 N 30TH ST | OMAHA | 68111 | DOUGLAS | CASEYS RETAIL CO | PO BOX 3001 | ANKENY | IA | 50021-8045 | 4 | Currently in Use | 10000 | Fiberglass Reinforced Plastic | Federally Regulated | None | Fiberglass Reinforced Plastic Coated | #1 Diesel | 1982 |  |  |  | Copper
11973 | CENTRAL FIRE STATION #1 | 1516 JACKSON ST | OMAHA | 68102 | DOUGLAS | CITY OF OMAHA ATTN FINANCE DEPT | 1819 FARNAM ST RM 1006 | OMAHA | NE | 68183-1000 | 1 | Currently in Use | 1000 | Fiberglass Reinforced Plastic | Federally Regulated | None | None | #1 Diesel | 1997 |  |  |  | Fiberglass Reinforced Plastic
12513 | CENTURYLINK | 4618 N 30TH ST | OMAHA | 68111 | DOUGLAS | CENTURYLINK | 100 CENTURYLINK DR | MONROE | LA | 71203 | 1 | Currently in Use | 1000 | Fiberglass Reinforced Plastic | Federally Regulated |  |  | #2 Diesel | 2010 |  |  | Double Walled | Plastic
8429 | CHI HEALTH IMMANUEL | 6901 N 72ND ST | OMAHA | 68122 | DOUGLAS | CHI HEALTH IMMANUEL | 6901 N 72ND ST | OMAHA | NE | 68122 | 5 | Currently in Use | 20000 | Fiberglass Reinforced Plastic | Federally Regulated | None | None | #2 Diesel | 1999 |  |  |  | Fiberglass Reinforced Plastic
8429 | CHI HEALTH IMMANUEL | 6901 N 72ND ST | OMAHA | 68122 | DOUGLAS | CHI HEALTH IMMANUEL | 6901 N 72ND ST | OMAHA | NE | 68122 | 6 | Currently in Use | 20000 | Fiberglass Reinforced Plastic | Federally Regulated | None | None | #2 Diesel | 1999 |  |  |  | Fiberglass Reinforced Plastic, Fiberglass Reinforced Plastic
12286 | CHI HEALTH LAKESIDE HOSPITAL | 16901 LAKESIDE HILLS CT | OMAHA | 68130 | DOUGLAS | CHI HEALTH LAKESIDE HOSPITAL | 16901 LAKESIDE HILLS CT | OMAHA | NE | 68130 | 1 | Currently in Use | 20000 | Fiberglass Reinforced Plastic | Federally Regulated | None | None | #1 Diesel | 2003 |  |  | Double Walled | Fiberglass Reinforced Plastic
6070 | CHIEF SCHOOL BUS SERVICE INC | 3111 S 67TH ST | OMAHA | 68106 | DOUGLAS | CHIEF SCHOOL BUS SERVICE INC | 3111 S 67TH ST | OMAHA | NE | 68106 | 3 | Currently in Use | 8000 | Steel | Federally Regulated | None | Galvanic/Sacrificial Current Cathodic Protection, STIP3 Tank | #2 Diesel | 1993 |  |  |  | Fiberglass Reinforced Plastic
6070 | CHIEF SCHOOL BUS SERVICE INC | 3111 S 67TH ST | OMAHA | 68106 | DOUGLAS | CHIEF SCHOOL BUS SERVICE INC | 3111 S 67TH ST | OMAHA | NE | 68106 | 4 | Currently in Use | 4000 | Steel | Federally Regulated | None | Galvanic/Sacrificial Current Cathodic Protection, STIP3 Tank | Regular Unleaded | 1993 |  |  |  | Fiberglass Reinforced Plastic
11800 | CHILDRENS HOSPITAL | 8200 DODGE ST | OMAHA | 68114 | DOUGLAS | CHILDREN'S HOSPITAL | 8200 DODGE ST | OMAHA | NE | 68114 | 2 | Currently in Use | 25000 | Fiberglass Reinforced Plastic | Heating Oil |  |  | #2 Diesel | 2018 |  |  | Double Walled | Fiberglass Reinforced Plastic, Plastic
11800 | CHILDRENS HOSPITAL | 8200 DODGE ST | OMAHA | 68114 | DOUGLAS | CHILDREN'S HOSPITAL | 8200 DODGE ST | OMAHA | NE | 68114 | 3 | Currently in Use | 25000 | Fiberglass Reinforced Plastic | Heating Oil |  |  |  | 2018 |  |  | Double Walled | Fiberglass Reinforced Plastic, Plastic
11800 | CHILDRENS HOSPITAL | 8200 DODGE ST | OMAHA | 68114 | DOUGLAS | CHILDREN'S HOSPITAL | 8200 DODGE ST | OMAHA | NE | 68114 | 4 | Currently in Use | 25000 | Fiberglass Reinforced Plastic | Heating Oil |  |  | #2 Diesel | 2018 |  |  | Double Walled | Fiberglass Reinforced Plastic, Plastic
11293 | CITY OF OMAHA | 8750 VERNON AVE | OMAHA | 68122 | DOUGLAS | CITY OF OMAHA ATTN FINANCE DEPT | 1819 FARNAM ST RM 1006 | OMAHA | NE | 68183-1000 | 4 | Currently in Use | 1000 | Steel | Federally Regulated | None | Galvanic/Sacrificial Current Cathodic Protection | Used Oil | 1988
252 | CITY OF OMAHA/PARKS DEPT | 11001 JOHN J PERSHING DR | OMAHA | 68112 | DOUGLAS | CITY OF OMAHA ATTN FINANCE DEPT | 1819 FARNAM ST RM 1006 | OMAHA | NE | 68183-1000 | 1 | Currently in Use | 8000 | Steel | Federally Regulated | None | Galvanic/Sacrificial Current Cathodic Protection, STIP3 Tank | Regular Unleaded | 1989 |  |  |  | Fiberglass Reinforced Plastic
252 | CITY OF OMAHA/PARKS DEPT | 11001 JOHN J PERSHING DR | OMAHA | 68112 | DOUGLAS | CITY OF OMAHA ATTN FINANCE DEPT | 1819 FARNAM ST RM 1006 | OMAHA | NE | 68183-1000 | 2 | Currently in Use | 4000 | Steel | Federally Regulated | None | Galvanic/Sacrificial Current Cathodic Protection, STIP3 Tank | Regular Unleaded | 1989 |  |  |  | Fiberglass Reinforced Plastic
11234 | CITY OF OMAHA/SE JOINT USE FACILITY | 5225 DAYTON ST | OMAHA | 68117 | DOUGLAS | CITY OF OMAHA ATTN FINANCE DEPT | 1819 FARNAM ST RM 1006 | OMAHA | NE | 68183-1000 | 1 | Currently in Use | 12000 | Fiberglass Reinforced Plastic | Federally Regulated | None | None | Regular Unleaded | 1994 |  |  | Double Walled | Fiberglass Reinforced Plastic
11234 | CITY OF OMAHA/SE JOINT USE FACILITY | 5225 DAYTON ST | OMAHA | 68117 | DOUGLAS | CITY OF OMAHA ATTN FINANCE DEPT | 1819 FARNAM ST RM 1006 | OMAHA | NE | 68183-1000 | 2 | Currently in Use | 12000 | Fiberglass Reinforced Plastic | Federally Regulated | None | None | #2 Diesel | 1994 |  |  | Double Walled | Fiberglass Reinforced Plastic
11234 | CITY OF OMAHA/SE JOINT USE FACILITY | 5225 DAYTON ST | OMAHA | 68117 | DOUGLAS | CITY OF OMAHA ATTN FINANCE DEPT | 1819 FARNAM ST RM 1006 | OMAHA | NE | 68183-1000 | 3 | Currently in Use | 550 | Fiberglass Reinforced Plastic | Federally Regulated | None | None | Used Oil | 1994 |  |  | Double Walled
3305 | COAKLEY INDUSTRIAL SERVICE INC | 4201 N 30TH ST | OMAHA | 68111 | DOUGLAS | COAKLEY INDUSTRIAL SVCS | 4201 N 30TH ST | OMAHA | NE | 68111 | 1 | Permanently Out of Use | 1500 | Steel | Federally Regulated | Unknown | Unknown | Empty, Heating Oil 1 | 1966 |  |  |  | Steel
12874 | CODY ELEMENTARY SCHOOL | 3320 S 127TH ST | OMAHA | 68144 | DOUGLAS | DOUGLAS COUNTY SCHOOL DISTRICT NO 17 | 5606 S 147TH ST | OMAHA | NE | 68137 | 1 | Currently in Use | 2500 | Steel | Federally Regulated | Unknown | Unknown | Heating Oil 1 | 1965
7771 | CONVENIENT WORLD | 2302 S 20TH ST | OMAHA | 68108 | DOUGLAS | KAY BAE | 2302 S 20TH ST | OMAHA | NE | 68108 | 1 | Currently in Use | 10000 | Steel | Federally Regulated | None | Galvanic/Sacrificial Current Cathodic Protection, STIP3 Tank | Regular Unleaded | 1988 |  |  |  | Steel
7771 | CONVENIENT WORLD | 2302 S 20TH ST | OMAHA | 68108 | DOUGLAS | KAY BAE | 2302 S 20TH ST | OMAHA | NE | 68108 | 2 | Currently in Use | 6000 | Steel | Federally Regulated | None | Galvanic/Sacrificial Current Cathodic Protection, STIP3 Tank | E-10 | 1988 |  |  |  | Steel
12403 | COSTCO GASOLINE #1012 | 12300 W DODGE RD | OMAHA | 68154 | DOUGLAS | COSTCO WHOLESALE ATTN: LICENSING | PO BOX 35005 | SEATTLE | WA | 98124 | 1 | Currently in Use | 30000 | Fiberglass Reinforced Plastic | Federally Regulated | None | None | E-10 | 2007 |  |  | Double Walled | Fiberglass Reinforced Plastic
12403 | COSTCO GASOLINE #1012 | 12300 W DODGE RD | OMAHA | 68154 | DOUGLAS | COSTCO WHOLESALE ATTN: LICENSING | PO BOX 35005 | SEATTLE | WA | 98124 | 2 | Currently in Use | 30000 | Fiberglass Reinforced Plastic | Federally Regulated | None | None | E-10 | 2007 |  |  | Double Walled | Fiberglass Reinforced Plastic
12403 | COSTCO GASOLINE #1012 | 12300 W DODGE RD | OMAHA | 68154 | DOUGLAS | COSTCO WHOLESALE ATTN: LICENSING | PO BOX 35005 | SEATTLE | WA | 98124 | 3 | Currently in Use | 30000 | Fiberglass Reinforced Plastic | Federally Regulated | None | None | Regular Unleaded | 2007 |  |  | Double Walled | Fiberglass Reinforced Plastic
12403 | COSTCO GASOLINE #1012 | 12300 W DODGE RD | OMAHA | 68154 | DOUGLAS | COSTCO WHOLESALE ATTN: LICENSING | PO BOX 35005 | SEATTLE | WA | 98124 | 4 | Currently in Use | 1500 | Fiberglass Reinforced Plastic | Federally Regulated |  |  | , Other->Gas additive | 2012 |  |  | Double Walled | Fiberglass Reinforced Plastic
2457 | CSB BUILDING | 222 S 34TH ST | OMAHA | 68175 | DOUGLAS | MUTUAL OF OMAHA | MUTUAL OF OMAHA PLZ | OMAHA | NE | 68175 | 5 | Currently in Use | 300 | Steel | Heating Oil | None | Galvanic/Sacrificial Current Cathodic Protection | Regular Unleaded | 1992 |  |  | Double Walled | Fiberglass Reinforced Plastic
2457 | CSB BUILDING | 222 S 34TH ST | OMAHA | 68175 | DOUGLAS | MUTUAL OF OMAHA | MUTUAL OF OMAHA PLZ | OMAHA | NE | 68175 | 6 | Currently in Use | 25000 | Fiberglass Reinforced Plastic | Heating Oil | None | None | #2 Diesel | 1997 |  |  |  | Fiberglass Reinforced Plastic
2457 | CSB BUILDING | 222 S 34TH ST | OMAHA | 68175 | DOUGLAS | MUTUAL OF OMAHA | MUTUAL OF OMAHA PLZ | OMAHA | NE | 68175 | 7 | Currently in Use | 25000 | Fiberglass Reinforced Plastic | Heating Oil | None | None | #2 Diesel | 1997 |  |  |  | Fiberglass Reinforced Plastic
11298 | CUBBYs 16TH | 2202 N 16TH ST | OMAHA | 68110-2234 | DOUGLAS | CUBBYS II INC | 9229 MORMON BRIDGE PLZ STE 6 | OMAHA | NE | 68152 | 1 | Temporarily Out of Use | 10000 | Fiberglass Reinforced Plastic | Federally Regulated | None | None | Regular Unleaded | 1994 |  |  |  | Fiberglass Reinforced Plastic
11298 | CUBBYs 16TH | 2202 N 16TH ST | OMAHA | 68110-2234 | DOUGLAS | CUBBYS II INC | 9229 MORMON BRIDGE PLZ STE 6 | OMAHA | NE | 68152 | 2 | Temporarily Out of Use | 8000 | Fiberglass Reinforced Plastic | Federally Regulated | None | None | Regular Unleaded | 1994 |  |  |  | Fiberglass Reinforced Plastic
11298 | CUBBYs 16TH | 2202 N 16TH ST | OMAHA | 68110-2234 | DOUGLAS | CUBBYS II INC | 9229 MORMON BRIDGE PLZ STE 6 | OMAHA | NE | 68152 | 3 | Temporarily Out of Use | 6000 | Fiberglass Reinforced Plastic | Federally Regulated | None | None | #1 Diesel | 1994 |  |  |  | Fiberglass Reinforced Plastic
7928 | CUBBYS MORMON BRIDGE RD | 9220 MORMON BRIDGE RD | OMAHA | 68112 | DOUGLAS | CUBBYs INC | 9229 MORMON BRIDGE PLZ STE 6 | OMAHA | NE | 68152-1942 | 1 | Currently in Use | 10000 | Steel | Federally Regulated | None | Galvanic/Sacrificial Current Cathodic Protection | E-10 | 1988 |  |  |  | Fiberglass Reinforced Plastic
7928 | CUBBYS MORMON BRIDGE RD | 9220 MORMON BRIDGE RD | OMAHA | 68112 | DOUGLAS | CUBBYs INC | 9229 MORMON BRIDGE PLZ STE 6 | OMAHA | NE | 68152-1942 | 2 | Currently in Use | 8000 | Steel | Federally Regulated | None | Galvanic/Sacrificial Current Cathodic Protection | E-10 | 1988 |  |  |  | Fiberglass Reinforced Plastic
7928 | CUBBYS MORMON BRIDGE RD | 9220 MORMON BRIDGE RD | OMAHA | 68112 | DOUGLAS | CUBBYs INC | 9229 MORMON BRIDGE PLZ STE 6 | OMAHA | NE | 68152-1942 | 3 | Currently in Use | 6000 | Steel | Federally Regulated | None | Galvanic/Sacrificial Current Cathodic Protection | Premium Unleaded | 1988 |  |  |  | Fiberglass Reinforced Plastic
7928 | CUBBYS MORMON BRIDGE RD | 9220 MORMON BRIDGE RD | OMAHA | 68112 | DOUGLAS | CUBBYs INC | 9229 MORMON BRIDGE PLZ STE 6 | OMAHA | NE | 68152-1942 | 4 | Currently in Use | 6000 | Fiberglass Reinforced Plastic | Federally Regulated | None | None | #2 Diesel | 2003 |  |  |  | Fiberglass Reinforced Plastic
11250 | CUBBYS OLD MARKET | 601 S 13TH ST | OMAHA | 68102 | DOUGLAS | CUBBYs INC | 9229 MORMON BRIDGE PLZ STE 6 | OMAHA | NE | 68152-1942 | 1 | Currently in Use | 10000 | Composite | Federally Regulated | None | Fiberglass Reinforced Plastic Coated | Regular Unleaded | 1994 |  |  |  | Fiberglass Reinforced Plastic
11250 | CUBBYS OLD MARKET | 601 S 13TH ST | OMAHA | 68102 | DOUGLAS | CUBBYs INC | 9229 MORMON BRIDGE PLZ STE 6 | OMAHA | NE | 68152-1942 | 2 | Currently in Use | 8000 | Composite | Federally Regulated | None | Fiberglass Reinforced Plastic Coated | Regular Unleaded | 1994 |  |  |  | Fiberglass Reinforced Plastic
11250 | CUBBYS OLD MARKET | 601 S 13TH ST | OMAHA | 68102 | DOUGLAS | CUBBYs INC | 9229 MORMON BRIDGE PLZ STE 6 | OMAHA | NE | 68152-1942 | 3 | Currently in Use | 3000 | Composite | Federally Regulated | None | Fiberglass Reinforced Plastic Coated | Regular Unleaded | 1994 |  |  |  | Fiberglass Reinforced Plastic
11250 | CUBBYS OLD MARKET | 601 S 13TH ST | OMAHA | 68102 | DOUGLAS | CUBBYs INC | 9229 MORMON BRIDGE PLZ STE 6 | OMAHA | NE | 68152-1942 | 4 | Currently in Use | 3000 | Composite | Federally Regulated | None | Fiberglass Reinforced Plastic Coated | Regular Unleaded | 1994 |  |  |  | Fiberglass Reinforced Plastic
11250 | CUBBYS OLD MARKET | 601 S 13TH ST | OMAHA | 68102 | DOUGLAS | CUBBYs INC | 9229 MORMON BRIDGE PLZ STE 6 | OMAHA | NE | 68152-1942 | 5 | Currently in Use | 4000 | Composite | Federally Regulated | None | Fiberglass Reinforced Plastic Coated | E-85 | 1996 |  |  |  | Fiberglass Reinforced Plastic
8457 | CUBBYS REDMAN | 4232 REDMAN AVE | OMAHA | 68111 | DOUGLAS | CUBBYs INC | 9229 MORMON BRIDGE PLZ STE 6 | OMAHA | NE | 68152-1942 | 1 | Currently in Use | 8000 | Fiberglass Reinforced Plastic | Federally Regulated | None | None | Regular Unleaded | 1993 |  |  |  | Fiberglass Reinforced Plastic
8457 | CUBBYS REDMAN | 4232 REDMAN AVE | OMAHA | 68111 | DOUGLAS | CUBBYs INC | 9229 MORMON BRIDGE PLZ STE 6 | OMAHA | NE | 68152-1942 | 2 | Currently in Use | 8000 | Fiberglass Reinforced Plastic | Federally Regulated | None | None | Regular Unleaded | 1993 |  |  |  | Fiberglass Reinforced Plastic
8457 | CUBBYS REDMAN | 4232 REDMAN AVE | OMAHA | 68111 | DOUGLAS | CUBBYs INC | 9229 MORMON BRIDGE PLZ STE 6 | OMAHA | NE | 68152-1942 | 3 | Currently in Use | 6000 | Fiberglass Reinforced Plastic | Federally Regulated | None | None | Regular Unleaded | 1993 |  |  |  | Fiberglass Reinforced Plastic
2883 | CUMING FOOD MART | 4002 CUMING ST | OMAHA | 68131 | DOUGLAS | SARINA INC | 4002 CUMING ST | OMAHA | NE | 68131 | 1 | Currently in Use | 10000 | Steel | Federally Regulated | Internal Lining(e.g., epoxy resins) | Impressed Current Cathodic Protection | #1 Diesel | 1969 |  |  |  | Fiberglass Reinforced Plastic
2883 | CUMING FOOD MART | 4002 CUMING ST | OMAHA | 68131 | DOUGLAS | SARINA INC | 4002 CUMING ST | OMAHA | NE | 68131 | 2 | Currently in Use | 10000 | Steel | Federally Regulated | Internal Lining(e.g., epoxy resins) | Impressed Current Cathodic Protection | Regular Unleaded | 1969 |  |  |  | Fiberglass Reinforced Plastic
2883 | CUMING FOOD MART | 4002 CUMING ST | OMAHA | 68131 | DOUGLAS | SARINA INC | 4002 CUMING ST | OMAHA | NE | 68131 | 3 | Currently in Use | 10000 | Steel | Federally Regulated | Internal Lining(e.g., epoxy resins) | Impressed Current Cathodic Protection | Regular Unleaded | 1969 |  |  |  | Fiberglass Reinforced Plastic
2883 | CUMING FOOD MART | 4002 CUMING ST | OMAHA | 68131 | DOUGLAS | SARINA INC | 4002 CUMING ST | OMAHA | NE | 68131 | 4 | Currently in Use | 10000 | Steel | Federally Regulated | Internal Lining(e.g., epoxy resins) | Impressed Current Cathodic Protection | Premium Unleaded | 1969 |  |  |  | Fiberglass Reinforced Plastic
12198 | DAEDALUS CONSTRUCTION CO | 4229 LAFAYETTE ST | OMAHA | 68134 | DOUGLAS | DAEDALUS CONSTRUCTION COMPANY | 4229 LAFAYETTE STREET | OMAHA | NE | 68134 | 1 | Currently in Use | 3000 | Fiberglass Reinforced Plastic | Federally Regulated | None | None | #1 Diesel | 2000 |  |  |  | Fiberglass Reinforced Plastic
12198 | DAEDALUS CONSTRUCTION CO | 4229 LAFAYETTE ST | OMAHA | 68134 | DOUGLAS | DAEDALUS CONSTRUCTION COMPANY | 4229 LAFAYETTE STREET | OMAHA | NE | 68134 | 2 | Currently in Use | 3000 | Fiberglass Reinforced Plastic | Federally Regulated | None | None | #1 Diesel | 2000 |  |  |  | Fiberglass Reinforced Plastic
12536 | DEA - OMAHA | 7300 WORLD COMMUNICATIONS DR | OMAHA | 68122-4041 | DOUGLAS | PRAEDIUM CLARK OMAHA LLC | 2304 19TH ST STE 301 | GULFPORT | MS | 39501 | 1 | Temporarily Out of Use | 10000 | Fiberglass Reinforced Plastic | Federally Regulated |  |  | #2 Diesel | 2011 | 5/1/2019 |  | Double Walled | Fiberglass Reinforced Plastic
12656 | DISTRICT 1 NORTHEAST MAINT FACILITY | 1816 JAYNES ST | OMAHA | 68110 | DOUGLAS | CITY OF OMAHA | 1819 FARNAM ST RM 1006 | OMAHA | NE | 68183 | 1 | Currently in Use | 10000 | Fiberglass Reinforced Plastic | Federally Regulated |  |  | Premium Unleaded | 2015 |  |  | Double Walled | Fiberglass Reinforced Plastic
12656 | DISTRICT 1 NORTHEAST MAINT FACILITY | 1816 JAYNES ST | OMAHA | 68110 | DOUGLAS | CITY OF OMAHA | 1819 FARNAM ST RM 1006 | OMAHA | NE | 68183 | 2 | Currently in Use | 10000 | Fiberglass Reinforced Plastic | Federally Regulated |  |  | #2 Diesel | 2015 |  |  | Double Walled | Fiberglass Reinforced Plastic
2060 | DOBNEYS SINCLAIR | 7118 N 30TH ST | OMAHA | 68112 | DOUGLAS | DOBNEYS SINCLAIR | 7118 N 30TH ST | OMAHA | NE | 68112 | 2 | Currently in Use | 8000 | Steel | Federally Regulated | None | Galvanic/Sacrificial Current Cathodic Protection, STIP3 Tank | Regular Unleaded | 1989 |  |  |  | Steel
2060 | DOBNEYS SINCLAIR | 7118 N 30TH ST | OMAHA | 68112 | DOUGLAS | DOBNEYS SINCLAIR | 7118 N 30TH ST | OMAHA | NE | 68112 | 3 | Currently in Use | 4000 | Steel | Federally Regulated | None | Galvanic/Sacrificial Current Cathodic Protection, STIP3 Tank | Regular Unleaded | 1989 |  |  |  | Steel
2060 | DOBNEYS SINCLAIR | 7118 N 30TH ST | OMAHA | 68112 | DOUGLAS | DOBNEYS SINCLAIR | 7118 N 30TH ST | OMAHA | NE | 68112 | 4 | Currently in Use | 4000 | Steel | Federally Regulated | None | Galvanic/Sacrificial Current Cathodic Protection, STIP3 Tank | Regular Unleaded | 1989 |  |  |  | Steel
7909 | DOUGLAS COUNTY CORRECTIONS | 710 S 17TH ST | OMAHA | 68102 | DOUGLAS | DOUGLAS COUNTY PUBLIC PROPERTIES | 1819 FARNAM ST RM 1212 | OMAHA | NE | 68183-1000 | 1 | Currently in Use | 2500 | Steel | Federally Regulated | None | Galvanic/Sacrificial Current Cathodic Protection, Painted(e.g., asphaltic) | #2 Diesel | 1987 |  |  |  | Fiberglass Reinforced Plastic
1867 | DOUGLAS COUNTY GARAGE LOC 7 | 15445 W MAPLE | OMAHA | 68116 | DOUGLAS | BOARD OF COUNTY COMMISSIONERS | 1819 FARNAM ST RM 1212 | OMAHA | NE | 68183 | 1 | Currently in Use | 10000 | Steel | Federally Regulated | Internal Lining(e.g., epoxy resins) | Impressed Current Cathodic Protection | Regular Unleaded | 1975 |  |  |  | Steel
1867 | DOUGLAS COUNTY GARAGE LOC 7 | 15445 W MAPLE | OMAHA | 68116 | DOUGLAS | BOARD OF COUNTY COMMISSIONERS | 1819 FARNAM ST RM 1212 | OMAHA | NE | 68183 | 2 | Currently in Use | 10000 | Steel | Federally Regulated | Internal Lining(e.g., epoxy resins) | Impressed Current Cathodic Protection | #2 Diesel | 1975 |  |  |  | Steel
1867 | DOUGLAS COUNTY GARAGE LOC 7 | 15445 W MAPLE | OMAHA | 68116 | DOUGLAS | BOARD OF COUNTY COMMISSIONERS | 1819 FARNAM ST RM 1212 | OMAHA | NE | 68183 | 3 | Currently in Use | 4000 | Steel | Heating Oil | None | Fiberglass Reinforced Plastic Coated, Galvanic/Sacrificial Current Cathodic Protection | Used Oil | 1987
4045 | DOUGLAS COUNTY HOSPITAL | 4102 WOOLWORTH AVE | OMAHA | 68105 | DOUGLAS | DOUGLAS COUNTY HOSPITAL | 4102 WOOLWORTH AVE | OMAHA | NE | 68105 | 2 | Currently in Use | 40000 | Steel | Heating Oil | Internal Lining(e.g., epoxy resins) | Impressed Current Cathodic Protection | Heating Oil 2 | 1974
885 | DUAL STOP SORENSON | 5920 SORENSEN PKWY | OMAHA | 68152 | DOUGLAS | SAYA PROPERTIES | 5920 SORENSON PKWY | OMAHA | NE | 68152 | 5 | Currently in Use | 10000 | Fiberglass Reinforced Plastic | Federally Regulated |  |  | E-87 | 2014 |  |  | Double Walled | Fiberglass Reinforced Plastic
885 | DUAL STOP SORENSON | 5920 SORENSEN PKWY | OMAHA | 68152 | DOUGLAS | SAYA PROPERTIES | 5920 SORENSON PKWY | OMAHA | NE | 68152 | 6 | Currently in Use | 10000 | Fiberglass Reinforced Plastic | Federally Regulated |  |  | Regular Unleaded | 2014 |  |  | Double Walled | Fiberglass Reinforced Plastic
885 | DUAL STOP SORENSON | 5920 SORENSEN PKWY | OMAHA | 68152 | DOUGLAS | SAYA PROPERTIES | 5920 SORENSON PKWY | OMAHA | NE | 68152 | 7 | Currently in Use | 5000 | Fiberglass Reinforced Plastic | Federally Regulated |  |  | Premium Unleaded | 2014 |  |  | Double Walled | Fiberglass Reinforced Plastic
885 | DUAL STOP SORENSON | 5920 SORENSEN PKWY | OMAHA | 68152 | DOUGLAS | SAYA PROPERTIES | 5920 SORENSON PKWY | OMAHA | NE | 68152 | 8 | Currently in Use | 5000 | Fiberglass Reinforced Plastic | Federally Regulated |  |  | #1 Diesel | 2014 |  |  | Double Walled
4853 | E Z MART | 6818 S 13TH ST | OMAHA | 68107 | DOUGLAS | EZ MART | 6818 S 13TH ST | OMAHA | NE | 68107 | 1 | Currently in Use | 8000 | Steel | Federally Regulated | None | Galvanic/Sacrificial Current Cathodic Protection, STIP3 Tank | E-10 | 1988 |  |  |  | Fiberglass Reinforced Plastic
4853 | E Z MART | 6818 S 13TH ST | OMAHA | 68107 | DOUGLAS | EZ MART | 6818 S 13TH ST | OMAHA | NE | 68107 | 2 | Currently in Use | 8000 | Steel | Federally Regulated | None | Galvanic/Sacrificial Current Cathodic Protection, STIP3 Tank | E-10 | 1988 |  |  |  | Fiberglass Reinforced Plastic
4853 | E Z MART | 6818 S 13TH ST | OMAHA | 68107 | DOUGLAS | EZ MART | 6818 S 13TH ST | OMAHA | NE | 68107 | 3 | Currently in Use | 8000 | Steel | Federally Regulated | None | Galvanic/Sacrificial Current Cathodic Protection, STIP3 Tank | Premium Unleaded | 1988 |  |  |  | Fiberglass Reinforced Plastic
565 | EAGLE FOOD MART INC | 3707 CENTER ST | OMAHA | 68105 | DOUGLAS | IMRAN ALI | 3707 CENTER ST | OMAHA | NE | 68105 | 1 | Currently in Use | 8000 | Steel | Federally Regulated | Internal Lining(e.g., epoxy resins) | Impressed Current Cathodic Protection | Regular Unleaded | 1985 |  |  |  | Fiberglass Reinforced Plastic
565 | EAGLE FOOD MART INC | 3707 CENTER ST | OMAHA | 68105 | DOUGLAS | IMRAN ALI | 3707 CENTER ST | OMAHA | NE | 68105 | 2 | Currently in Use | 6000 | Steel | Federally Regulated | Internal Lining(e.g., epoxy resins) | Impressed Current Cathodic Protection | E-10 | 1985 |  |  |  | Fiberglass Reinforced Plastic
565 | EAGLE FOOD MART INC | 3707 CENTER ST | OMAHA | 68105 | DOUGLAS | IMRAN ALI | 3707 CENTER ST | OMAHA | NE | 68105 | 3 | Currently in Use | 6000 | Steel | Federally Regulated | Internal Lining(e.g., epoxy resins) | Impressed Current Cathodic Protection | Regular Unleaded | 1985 |  |  |  | Fiberglass Reinforced Plastic
11292 | EAST OMAHA STATION | 2303 N 15TH ST E | OMAHA | 68110 | DOUGLAS | CITY OF OMAHA ATTN FINANCE DEPT | 1819 FARNAM ST RM 1006 | OMAHA | NE | 68183-1000 | 1 | Currently in Use | 1000 | Fiberglass Reinforced Plastic | Federally Regulated | None | None | #2 Diesel | 1987 |  |  |  | Fiberglass Reinforced Plastic
6433 | EASY CAR LEASING LLC, DBA BUDGET RENT A CAR | 1755 E LOCUST ST | OMAHA | 68110 | DOUGLAS | EASY CARE LEASING LLC | 1755 E LOCUST ST | OMAHA | NE | 68110 | 1 | Currently in Use | 8000 | Steel | Federally Regulated | None | Impressed Current Cathodic Protection, Painted(e.g., asphaltic) | #2 Diesel | 1981 |  |  |  | Steel
6433 | EASY CAR LEASING LLC, DBA BUDGET RENT A CAR | 1755 E LOCUST ST | OMAHA | 68110 | DOUGLAS | EASY CARE LEASING LLC | 1755 E LOCUST ST | OMAHA | NE | 68110 | 2 | Currently in Use | 8000 | Steel | Federally Regulated | None | Impressed Current Cathodic Protection, Painted(e.g., asphaltic) | Regular Unleaded | 1981 |  |  |  | Steel
6433 | EASY CAR LEASING LLC, DBA BUDGET RENT A CAR | 1755 E LOCUST ST | OMAHA | 68110 | DOUGLAS | EASY CARE LEASING LLC | 1755 E LOCUST ST | OMAHA | NE | 68110 | 3 | Currently in Use | 8000 | Steel | Federally Regulated | None | Impressed Current Cathodic Protection, Painted(e.g., asphaltic) | Regular Unleaded | 1981 |  |  |  | Steel
12348 | EDWARDS CHRYSLER WEST OMAHA | 17950 BURT ST | OMAHA | 68118 | DOUGLAS | EDWARDS AUTO GROUP | 17950 BURT ST | OMAHA | NE | 68118 | 1 | Currently in Use | 6000 | Composite | Federally Regulated | None | Fiberglass Reinforced Plastic Coated | Regular Unleaded | 2006 |  |  |  | Plastic
12348 | EDWARDS CHRYSLER WEST OMAHA | 17950 BURT ST | OMAHA | 68118 | DOUGLAS | EDWARDS AUTO GROUP | 17950 BURT ST | OMAHA | NE | 68118 | 2 | Currently in Use | 4000 | Composite | Federally Regulated | None | Fiberglass Reinforced Plastic Coated | Regular Unleaded | 2006 |  |  | Double Walled | Plastic
7961 | ENSONO | 11707 MIRACLE HILLS DR | OMAHA | 68154 | DOUGLAS | ENSONO INC | 3333 FINLEY | DOWNERS GROVE | IL | 60515 | 2 | Currently in Use | 25000 | Fiberglass Reinforced Plastic | Federally Regulated | None | None | #2 Diesel | 1995 |  |  | Double Walled | Fiberglass Reinforced Plastic
4231 | EPPLEY AIRFIELD (OUTSIDE BOILER PLANT) | 4501 ABBOTT DR | OMAHA | 68110 | DOUGLAS | OMAHA AIRPORT AUTHORITY | 4501 ABBOTT DR STE 2300 | OMAHA | NE | 68110 | 2 | Currently in Use | 6000 | Steel | Federally Regulated | None | Fiberglass Reinforced Plastic Coated | Regular Unleaded | 1998 |  |  | Double Walled | Plastic
463 | EVEREST GASMART | 5188 LEAVENWORTH ST | OMAHA | 68106 | DOUGLAS | TAMU LLC | 8817 S 163RD ST | OMAHA | NE | 68136 | 4 | Currently in Use | 10000 | Fiberglass Reinforced Plastic | Federally Regulated | None | None | E-10 | 1996 |  |  |  | Plastic
463 | EVEREST GASMART | 5188 LEAVENWORTH ST | OMAHA | 68106 | DOUGLAS | TAMU LLC | 8817 S 163RD ST | OMAHA | NE | 68136 | 5 | Currently in Use | 10000 | Fiberglass Reinforced Plastic | Federally Regulated | None | None | Premium Unleaded | 1996 |  |  |  | Plastic
4387 | EXPRESS AUTO | 4103 BEDFORD AVE | OMAHA | 68111 | DOUGLAS | EXPRESS AUTO | 4103 BEDFORD AVE | OMAHA | NE | 68111 | 1 | Permanently Out of Use | 6000 | Steel | Federally Regulated | Internal Lining(e.g., epoxy resins) | Impressed Current Cathodic Protection | Regular Unleaded | 1971 | 3/1/2020 |  |  | Steel
4387 | EXPRESS AUTO | 4103 BEDFORD AVE | OMAHA | 68111 | DOUGLAS | EXPRESS AUTO | 4103 BEDFORD AVE | OMAHA | NE | 68111 | 2 | Permanently Out of Use | 6000 | Steel | Federally Regulated | Internal Lining(e.g., epoxy resins) | Impressed Current Cathodic Protection | Regular Unleaded | 1971 | 3/1/2020 |  |  | Steel
4387 | EXPRESS AUTO | 4103 BEDFORD AVE | OMAHA | 68111 | DOUGLAS | EXPRESS AUTO | 4103 BEDFORD AVE | OMAHA | NE | 68111 | 3 | Permanently Out of Use | 2000 | Steel | Federally Regulated | Internal Lining(e.g., epoxy resins) | Impressed Current Cathodic Protection | Regular Unleaded | 1981
450 | EXPRESS MART | 3874 HAMILTON ST | OMAHA | 68131 | DOUGLAS | BABAR BASHIR ABID AZIZ LLC | 3874 HAMILTON ST | OMAHA | NE | 68131 | 1 | Currently in Use | 10000 | Fiberglass Reinforced Plastic | Federally Regulated | None | None | E-87 | 1984 |  |  |  | Fiberglass Reinforced Plastic
450 | EXPRESS MART | 3874 HAMILTON ST | OMAHA | 68131 | DOUGLAS | BABAR BASHIR ABID AZIZ LLC | 3874 HAMILTON ST | OMAHA | NE | 68131 | 2 | Currently in Use | 8000 | Fiberglass Reinforced Plastic | Federally Regulated | None | None | E-89 | 1984 |  |  |  | Fiberglass Reinforced Plastic
450 | EXPRESS MART | 3874 HAMILTON ST | OMAHA | 68131 | DOUGLAS | BABAR BASHIR ABID AZIZ LLC | 3874 HAMILTON ST | OMAHA | NE | 68131 | 3 | Currently in Use | 8000 | Fiberglass Reinforced Plastic | Federally Regulated | None | None | Premium Unleaded | 1984 |  |  |  | Fiberglass Reinforced Plastic
240 | EXPRESSWAY #3 | 7530 PACIFIC ST | OMAHA | 68114 | DOUGLAS | SUNRISE HOLDINGS LLC | 15418 WEIR ST #130 | OMAHA | NE | 68137 | 1 | Currently in Use | 12000 | Steel | Federally Regulated | None | Impressed Current Cathodic Protection | E-10 | 1987 |  |  |  | Fiberglass Reinforced Plastic
240 | EXPRESSWAY #3 | 7530 PACIFIC ST | OMAHA | 68114 | DOUGLAS | SUNRISE HOLDINGS LLC | 15418 WEIR ST #130 | OMAHA | NE | 68137 | 2 | Currently in Use | 12000 | Steel | Federally Regulated | None | Impressed Current Cathodic Protection | Regular Unleaded | 1987 |  |  |  | Fiberglass Reinforced Plastic
240 | EXPRESSWAY #3 | 7530 PACIFIC ST | OMAHA | 68114 | DOUGLAS | SUNRISE HOLDINGS LLC | 15418 WEIR ST #130 | OMAHA | NE | 68137 | 3 | Currently in Use | 8000 | Steel | Federally Regulated | None | Impressed Current Cathodic Protection | Premium Unleaded | 1987 |  |  |  | Fiberglass Reinforced Plastic
240 | EXPRESSWAY #3 | 7530 PACIFIC ST | OMAHA | 68114 | DOUGLAS | SUNRISE HOLDINGS LLC | 15418 WEIR ST #130 | OMAHA | NE | 68137 | 4 | Currently in Use | 8000 | Steel | Federally Regulated | None | Impressed Current Cathodic Protection | #2 Diesel | 1987 |  |  |  | Fiberglass Reinforced Plastic
11308 | FAS MART #550 | 11919 FORT ST | OMAHA | 68164 | DOUGLAS | GPM MIDWEST 18 LLC | 8565 MAGELLAN PKWAY STE 400 | RICHMOND | VA | 23227 | 1 | Currently in Use | 10000 | Composite | Federally Regulated | None | Fiberglass Reinforced Plastic Coated | Regular Unleaded | 1994 |  |  |  | Fiberglass Reinforced Plastic
11308 | FAS MART #550 | 11919 FORT ST | OMAHA | 68164 | DOUGLAS | GPM MIDWEST 18 LLC | 8565 MAGELLAN PKWAY STE 400 | RICHMOND | VA | 23227 | 2 | Currently in Use | 10000 | Composite | Federally Regulated | None | Fiberglass Reinforced Plastic Coated | Regular Unleaded | 1994 |  |  |  | Fiberglass Reinforced Plastic
11308 | FAS MART #550 | 11919 FORT ST | OMAHA | 68164 | DOUGLAS | GPM MIDWEST 18 LLC | 8565 MAGELLAN PKWAY STE 400 | RICHMOND | VA | 23227 | 3 | Currently in Use | 8200 | Composite | Federally Regulated | None | Fiberglass Reinforced Plastic Coated | Regular Unleaded | 1994 |  |  |  | Fiberglass Reinforced Plastic
11308 | FAS MART #550 | 11919 FORT ST | OMAHA | 68164 | DOUGLAS | GPM MIDWEST 18 LLC | 8565 MAGELLAN PKWAY STE 400 | RICHMOND | VA | 23227 | 4 | Currently in Use | 4000 | Composite | Federally Regulated | None | Fiberglass Reinforced Plastic Coated | #2 Diesel | 1998 |  |  |  | Fiberglass Reinforced Plastic
3591 | FEDERAL RESERVE BANK KANSAS CITY/OMAHA BRANCH | 2201 FARNAM ST | OMAHA | 68102 | DOUGLAS | FEDERAL RESERVE BANK KANSAS CITY - OMAHA BRANCH | 2201 FARNAM ST | OMAHA | NE | 68102 | 1 | Currently in Use | 6000 | Fiberglass Reinforced Plastic | Federally Regulated | None | None | #2 Diesel | 1985 |  |  |  | Plastic
2530 | FIRST STUDENT INC #20898 | 3333 KEYSTONE DR | OMAHA | 68134 | DOUGLAS | FIRST STUDENT INC c/o STRATA ENVIRONMENTAL | 110 PERIMETER PARK STE E | KNOXVILLE | TN | 37922 | 5 | Currently in Use | 10000 | Composite | Federally Regulated | None | Fiberglass Reinforced Plastic Coated | #2 Diesel | 1998 |  |  | Double Walled | Plastic
11980 | FISERV | 7305 PACIFIC ST | OMAHA | 68114 | DOUGLAS | FISERV | 7305 PACIFIC STREET | OMAHA | NE | 68114 | 1 | Currently in Use | 6000 | Fiberglass Reinforced Plastic | Federally Regulated | None | None | Other->Diesel Fuel Waste | 1996 |  |  | Double Walled | Fiberglass Reinforced Plastic
11980 | FISERV | 7305 PACIFIC ST | OMAHA | 68114 | DOUGLAS | FISERV | 7305 PACIFIC STREET | OMAHA | NE | 68114 | 2 | Currently in Use | 30000 | Fiberglass Reinforced Plastic | Federally Regulated | None | None | #1 Diesel | 1996 |  |  | Double Walled | Fiberglass Reinforced Plastic
11980 | FISERV | 7305 PACIFIC ST | OMAHA | 68114 | DOUGLAS | FISERV | 7305 PACIFIC STREET | OMAHA | NE | 68114 | 3 | Currently in Use | 30000 | Fiberglass Reinforced Plastic | Federally Regulated | None | None | #1 Diesel | 1996 |  |  | Double Walled | Fiberglass Reinforced Plastic
1090 | FLORENCE WATER TREATMENT PLANT | 9100 JOHN J PERSHING DR | OMAHA | 68112 | DOUGLAS | METROPOLITAN UTILITIES DISTRICT | 7350 WORLD COMMUNICATIONS DR | OMAHA | NE | 68122 | 3 | Currently in Use | 25000 | Steel | Federally Regulated | None | Galvanic/Sacrificial Current Cathodic Protection, Painted(e.g., asphaltic) | #2 Diesel | 1972 |  |  |  | Steel
1090 | FLORENCE WATER TREATMENT PLANT | 9100 JOHN J PERSHING DR | OMAHA | 68112 | DOUGLAS | METROPOLITAN UTILITIES DISTRICT | 7350 WORLD COMMUNICATIONS DR | OMAHA | NE | 68122 | 7 | Currently in Use | 2000 | Steel | Federally Regulated | None | Galvanic/Sacrificial Current Cathodic Protection | Regular Unleaded | 1990 |  |  |  | Fiberglass Reinforced Plastic
3268 | FOREST LAWN MEMORIAL PARK | 7909 MORMAN BRIDGE RD | OMAHA | 68152 | DOUGLAS | FOREST LAWN MEMORIAL PARK | 7909 MORMON BRIDGE RD | OMAHA | NE | 68152 | 1 | Currently in Use | 1000 | Steel | Federally Regulated | None | Galvanic/Sacrificial Current Cathodic Protection | Regular Unleaded | 1989 |  |  |  | Steel
3268 | FOREST LAWN MEMORIAL PARK | 7909 MORMAN BRIDGE RD | OMAHA | 68152 | DOUGLAS | FOREST LAWN MEMORIAL PARK | 7909 MORMON BRIDGE RD | OMAHA | NE | 68152 | 2 | Currently in Use | 1000 | Steel | Federally Regulated | None | Galvanic/Sacrificial Current Cathodic Protection | #2 Diesel | 1989
12202 | FRAZIER COMPANY | 14830 B CIR | OMAHA | 68144 | DOUGLAS | FRAZIER CO | 14830 B CIR | OMAHA | NE | 68144 | 1 | Currently in Use | 6000 | Fiberglass Reinforced Plastic | Federally Regulated | None | None | Regular Unleaded | 2002 |  |  | Double Walled | Fiberglass Reinforced Plastic
2518 | FREDS FRIENDLY SERVICE | 2901 LEAVENWORTH ST | OMAHA | 68105 | DOUGLAS | FREDS FRIENDLY SVC | 2901 LEAVENWORTH ST | OMAHA | NE | 68105 | 1 | Currently in Use | 8000 | Steel | Federally Regulated | Internal Lining(e.g., epoxy resins) | Impressed Current Cathodic Protection | Regular Unleaded | 1972 |  |  |  | Fiberglass Reinforced Plastic
2518 | FREDS FRIENDLY SERVICE | 2901 LEAVENWORTH ST | OMAHA | 68105 | DOUGLAS | FREDS FRIENDLY SVC | 2901 LEAVENWORTH ST | OMAHA | NE | 68105 | 2 | Currently in Use | 6000 | Steel | Federally Regulated | Internal Lining(e.g., epoxy resins) | Impressed Current Cathodic Protection | E-10 | 1972 |  |  |  | Fiberglass Reinforced Plastic
2518 | FREDS FRIENDLY SERVICE | 2901 LEAVENWORTH ST | OMAHA | 68105 | DOUGLAS | FREDS FRIENDLY SVC | 2901 LEAVENWORTH ST | OMAHA | NE | 68105 | 3 | Currently in Use | 5000 | Steel | Federally Regulated | Internal Lining(e.g., epoxy resins) | Impressed Current Cathodic Protection | Regular Unleaded | 1972 |  |  |  | Fiberglass Reinforced Plastic
2518 | FREDS FRIENDLY SERVICE | 2901 LEAVENWORTH ST | OMAHA | 68105 | DOUGLAS | FREDS FRIENDLY SVC | 2901 LEAVENWORTH ST | OMAHA | NE | 68105 | 5 | Currently in Use | 550 | Steel | Federally Regulated | None | Galvanic/Sacrificial Current Cathodic Protection, STIP3 Tank | Used Oil | 1998 |  |  |  | Steel
2525 | FUCINARO EXCAVATING CO INC | 4901 G ST | OMAHA | 68117 | DOUGLAS | FUCINARO EXCAVATING CO INC | 4901 G ST | OMAHA | NE | 68127 | 5 | Currently in Use | 20000 | Fiberglass Reinforced Plastic | Federally Regulated | None | None | #2 Diesel | 1998 |  |  |  | Fiberglass Reinforced Plastic
2525 | FUCINARO EXCAVATING CO INC | 4901 G ST | OMAHA | 68117 | DOUGLAS | FUCINARO EXCAVATING CO INC | 4901 G ST | OMAHA | NE | 68127 | 6 | Currently in Use | 20000 | Fiberglass Reinforced Plastic | Federally Regulated | None | None | #2 Diesel | 1998 |  |  |  | Fiberglass Reinforced Plastic
2525 | FUCINARO EXCAVATING CO INC | 4901 G ST | OMAHA | 68117 | DOUGLAS | FUCINARO EXCAVATING CO INC | 4901 G ST | OMAHA | NE | 68127 | 7 | Currently in Use | 4000 | Fiberglass Reinforced Plastic | Federally Regulated | None | None | Regular Unleaded | 1998 |  |  |  | Fiberglass Reinforced Plastic
2793 | GREATER OMAHA LEASING | 4909 S 33RD ST | OMAHA | 68107 | United States | GREATER OMAHA LEASING LLC | 4626 DAHLMAN AVE | OMAHA | NE | 68107 | 2 | Permanently Out of Use | 500 | Steel | Federally Regulated | Internal Lining(e.g., epoxy resins) |  | Used Oil | 1984 | 12/1/2022
12469 | GSA | 4411 S 121ST CT | OMAHA | 68137 | DOUGLAS | 120TH & I BUILDING LLC | 2285 S 67TH ST STE 250 | OMAHA | NE | 68106 | 1 | Currently in Use | 4000 | Fiberglass Reinforced Plastic | Federally Regulated | None | None | #2 Diesel | 2009 |  |  | Double Walled | Plastic
3379 | HAWKINS CONSTRUCTION CO | 2512 DEER PARK BLVD | OMAHA | 68105 | DOUGLAS | HAWKINS CONSTRUCTION ATTN: MATTHEW MILLER | PO BOX 9008 - STATION C | OMAHA | NE | 68109 | 9 | Currently in Use | 25000 | Fiberglass Reinforced Plastic | Federally Regulated | None | None | #2 Diesel | 1998 |  |  |  | Fiberglass Reinforced Plastic
3379 | HAWKINS CONSTRUCTION CO | 2512 DEER PARK BLVD | OMAHA | 68105 | DOUGLAS | HAWKINS CONSTRUCTION ATTN: MATTHEW MILLER | PO BOX 9008 - STATION C | OMAHA | NE | 68109 | 10 | Currently in Use | 25000 | Fiberglass Reinforced Plastic | Federally Regulated | None | None | #2 Diesel | 1998 |  |  |  | Fiberglass Reinforced Plastic
3379 | HAWKINS CONSTRUCTION CO | 2512 DEER PARK BLVD | OMAHA | 68105 | DOUGLAS | HAWKINS CONSTRUCTION ATTN: MATTHEW MILLER | PO BOX 9008 - STATION C | OMAHA | NE | 68109 | 11 | Currently in Use | 12000 | Fiberglass Reinforced Plastic | Federally Regulated | None | None | #2 Diesel | 1998 |  |  |  | Fiberglass Reinforced Plastic
3379 | HAWKINS CONSTRUCTION CO | 2512 DEER PARK BLVD | OMAHA | 68105 | DOUGLAS | HAWKINS CONSTRUCTION ATTN: MATTHEW MILLER | PO BOX 9008 - STATION C | OMAHA | NE | 68109 | 12 | Currently in Use | 12000 | Fiberglass Reinforced Plastic | Federally Regulated | None | None | Regular Unleaded | 1998 |  |  |  | Fiberglass Reinforced Plastic
3379 | HAWKINS CONSTRUCTION CO | 2512 DEER PARK BLVD | OMAHA | 68105 | DOUGLAS | HAWKINS CONSTRUCTION ATTN: MATTHEW MILLER | PO BOX 9008 - STATION C | OMAHA | NE | 68109 | 13 | Currently in Use | 12000 | Fiberglass Reinforced Plastic | Federally Regulated | None | None | Regular Unleaded | 1998 |  |  |  | Fiberglass Reinforced Plastic
11842 | HEIMES EXCAVATING | 9144 S 147TH ST | OMAHA | 68138 | SARPY | HEIMES EXCAVATING | 9144 S 147TH ST | OMAHA | NE | 68138 | 1 | Currently in Use | 12000 | Fiberglass Reinforced Plastic | Federally Regulated | None | None | #2 Diesel | 1999 |  |  | Double Walled | Plastic
11842 | HEIMES EXCAVATING | 9144 S 147TH ST | OMAHA | 68138 | SARPY | HEIMES EXCAVATING | 9144 S 147TH ST | OMAHA | NE | 68138 | 2 | Currently in Use | 6000 | Fiberglass Reinforced Plastic | Federally Regulated | None | None | Regular Unleaded | 1999 |  |  | Double Walled | Plastic
952 | HERTZ CAR RENTAL | 5404 ABBOTT DR | OMAHA | 68110 | DOUGLAS | AUTO RENTAL SERVICES LLC | 5404 ABBOTT DR | OMAHA | NE | 68110 | 1 | Currently in Use | 10000 | Fiberglass Reinforced Plastic | Federally Regulated | None | None | E-10 | 1997 |  |  | Double Walled | Double walled, Fiberglass Reinforced Plastic
952 | HERTZ CAR RENTAL | 5404 ABBOTT DR | OMAHA | 68110 | DOUGLAS | AUTO RENTAL SERVICES LLC | 5404 ABBOTT DR | OMAHA | NE | 68110 | 2 | Currently in Use | 10000 | Fiberglass Reinforced Plastic | Federally Regulated | None | None | E-10 | 1997 |  |  | Double Walled | Double walled, Fiberglass Reinforced Plastic
8455 | HILL BROS TRANSPORTATION | 7850 I ST | OMAHA | 68127 | DOUGLAS | HILL BROS TRANSPORTATION | 7850 'I' ST | OMAHA | NE | 68127 | 1 | Currently in Use | 20000 | Composite | Federally Regulated | None | Fiberglass Reinforced Plastic Coated | #2 Diesel | 1992 |  |  | Double Walled | Fiberglass Reinforced Plastic
3663 | HOWARD PLANT | 2152 HOWARD ST | OMAHA | 68102 | DOUGLAS | ENERGY CENTER OMAHA LLC | 2152 HOWARD ST | OMAHA | NE | 68102 | 1 | Currently in Use | 22000 | Steel | Heating Oil | None | Impressed Current Cathodic Protection | #2 Diesel | 1967 |  |  |  | Steel
3663 | HOWARD PLANT | 2152 HOWARD ST | OMAHA | 68102 | DOUGLAS | ENERGY CENTER OMAHA LLC | 2152 HOWARD ST | OMAHA | NE | 68102 | 2 | Currently in Use | 24000 | Steel | Heating Oil | None | Impressed Current Cathodic Protection | #2 Diesel | 1973 |  |  |  | Steel
3663 | HOWARD PLANT | 2152 HOWARD ST | OMAHA | 68102 | DOUGLAS | ENERGY CENTER OMAHA LLC | 2152 HOWARD ST | OMAHA | NE | 68102 | 3 | Currently in Use | 24000 | Steel | Heating Oil | None | Impressed Current Cathodic Protection, Painted(e.g., asphaltic) | #2 Diesel | 1973 |  |  |  | Steel
3663 | HOWARD PLANT | 2152 HOWARD ST | OMAHA | 68102 | DOUGLAS | ENERGY CENTER OMAHA LLC | 2152 HOWARD ST | OMAHA | NE | 68102 | 4 | Currently in Use | 24000 | Steel | Heating Oil | None | Impressed Current Cathodic Protection, Painted(e.g., asphaltic) | #2 Diesel | 1973 |  |  |  | Steel
3663 | HOWARD PLANT | 2152 HOWARD ST | OMAHA | 68102 | DOUGLAS | ENERGY CENTER OMAHA LLC | 2152 HOWARD ST | OMAHA | NE | 68102 | 5 | Currently in Use | 30000 | Steel | Heating Oil | None | Impressed Current Cathodic Protection, Painted(e.g., asphaltic) | #2 Diesel | 1979 |  |  |  | Steel
3663 | HOWARD PLANT | 2152 HOWARD ST | OMAHA | 68102 | DOUGLAS | ENERGY CENTER OMAHA LLC | 2152 HOWARD ST | OMAHA | NE | 68102 | 6 | Currently in Use | 30000 | Steel | Heating Oil | None | Impressed Current Cathodic Protection, Painted(e.g., asphaltic) | #2 Diesel | 1979 |  |  |  | Steel
3663 | HOWARD PLANT | 2152 HOWARD ST | OMAHA | 68102 | DOUGLAS | ENERGY CENTER OMAHA LLC | 2152 HOWARD ST | OMAHA | NE | 68102 | 7 | Currently in Use | 30000 | Steel | Heating Oil | None | Impressed Current Cathodic Protection, Painted(e.g., asphaltic) | #2 Diesel | 1979 |  |  |  | Steel
3663 | HOWARD PLANT | 2152 HOWARD ST | OMAHA | 68102 | DOUGLAS | ENERGY CENTER OMAHA LLC | 2152 HOWARD ST | OMAHA | NE | 68102 | 8 | Currently in Use | 30000 | Steel | Heating Oil | None | Impressed Current Cathodic Protection | #2 Diesel | 1979 |  |  |  | Steel
3663 | HOWARD PLANT | 2152 HOWARD ST | OMAHA | 68102 | DOUGLAS | ENERGY CENTER OMAHA LLC | 2152 HOWARD ST | OMAHA | NE | 68102 | 9 | Currently in Use | 30000 | Steel | Heating Oil | None | Impressed Current Cathodic Protection, Painted(e.g., asphaltic) | #2 Diesel | 1979 |  |  |  | Steel
3663 | HOWARD PLANT | 2152 HOWARD ST | OMAHA | 68102 | DOUGLAS | ENERGY CENTER OMAHA LLC | 2152 HOWARD ST | OMAHA | NE | 68102 | 10 | Currently in Use | 30000 | Steel | Heating Oil | None | Impressed Current Cathodic Protection, Painted(e.g., asphaltic) | #2 Diesel | 1979 |  |  |  | Steel
3663 | HOWARD PLANT | 2152 HOWARD ST | OMAHA | 68102 | DOUGLAS | ENERGY CENTER OMAHA LLC | 2152 HOWARD ST | OMAHA | NE | 68102 | 11 | Currently in Use | 30000 | Steel | Heating Oil | None | Impressed Current Cathodic Protection | #2 Diesel | 1979 |  |  |  | Steel
2432 | HUSKER FOOD STORE LLC | 4201 S 24TH ST | OMAHA | 68107 | DOUGLAS | SUNIL MOHANDAS | 4201 S 24TH ST | OMAHA | NE | 68107 | 5 | Currently in Use | 8000 | Fiberglass Reinforced Plastic | Federally Regulated | None | None | Regular Unleaded | 1994 |  |  |  | Fiberglass Reinforced Plastic
2432 | HUSKER FOOD STORE LLC | 4201 S 24TH ST | OMAHA | 68107 | DOUGLAS | SUNIL MOHANDAS | 4201 S 24TH ST | OMAHA | NE | 68107 | 6 | Currently in Use | 8000 | Fiberglass Reinforced Plastic | Federally Regulated | None | None | Regular Unleaded | 1994 |  |  |  | Fiberglass Reinforced Plastic
2432 | HUSKER FOOD STORE LLC | 4201 S 24TH ST | OMAHA | 68107 | DOUGLAS | SUNIL MOHANDAS | 4201 S 24TH ST | OMAHA | NE | 68107 | 7 | Currently in Use | 8000 | Fiberglass Reinforced Plastic | Federally Regulated | None | None | Regular Unleaded | 1994 |  |  |  | Fiberglass Reinforced Plastic
12826 | HY-VEE FAST & FRESH | 20410 GEORGE B LAKE PKWY | OMAHA | 68022 | DOUGLAS | HY VEE INC | 5820 WESTOWN PKWY | WEST DES MOINES | IA | 50266 | 1 | Currently in Use | 20000 | Fiberglass Reinforced Plastic | Federally Regulated |  |  | E-10 | 2021 |  |  |  | Fiberglass Reinforced Plastic, Plastic
12826 | HY-VEE FAST & FRESH | 20410 GEORGE B LAKE PKWY | OMAHA | 68022 | DOUGLAS | HY VEE INC | 5820 WESTOWN PKWY | WEST DES MOINES | IA | 50266 | 2 | Currently in Use | 6000 | Fiberglass Reinforced Plastic | Federally Regulated |  |  | #2 Diesel | 2021 |  |  |  | Fiberglass Reinforced Plastic, Plastic
12826 | HY-VEE FAST & FRESH | 20410 GEORGE B LAKE PKWY | OMAHA | 68022 | DOUGLAS | HY VEE INC | 5820 WESTOWN PKWY | WEST DES MOINES | IA | 50266 | 3 | Currently in Use | 6000 | Fiberglass Reinforced Plastic | Federally Regulated |  |  | E-85 | 2021 |  |  |  | Fiberglass Reinforced Plastic, Plastic
12826 | HY-VEE FAST & FRESH | 20410 GEORGE B LAKE PKWY | OMAHA | 68022 | DOUGLAS | HY VEE INC | 5820 WESTOWN PKWY | WEST DES MOINES | IA | 50266 | 4 | Currently in Use | 8000 | Fiberglass Reinforced Plastic | Federally Regulated |  |  | Regular Unleaded | 2021 |  |  |  | Fiberglass Reinforced Plastic, Plastic
12826 | HY-VEE FAST & FRESH | 20410 GEORGE B LAKE PKWY | OMAHA | 68022 | DOUGLAS | HY VEE INC | 5820 WESTOWN PKWY | WEST DES MOINES | IA | 50266 | 5 | Currently in Use | 6000 | Fiberglass Reinforced Plastic | Federally Regulated |  |  | Premium Unleaded | 2021 |  |  |  | Fiberglass Reinforced Plastic, Plastic
12528 | HY-VEE GAS | 909 S 180TH ST | OMAHA | 68118 | DOUGLAS | HY VEE INC | 5820 WESTOWN PKWY | WEST DES MOINES | IA | 50266 | 1 | Currently in Use | 20000 | Fiberglass Reinforced Plastic | Federally Regulated |  |  | E-10 | 2011 |  |  | Double Walled | Plastic
12472 | HY-VEE GAS | 14405 STONEY BROOK BLVD | OMAHA | 68137-2612 | DOUGLAS | HY VEE INC | 5820 WESTOWN PKWY | WEST DES MOINES | IA | 50266 | 1 | Currently in Use | 14000 | Fiberglass Reinforced Plastic | Federally Regulated | None | None | Regular Unleaded | 2010 |  |  | Double Walled | Plastic
12472 | HY-VEE GAS | 14405 STONEY BROOK BLVD | OMAHA | 68137-2612 | DOUGLAS | HY VEE INC | 5820 WESTOWN PKWY | WEST DES MOINES | IA | 50266 | 2 | Currently in Use | 14000 | Fiberglass Reinforced Plastic | Federally Regulated | None | None | E-10 | 2010 |  |  | Double Walled | Plastic
12528 | HY-VEE GAS | 909 S 180TH ST | OMAHA | 68118 | DOUGLAS | HY VEE INC | 5820 WESTOWN PKWY | WEST DES MOINES | IA | 50266 | 2 | Currently in Use | 8000 | Fiberglass Reinforced Plastic | Federally Regulated |  |  | Regular Unleaded | 2011 |  |  | Double Walled | Plastic
12528 | HY-VEE GAS | 909 S 180TH ST | OMAHA | 68118 | DOUGLAS | HY VEE INC | 5820 WESTOWN PKWY | WEST DES MOINES | IA | 50266 | 3 | Currently in Use | 8000 | Fiberglass Reinforced Plastic | Federally Regulated |  |  | Regular Unleaded | 2011 |  |  | Double Walled | Plastic
12472 | HY-VEE GAS | 14405 STONEY BROOK BLVD | OMAHA | 68137-2612 | DOUGLAS | HY VEE INC | 5820 WESTOWN PKWY | WEST DES MOINES | IA | 50266 | 3 | Currently in Use | 20000 | Fiberglass Reinforced Plastic | Federally Regulated | None | None | E-10 | 2010 |  |  | Double Walled | Plastic
12472 | HY-VEE GAS | 14405 STONEY BROOK BLVD | OMAHA | 68137-2612 | DOUGLAS | HY VEE INC | 5820 WESTOWN PKWY | WEST DES MOINES | IA | 50266 | 4 | Currently in Use | 6000 | Fiberglass Reinforced Plastic | Federally Regulated | None | None | Regular Unleaded | 2010 |  |  | Double Walled | Plastic
12528 | HY-VEE GAS | 909 S 180TH ST | OMAHA | 68118 | DOUGLAS | HY VEE INC | 5820 WESTOWN PKWY | WEST DES MOINES | IA | 50266 | 4 | Currently in Use | 8000 | Fiberglass Reinforced Plastic | Federally Regulated |  |  | #1 Diesel | 2011 |  |  | Double Walled | Plastic
12472 | HY-VEE GAS | 14405 STONEY BROOK BLVD | OMAHA | 68137-2612 | DOUGLAS | HY VEE INC | 5820 WESTOWN PKWY | WEST DES MOINES | IA | 50266 | 5 | Currently in Use | 6000 | Fiberglass Reinforced Plastic | Federally Regulated | None | None | #1 Diesel | 2010 |  |  | Double Walled | Plastic
12315 | HY-VEE GAS #1 | 5102 CENTER ST | OMAHA | 68106 | DOUGLAS | HY VEE INC | 5820 WESTOWN PKWY | WEST DES MOINES | IA | 50266 | 1 | Currently in Use | 14000 | Fiberglass Reinforced Plastic | Federally Regulated | None | None | Regular Unleaded | 2005 |  |  | Double Walled | Plastic
12315 | HY-VEE GAS #1 | 5102 CENTER ST | OMAHA | 68106 | DOUGLAS | HY VEE INC | 5820 WESTOWN PKWY | WEST DES MOINES | IA | 50266 | 2 | Currently in Use | 20000 | Fiberglass Reinforced Plastic | Federally Regulated | None | None | E-10 | 2005 |  |  | Double Walled | Plastic
12315 | HY-VEE GAS #1 | 5102 CENTER ST | OMAHA | 68106 | DOUGLAS | HY VEE INC | 5820 WESTOWN PKWY | WEST DES MOINES | IA | 50266 | 3 | Currently in Use | 14000 | Fiberglass Reinforced Plastic | Federally Regulated | None | None | E-10 | 2005 |  |  | Double Walled | Plastic
12315 | HY-VEE GAS #1 | 5102 CENTER ST | OMAHA | 68106 | DOUGLAS | HY VEE INC | 5820 WESTOWN PKWY | WEST DES MOINES | IA | 50266 | 4 | Currently in Use | 6000 | Fiberglass Reinforced Plastic | Federally Regulated | None | None | Premium Unleaded | 2005 |  |  | Double Walled | Plastic
12315 | HY-VEE GAS #1 | 5102 CENTER ST | OMAHA | 68106 | DOUGLAS | HY VEE INC | 5820 WESTOWN PKWY | WEST DES MOINES | IA | 50266 | 5 | Currently in Use | 6000 | Fiberglass Reinforced Plastic | Federally Regulated | None | None | #2 Diesel | 2005 |  |  | Double Walled | Plastic
12298 | HY-VEE GAS #10 | 3404 N 156TH ST | OMAHA | 68116 | DOUGLAS | HY VEE INC | 5820 WESTOWN PKWY | WEST DES MOINES | IA | 50266 | 1 | Currently in Use | 20000 | Fiberglass Reinforced Plastic | Federally Regulated | None | None | E-10 | 2004 |  |  | Double Walled | Plastic
12298 | HY-VEE GAS #10 | 3404 N 156TH ST | OMAHA | 68116 | DOUGLAS | HY VEE INC | 5820 WESTOWN PKWY | WEST DES MOINES | IA | 50266 | 2 | Currently in Use | 14000 | Fiberglass Reinforced Plastic | Federally Regulated | None | None | Regular Unleaded | 2004 |  |  | Double Walled | Plastic
12298 | HY-VEE GAS #10 | 3404 N 156TH ST | OMAHA | 68116 | DOUGLAS | HY VEE INC | 5820 WESTOWN PKWY | WEST DES MOINES | IA | 50266 | 3 | Currently in Use | 6000 | Fiberglass Reinforced Plastic | Federally Regulated | None | None | Premium Unleaded | 2004 |  |  | Double Walled | Plastic
12298 | HY-VEE GAS #10 | 3404 N 156TH ST | OMAHA | 68116 | DOUGLAS | HY VEE INC | 5820 WESTOWN PKWY | WEST DES MOINES | IA | 50266 | 4 | Currently in Use | 14000 | Fiberglass Reinforced Plastic | Federally Regulated | None | None | Premium Unleaded | 2004 |  |  | Double Walled | Plastic
12298 | HY-VEE GAS #10 | 3404 N 156TH ST | OMAHA | 68116 | DOUGLAS | HY VEE INC | 5820 WESTOWN PKWY | WEST DES MOINES | IA | 50266 | 5 | Currently in Use | 6000 | Fiberglass Reinforced Plastic | Federally Regulated | None | None | #2 Diesel | 2004 |  |  | Double Walled | Plastic
5898 | HY-VEE GAS #3 | 8829 W CENTER RD | OMAHA | 68124 | DOUGLAS | HY VEE INC | 5820 WESTOWN PKWY | WEST DES MOINES | IA | 50266 | 5 | Currently in Use | 14000 | Fiberglass Reinforced Plastic | Federally Regulated | None | None | Regular Unleaded | 2005 |  |  | Double Walled | Plastic
5898 | HY-VEE GAS #3 | 8829 W CENTER RD | OMAHA | 68124 | DOUGLAS | HY VEE INC | 5820 WESTOWN PKWY | WEST DES MOINES | IA | 50266 | 6 | Currently in Use | 20000 | Fiberglass Reinforced Plastic | Federally Regulated | None | None | E-10 | 2005 |  |  | Double Walled | Plastic
5898 | HY-VEE GAS #3 | 8829 W CENTER RD | OMAHA | 68124 | DOUGLAS | HY VEE INC | 5820 WESTOWN PKWY | WEST DES MOINES | IA | 50266 | 7 | Currently in Use | 14000 | Fiberglass Reinforced Plastic | Federally Regulated | None | None | E-10 | 2005 |  |  | Double Walled | Plastic
5898 | HY-VEE GAS #3 | 8829 W CENTER RD | OMAHA | 68124 | DOUGLAS | HY VEE INC | 5820 WESTOWN PKWY | WEST DES MOINES | IA | 50266 | 8 | Currently in Use | 6000 | Fiberglass Reinforced Plastic | Federally Regulated | None | None | Premium Unleaded | 2005 |  |  | Double Walled | Plastic
5898 | HY-VEE GAS #3 | 8829 W CENTER RD | OMAHA | 68124 | DOUGLAS | HY VEE INC | 5820 WESTOWN PKWY | WEST DES MOINES | IA | 50266 | 9 | Currently in Use | 6000 | Fiberglass Reinforced Plastic | Federally Regulated | None | None | #2 Diesel | 2005 |  |  | Double Walled | Plastic
7822 | HY-VEE GAS #6 | 9601 Q ST | OMAHA | 68127 | DOUGLAS | HY VEE INC | 5820 WESTOWN PKWY | WEST DES MOINES | IA | 50266 | 4 | Currently in Use | 20000 | Fiberglass Reinforced Plastic | Federally Regulated |  |  | E-10 | 2015 |  |  | Double Walled | Plastic
7822 | HY-VEE GAS #6 | 9601 Q ST | OMAHA | 68127 | DOUGLAS | HY VEE INC | 5820 WESTOWN PKWY | WEST DES MOINES | IA | 50266 | 5 | Currently in Use | 8000 | Fiberglass Reinforced Plastic | Federally Regulated |  |  | Regular Unleaded | 2015 |  |  | Double Walled | Plastic
7822 | HY-VEE GAS #6 | 9601 Q ST | OMAHA | 68127 | DOUGLAS | HY VEE INC | 5820 WESTOWN PKWY | WEST DES MOINES | IA | 50266 | 6 | Currently in Use | 6000 | Fiberglass Reinforced Plastic | Federally Regulated |  |  | Premium Unleaded | 2015 |  |  | Double Walled | Plastic
7822 | HY-VEE GAS #6 | 9601 Q ST | OMAHA | 68127 | DOUGLAS | HY VEE INC | 5820 WESTOWN PKWY | WEST DES MOINES | IA | 50266 | 7 | Currently in Use | 6000 | Fiberglass Reinforced Plastic | Federally Regulated |  |  | #2 Diesel | 2015 |  |  | Double Walled | Plastic
12294 | HY-VEE GAS #8 | 749 N 132ND ST | OMAHA | 68154 | DOUGLAS | HY VEE INC | 5820 WESTOWN PKWY | WEST DES MOINES | IA | 50266 | 1 | Currently in Use | 14000 | Fiberglass Reinforced Plastic | Federally Regulated | None | None | Regular Unleaded | 2004 |  |  | Double Walled | Plastic
12294 | HY-VEE GAS #8 | 749 N 132ND ST | OMAHA | 68154 | DOUGLAS | HY VEE INC | 5820 WESTOWN PKWY | WEST DES MOINES | IA | 50266 | 2 | Currently in Use | 6000 | Fiberglass Reinforced Plastic | Federally Regulated | None | None | Premium Unleaded | 2004 |  |  | Double Walled | Plastic
12294 | HY-VEE GAS #8 | 749 N 132ND ST | OMAHA | 68154 | DOUGLAS | HY VEE INC | 5820 WESTOWN PKWY | WEST DES MOINES | IA | 50266 | 3 | Currently in Use | 20000 | Fiberglass Reinforced Plastic | Federally Regulated | None | None | E-10 | 2004 |  |  | Double Walled | Plastic
12294 | HY-VEE GAS #8 | 749 N 132ND ST | OMAHA | 68154 | DOUGLAS | HY VEE INC | 5820 WESTOWN PKWY | WEST DES MOINES | IA | 50266 | 4 | Currently in Use | 14000 | Fiberglass Reinforced Plastic | Federally Regulated | None | None | #1 Diesel | 2004 |  |  | Double Walled | Plastic
12294 | HY-VEE GAS #8 | 749 N 132ND ST | OMAHA | 68154 | DOUGLAS | HY VEE INC | 5820 WESTOWN PKWY | WEST DES MOINES | IA | 50266 | 5 | Currently in Use | 6000 | Fiberglass Reinforced Plastic | Federally Regulated | None | None | #2 Diesel | 2004 |  |  | Double Walled | Plastic
12253 | HY-VEE GAS #9 | 17901 WELCH PLZ | OMAHA | 68135 | DOUGLAS | HY VEE INC | 5820 WESTOWN PKWY | WEST DES MOINES | IA | 50266 | 1 | Currently in Use | 20000 | Fiberglass Reinforced Plastic | Federally Regulated | None | None | Regular Unleaded | 2003 |  |  | Double Walled | Plastic
12253 | HY-VEE GAS #9 | 17901 WELCH PLZ | OMAHA | 68135 | DOUGLAS | HY VEE INC | 5820 WESTOWN PKWY | WEST DES MOINES | IA | 50266 | 2 | Currently in Use | 14000 | Fiberglass Reinforced Plastic | Federally Regulated | None | None | E-10 | 2003 |  |  | Double Walled | Plastic
12253 | HY-VEE GAS #9 | 17901 WELCH PLZ | OMAHA | 68135 | DOUGLAS | HY VEE INC | 5820 WESTOWN PKWY | WEST DES MOINES | IA | 50266 | 3 | Currently in Use | 14000 | Fiberglass Reinforced Plastic | Federally Regulated | None | None | E-10 | 2003 |  |  | Double Walled | Plastic
12253 | HY-VEE GAS #9 | 17901 WELCH PLZ | OMAHA | 68135 | DOUGLAS | HY VEE INC | 5820 WESTOWN PKWY | WEST DES MOINES | IA | 50266 | 4 | Currently in Use | 6000 | Fiberglass Reinforced Plastic | Federally Regulated | None | None | Premium Unleaded | 2003 |  |  | Double Walled | Plastic
12253 | HY-VEE GAS #9 | 17901 WELCH PLZ | OMAHA | 68135 | DOUGLAS | HY VEE INC | 5820 WESTOWN PKWY | WEST DES MOINES | IA | 50266 | 5 | Currently in Use | 6000 | Fiberglass Reinforced Plastic | Federally Regulated | None | None | #2 Diesel | 2003 |  |  | Double Walled | Plastic
12608 | HY-VEE GAS OMAHA #5 | 7930 CASS ST | OMAHA | 68114 | DOUGLAS | HY VEE INC | 5820 WESTOWN PKWY | WEST DES MOINES | IA | 50266 | 1 | Currently in Use | 20000 | Fiberglass Reinforced Plastic | Federally Regulated |  | Double walled | E-10 | 2014 |  |  | Double Walled | Double walled, Fiberglass Reinforced Plastic
12608 | HY-VEE GAS OMAHA #5 | 7930 CASS ST | OMAHA | 68114 | DOUGLAS | HY VEE INC | 5820 WESTOWN PKWY | WEST DES MOINES | IA | 50266 | 2 | Currently in Use | 8000 | Fiberglass Reinforced Plastic | Federally Regulated |  | Double walled | Regular Unleaded | 2014 |  |  | Double Walled | Double walled, Fiberglass Reinforced Plastic
12608 | HY-VEE GAS OMAHA #5 | 7930 CASS ST | OMAHA | 68114 | DOUGLAS | HY VEE INC | 5820 WESTOWN PKWY | WEST DES MOINES | IA | 50266 | 3 | Currently in Use | 6000 | Fiberglass Reinforced Plastic | Federally Regulated |  | Double walled | Regular Unleaded | 2014 |  |  | Double Walled | Double walled, Fiberglass Reinforced Plastic
12608 | HY-VEE GAS OMAHA #5 | 7930 CASS ST | OMAHA | 68114 | DOUGLAS | HY VEE INC | 5820 WESTOWN PKWY | WEST DES MOINES | IA | 50266 | 4 | Currently in Use | 6000 | Fiberglass Reinforced Plastic | Federally Regulated |  | Double walled | #2 Diesel | 2014 |  |  | Double Walled | Double walled, Fiberglass Reinforced Plastic
1892 | IDEAL HARDWARE & PAINT CENTER | 3909 CUMING ST | OMAHA | 68131 | DOUGLAS | IDEAL HARDWARE & PAINT CENTER | 3909 CUMING ST | OMAHA | NE | 68131 | 1 | Currently in Use | 2000 | Steel | Federally Regulated | None | Impressed Current Cathodic Protection | Kerosene | 1984 |  |  |  | Steel
5221 | IMPACT AUTO & DIESEL REPAIR | 7830 F ST | OMAHA | 68127 | DOUGLAS | BATTEN PROPERTIES - F STREET LLC | C/O FNBO 1620 DODGE ST SC ATTN DAVE AMEN | OMAHA | NE | 68197 | 7 | Currently in Use | 20000 | Fiberglass Reinforced Plastic | Federally Regulated | None | None | #2 Diesel | 1998 |  |  | Double Walled | Fiberglass Reinforced Plastic
852 | JALALI MART LLC | 2604 S 13TH ST | OMAHA | 68108 | DOUGLAS | JESSICA JALALI | 2604 S 13TH ST | OMAHA | NE | 68108 | 1 | Currently in Use | 10000 | Fiberglass Reinforced Plastic | Federally Regulated | None | None | Regular Unleaded | 1991 |  |  |  | Fiberglass Reinforced Plastic
852 | JALALI MART LLC | 2604 S 13TH ST | OMAHA | 68108 | DOUGLAS | JESSICA JALALI | 2604 S 13TH ST | OMAHA | NE | 68108 | 2 | Currently in Use | 8000 | Fiberglass Reinforced Plastic | Federally Regulated | None | None | E-89 | 1991 |  |  |  | Fiberglass Reinforced Plastic
852 | JALALI MART LLC | 2604 S 13TH ST | OMAHA | 68108 | DOUGLAS | JESSICA JALALI | 2604 S 13TH ST | OMAHA | NE | 68108 | 3 | Currently in Use | 6000 | Fiberglass Reinforced Plastic | Federally Regulated | None | None | Premium Unleaded | 1991 |  |  |  | Fiberglass Reinforced Plastic
8444 | KARTS INC DBA FUN PLEX | 7003 Q ST | OMAHA | 68117 | DOUGLAS | KARTS INC D/BA/ FUN PLEX | 7003 Q ST | OMAHA | NE | 68117 | 1 | Currently in Use | 1000 | Composite | Federally Regulated | None | Fiberglass Reinforced Plastic Coated | Regular Unleaded | 1992 |  |  |  | Fiberglass Reinforced Plastic
504 | KEITHs | 5220 N 90TH ST | OMAHA | 68134 | DOUGLAS | KEITH'S AMOCO INC | 5220 N 90TH STREET | OMAHA | NE | 68134 | 1 | Currently in Use | 8000 | Steel | Federally Regulated | None | Impressed Current Cathodic Protection, Painted(e.g., asphaltic) | Regular Unleaded | 1987 | 12/1/2016 |  |  | Steel
504 | KEITHs | 5220 N 90TH ST | OMAHA | 68134 | DOUGLAS | KEITH'S AMOCO INC | 5220 N 90TH STREET | OMAHA | NE | 68134 | 2 | Currently in Use | 10000 | Steel | Federally Regulated | None | Impressed Current Cathodic Protection, Painted(e.g., asphaltic) | Premium Unleaded | 1985 | 12/1/2016 |  |  | Steel
504 | KEITHs | 5220 N 90TH ST | OMAHA | 68134 | DOUGLAS | KEITH'S AMOCO INC | 5220 N 90TH STREET | OMAHA | NE | 68134 | 3 | Currently in Use | 12000 | Steel | Federally Regulated | None | Impressed Current Cathodic Protection, Painted(e.g., asphaltic) | Regular Unleaded | 1987 | 12/1/2016 |  |  | Steel
504 | KEITHs | 5220 N 90TH ST | OMAHA | 68134 | DOUGLAS | KEITH'S AMOCO INC | 5220 N 90TH STREET | OMAHA | NE | 68134 | 4 | Currently in Use | 12000 | Steel | Federally Regulated | None | Impressed Current Cathodic Protection, Painted(e.g., asphaltic) | E-10 | 1987 | 12/1/2016 |  |  | Steel
11946 | KORALESKI DATA CENTER | 8949 SORENSON PKWY | OMAHA | 68122 | DOUGLAS | UPRR CO c/o COLLIERS INTL ASSET SVCS | PO BOX 13470 | RICHMOND | VA | 23225 | 1 | Currently in Use | 25000 | Fiberglass Reinforced Plastic | Federally Regulated | None | None | #1 Diesel | 2002 |  |  |  | Fiberglass Reinforced Plastic
11946 | KORALESKI DATA CENTER | 8949 SORENSON PKWY | OMAHA | 68122 | DOUGLAS | UPRR CO c/o COLLIERS INTL ASSET SVCS | PO BOX 13470 | RICHMOND | VA | 23225 | 2 | Currently in Use | 25000 | Fiberglass Reinforced Plastic | Federally Regulated | None | None | #1 Diesel | 2002 |  |  |  | Fiberglass Reinforced Plastic
11946 | KORALESKI DATA CENTER | 8949 SORENSON PKWY | OMAHA | 68122 | DOUGLAS | UPRR CO c/o COLLIERS INTL ASSET SVCS | PO BOX 13470 | RICHMOND | VA | 23225 | 3 | Currently in Use | 6000 | Fiberglass Reinforced Plastic | Federally Regulated | None | None | #1 Diesel | 2002 |  |  |  | Fiberglass Reinforced Plastic
12829 | KUM & GO #330 | 17925 BURT ST | OMAHA | 68118 | DOUGLAS | KUM & GO LC COMPLIANCE | 1459 GRAND AVE | DES MOINES | IA | 50309 | 1 | Currently in Use | 12000 | Fiberglass Reinforced Plastic | Federally Regulated |  |  | #2 Diesel | 2021 |  |  | Double Walled | Plastic
12829 | KUM & GO #330 | 17925 BURT ST | OMAHA | 68118 | DOUGLAS | KUM & GO LC COMPLIANCE | 1459 GRAND AVE | DES MOINES | IA | 50309 | 2 | Currently in Use | 20000 | Fiberglass Reinforced Plastic | Federally Regulated |  |  | E-10 | 2021 |  |  | Double Walled | Plastic
12829 | KUM & GO #330 | 17925 BURT ST | OMAHA | 68118 | DOUGLAS | KUM & GO LC COMPLIANCE | 1459 GRAND AVE | DES MOINES | IA | 50309 | 3 | Currently in Use | 12000 | Fiberglass Reinforced Plastic | Federally Regulated |  |  | E-85 | 2021 |  |  | Double Walled | Plastic
12829 | KUM & GO #330 | 17925 BURT ST | OMAHA | 68118 | DOUGLAS | KUM & GO LC COMPLIANCE | 1459 GRAND AVE | DES MOINES | IA | 50309 | 4 | Currently in Use | 12000 | Fiberglass Reinforced Plastic | Federally Regulated |  |  | Premium Unleaded | 2021 |  |  | Double Walled | Plastic
464 | KUM & GO #348 | 12011 BLONDO ST | OMAHA | 68154 | DOUGLAS | KUM & GO LC COMPLIANCE | 1459 GRAND AVE | DES MOINES | IA | 50309 | 7 | Currently in Use | 20000 | Fiberglass Reinforced Plastic | Federally Regulated | None | None | E-10 | 2006 |  |  |  | Plastic
464 | KUM & GO #348 | 12011 BLONDO ST | OMAHA | 68154 | DOUGLAS | KUM & GO LC COMPLIANCE | 1459 GRAND AVE | DES MOINES | IA | 50309 | 8 | Currently in Use | 12000 | Fiberglass Reinforced Plastic | Federally Regulated | None | None | Regular Unleaded | 2006 |  |  |  | Plastic
464 | KUM & GO #348 | 12011 BLONDO ST | OMAHA | 68154 | DOUGLAS | KUM & GO LC COMPLIANCE | 1459 GRAND AVE | DES MOINES | IA | 50309 | 9 | Currently in Use | 12000 | Fiberglass Reinforced Plastic | Federally Regulated | None | None | #2 Diesel | 2006 |  |  |  | Plastic
464 | KUM & GO #348 | 12011 BLONDO ST | OMAHA | 68154 | DOUGLAS | KUM & GO LC COMPLIANCE | 1459 GRAND AVE | DES MOINES | IA | 50309 | 10 | Currently in Use | 8000 | Fiberglass Reinforced Plastic | Federally Regulated | None | None | Premium Unleaded | 2006 |  |  |  | Plastic
466 | KUM & GO #352 | 1010 S 154TH ST | OMAHA | 68154 | DOUGLAS | KUM & GO LC COMPLIANCE | 1459 GRAND AVE | DES MOINES | IA | 50309 | 4 | Currently in Use | 20000 | Fiberglass Reinforced Plastic | Federally Regulated | None | None | E-10 | 2006 |  |  |  | Plastic
466 | KUM & GO #352 | 1010 S 154TH ST | OMAHA | 68154 | DOUGLAS | KUM & GO LC COMPLIANCE | 1459 GRAND AVE | DES MOINES | IA | 50309 | 5 | Currently in Use | 12000 | Fiberglass Reinforced Plastic | Federally Regulated | None | None | E-10 | 2006 |  |  |  | Plastic
466 | KUM & GO #352 | 1010 S 154TH ST | OMAHA | 68154 | DOUGLAS | KUM & GO LC COMPLIANCE | 1459 GRAND AVE | DES MOINES | IA | 50309 | 6 | Currently in Use | 8000 | Fiberglass Reinforced Plastic | Federally Regulated | None | None | Regular Unleaded | 2006 |  |  |  | Plastic
466 | KUM & GO #352 | 1010 S 154TH ST | OMAHA | 68154 | DOUGLAS | KUM & GO LC COMPLIANCE | 1459 GRAND AVE | DES MOINES | IA | 50309 | 7 | Currently in Use | 12000 | Fiberglass Reinforced Plastic | Federally Regulated | None | None | #2 Diesel | 2006 |  |  |  | Plastic
12337 | KUM & GO #360 | 10025 S 168TH AVE | OMAHA | 68136 | SARPY | KUM & GO LC COMPLIANCE | 1459 GRAND AVE | DES MOINES | IA | 50309 | 1 | Currently in Use | 20000 | Fiberglass Reinforced Plastic | Federally Regulated | None | None | Regular Unleaded | 2006 |  |  |  | Plastic
12337 | KUM & GO #360 | 10025 S 168TH AVE | OMAHA | 68136 | SARPY | KUM & GO LC COMPLIANCE | 1459 GRAND AVE | DES MOINES | IA | 50309 | 2 | Currently in Use | 12000 | Fiberglass Reinforced Plastic | Federally Regulated | None | None | Regular Unleaded | 2006 |  |  |  | Plastic
12337 | KUM & GO #360 | 10025 S 168TH AVE | OMAHA | 68136 | SARPY | KUM & GO LC COMPLIANCE | 1459 GRAND AVE | DES MOINES | IA | 50309 | 3 | Currently in Use | 12000 | Fiberglass Reinforced Plastic | Federally Regulated | None | None | #2 Diesel | 2006 |  |  |  | Plastic
12337 | KUM & GO #360 | 10025 S 168TH AVE | OMAHA | 68136 | SARPY | KUM & GO LC COMPLIANCE | 1459 GRAND AVE | DES MOINES | IA | 50309 | 4 | Currently in Use | 8000 | Fiberglass Reinforced Plastic | Federally Regulated | None | None | Premium Unleaded | 2006 |  |  |  | Plastic
12382 | KUM & GO #361 | 1010 S 189TH ST | OMAHA | 68108 | DOUGLAS | KUM & GO LC COMPLIANCE | 1459 GRAND AVE | DES MOINES | IA | 50309 | 1 | Currently in Use | 20000 | Fiberglass Reinforced Plastic | Federally Regulated | None | None | E-10 | 2007 |  |  |  | Plastic
12382 | KUM & GO #361 | 1010 S 189TH ST | OMAHA | 68108 | DOUGLAS | KUM & GO LC COMPLIANCE | 1459 GRAND AVE | DES MOINES | IA | 50309 | 2 | Currently in Use | 12000 | Fiberglass Reinforced Plastic | Federally Regulated | None | None | Regular Unleaded | 2007 |  |  |  | Plastic
12382 | KUM & GO #361 | 1010 S 189TH ST | OMAHA | 68108 | DOUGLAS | KUM & GO LC COMPLIANCE | 1459 GRAND AVE | DES MOINES | IA | 50309 | 3 | Currently in Use | 8000 | Fiberglass Reinforced Plastic | Federally Regulated | None | None | Regular Unleaded | 2007 |  |  |  | Plastic
12382 | KUM & GO #361 | 1010 S 189TH ST | OMAHA | 68108 | DOUGLAS | KUM & GO LC COMPLIANCE | 1459 GRAND AVE | DES MOINES | IA | 50309 | 4 | Currently in Use | 12000 | Fiberglass Reinforced Plastic | Federally Regulated | None | None | #2 Diesel | 2007 |  |  |  | Plastic
12544 | KUM & GO #363 | 1819 N 72ND ST | OMAHA | 68114 | DOUGLAS | KUM & GO LC COMPLIANCE | 1459 GRAND AVE | DES MOINES | IA | 50309 | 1 | Currently in Use | 12000 | Fiberglass Reinforced Plastic | Federally Regulated |  |  | Regular Unleaded | 2012 |  |  | Double Walled | Plastic
12544 | KUM & GO #363 | 1819 N 72ND ST | OMAHA | 68114 | DOUGLAS | KUM & GO LC COMPLIANCE | 1459 GRAND AVE | DES MOINES | IA | 50309 | 2 | Currently in Use | 20000 | Fiberglass Reinforced Plastic | Federally Regulated |  |  | Regular Unleaded | 2012 |  |  | Double Walled | Plastic
12544 | KUM & GO #363 | 1819 N 72ND ST | OMAHA | 68114 | DOUGLAS | KUM & GO LC COMPLIANCE | 1459 GRAND AVE | DES MOINES | IA | 50309 | 3 | Currently in Use | 8000 | Fiberglass Reinforced Plastic | Federally Regulated |  |  | Regular Unleaded | 2012 |  |  | Double Walled | Plastic
12544 | KUM & GO #363 | 1819 N 72ND ST | OMAHA | 68114 | DOUGLAS | KUM & GO LC COMPLIANCE | 1459 GRAND AVE | DES MOINES | IA | 50309 | 4 | Currently in Use | 12000 | Fiberglass Reinforced Plastic | Federally Regulated |  |  | #2 Diesel | 2012 |  |  | Double Walled | Plastic
12544 | KUM & GO #363 | 1819 N 72ND ST | OMAHA | 68114 | DOUGLAS | KUM & GO LC COMPLIANCE | 1459 GRAND AVE | DES MOINES | IA | 50309 | 5 | Currently in Use | 8000 | Fiberglass Reinforced Plastic | Federally Regulated |  |  | E-85 | 2012 |  |  | Double Walled | Plastic
12543 | KUM & GO #364 | 8990 BOYD ST | OMAHA | 68134 | DOUGLAS | KUM & GO LC COMPLIANCE | 1459 GRAND AVE | DES MOINES | IA | 50309 | 1 | Currently in Use | 20000 | Fiberglass Reinforced Plastic | Federally Regulated |  |  | E-10 | 2012 |  |  | Double Walled | Plastic
12543 | KUM & GO #364 | 8990 BOYD ST | OMAHA | 68134 | DOUGLAS | KUM & GO LC COMPLIANCE | 1459 GRAND AVE | DES MOINES | IA | 50309 | 2 | Currently in Use | 12000 | Fiberglass Reinforced Plastic | Federally Regulated |  |  | #2 Diesel | 2012 |  |  | Double Walled | Plastic
12543 | KUM & GO #364 | 8990 BOYD ST | OMAHA | 68134 | DOUGLAS | KUM & GO LC COMPLIANCE | 1459 GRAND AVE | DES MOINES | IA | 50309 | 3 | Currently in Use | 12000 | Fiberglass Reinforced Plastic | Federally Regulated |  |  | Regular Unleaded | 2012 |  |  | Double Walled | Plastic
12543 | KUM & GO #364 | 8990 BOYD ST | OMAHA | 68134 | DOUGLAS | KUM & GO LC COMPLIANCE | 1459 GRAND AVE | DES MOINES | IA | 50309 | 4 | Currently in Use | 8000 | Fiberglass Reinforced Plastic | Federally Regulated |  |  | Regular Unleaded | 2012 |  |  | Double Walled | Plastic
12543 | KUM & GO #364 | 8990 BOYD ST | OMAHA | 68134 | DOUGLAS | KUM & GO LC COMPLIANCE | 1459 GRAND AVE | DES MOINES | IA | 50309 | 5 | Currently in Use | 8000 | Fiberglass Reinforced Plastic | Federally Regulated |  |  | E-85 | 2012 |  |  | Double Walled | Plastic
12542 | KUM & GO #366 | 4443 S 84TH ST | OMAHA | 68127 | DOUGLAS | KUM & GO LC COMPLIANCE | 1459 GRAND AVE | DES MOINES | IA | 50309 | 1 | Currently in Use | 20000 | Fiberglass Reinforced Plastic | Federally Regulated |  |  | E-10 | 2012 |  |  | Double Walled | Plastic
12542 | KUM & GO #366 | 4443 S 84TH ST | OMAHA | 68127 | DOUGLAS | KUM & GO LC COMPLIANCE | 1459 GRAND AVE | DES MOINES | IA | 50309 | 2 | Currently in Use | 12000 | Fiberglass Reinforced Plastic | Federally Regulated |  |  | Regular Unleaded | 2012 |  |  | Double Walled | Plastic
12542 | KUM & GO #366 | 4443 S 84TH ST | OMAHA | 68127 | DOUGLAS | KUM & GO LC COMPLIANCE | 1459 GRAND AVE | DES MOINES | IA | 50309 | 3 | Currently in Use | 12000 | Fiberglass Reinforced Plastic | Federally Regulated |  |  | #2 Diesel | 2012 |  |  | Double Walled | Plastic
12542 | KUM & GO #366 | 4443 S 84TH ST | OMAHA | 68127 | DOUGLAS | KUM & GO LC COMPLIANCE | 1459 GRAND AVE | DES MOINES | IA | 50309 | 4 | Currently in Use | 12000 | Fiberglass Reinforced Plastic | Federally Regulated |  |  | Regular Unleaded | 2012 |  |  | Double Walled | Plastic
12542 | KUM & GO #366 | 4443 S 84TH ST | OMAHA | 68127 | DOUGLAS | KUM & GO LC COMPLIANCE | 1459 GRAND AVE | DES MOINES | IA | 50309 | 5 | Currently in Use | 8000 | Fiberglass Reinforced Plastic | Federally Regulated |  |  | E-85 | 2012 |  |  | Double Walled | Plastic
12336 | KUM & GO #367 | 18908 Q ST | OMAHA | 68135 | DOUGLAS | KUM & GO LC COMPLIANCE | 1459 GRAND AVE | DES MOINES | IA | 50309 | 1 | Currently in Use | 20000 | Fiberglass Reinforced Plastic | Federally Regulated | None | None | Regular Unleaded | 2005 |  |  |  | Plastic
12336 | KUM & GO #367 | 18908 Q ST | OMAHA | 68135 | DOUGLAS | KUM & GO LC COMPLIANCE | 1459 GRAND AVE | DES MOINES | IA | 50309 | 2 | Currently in Use | 12000 | Fiberglass Reinforced Plastic | Federally Regulated | None | None | E-10 | 2005 |  |  |  | Plastic
12336 | KUM & GO #367 | 18908 Q ST | OMAHA | 68135 | DOUGLAS | KUM & GO LC COMPLIANCE | 1459 GRAND AVE | DES MOINES | IA | 50309 | 3 | Currently in Use | 12000 | Fiberglass Reinforced Plastic | Federally Regulated | None | None | Premium Unleaded | 2005 |  |  |  | Plastic
12336 | KUM & GO #367 | 18908 Q ST | OMAHA | 68135 | DOUGLAS | KUM & GO LC COMPLIANCE | 1459 GRAND AVE | DES MOINES | IA | 50309 | 4 | Currently in Use | 12000 | Fiberglass Reinforced Plastic | Federally Regulated | None | None | #2 Diesel | 2005 |  |  |  | Plastic
12429 | KUM & GO #368 | 4041 N 168TH ST | OMAHA | 68116 | DOUGLAS | KUM & GO LC COMPLIANCE | 1459 GRAND AVE | DES MOINES | IA | 50309 | 1 | Currently in Use | 20000 | Fiberglass Reinforced Plastic | Federally Regulated | None | None | E-10 | 2008 |  |  | Double Walled | Plastic
12429 | KUM & GO #368 | 4041 N 168TH ST | OMAHA | 68116 | DOUGLAS | KUM & GO LC COMPLIANCE | 1459 GRAND AVE | DES MOINES | IA | 50309 | 2 | Currently in Use | 12000 | Fiberglass Reinforced Plastic | Federally Regulated | None | None | Regular Unleaded | 2008 |  |  | Double Walled | Plastic
12429 | KUM & GO #368 | 4041 N 168TH ST | OMAHA | 68116 | DOUGLAS | KUM & GO LC COMPLIANCE | 1459 GRAND AVE | DES MOINES | IA | 50309 | 3 | Currently in Use | 8000 | Fiberglass Reinforced Plastic | Federally Regulated | None | None | Regular Unleaded | 2008 |  |  | Double Walled | Plastic
12429 | KUM & GO #368 | 4041 N 168TH ST | OMAHA | 68116 | DOUGLAS | KUM & GO LC COMPLIANCE | 1459 GRAND AVE | DES MOINES | IA | 50309 | 4 | Currently in Use | 12000 | Fiberglass Reinforced Plastic | Federally Regulated | None | None | #2 Diesel | 2008 |  |  | Double Walled | Plastic
12429 | KUM & GO #368 | 4041 N 168TH ST | OMAHA | 68116 | DOUGLAS | KUM & GO LC COMPLIANCE | 1459 GRAND AVE | DES MOINES | IA | 50309 | 5 | Currently in Use | 8000 | Fiberglass Reinforced Plastic | Federally Regulated | None | None | E-85 | 2008 |  |  | Double Walled | Plastic
12267 | KUM & GO #369 | 11111 EMMETT ST | OMAHA | 68164 | DOUGLAS | KUM & GO LC COMPLIANCE | 1459 GRAND AVE | DES MOINES | IA | 50309 | 1 | Currently in Use | 15000 | Fiberglass Reinforced Plastic | Federally Regulated | None | None | Regular Unleaded | 2004 |  |  |  | Plastic
12267 | KUM & GO #369 | 11111 EMMETT ST | OMAHA | 68164 | DOUGLAS | KUM & GO LC COMPLIANCE | 1459 GRAND AVE | DES MOINES | IA | 50309 | 2 | Currently in Use | 15000 | Fiberglass Reinforced Plastic | Federally Regulated | None | None | E-10 | 2004 |  |  |  | Plastic
12267 | KUM & GO #369 | 11111 EMMETT ST | OMAHA | 68164 | DOUGLAS | KUM & GO LC COMPLIANCE | 1459 GRAND AVE | DES MOINES | IA | 50309 | 3 | Currently in Use | 5000 | Fiberglass Reinforced Plastic | Federally Regulated | None | None | Regular Unleaded | 2004 |  |  |  | Plastic
12267 | KUM & GO #369 | 11111 EMMETT ST | OMAHA | 68164 | DOUGLAS | KUM & GO LC COMPLIANCE | 1459 GRAND AVE | DES MOINES | IA | 50309 | 4 | Currently in Use | 6000 | Fiberglass Reinforced Plastic | Federally Regulated | None | None | #1 Diesel | 2004 |  |  |  | Plastic
12399 | KUM & GO #371 | 13149 FORT ST | OMAHA | 68164 | DOUGLAS | KUM & GO LC COMPLIANCE | 1459 GRAND AVE | DES MOINES | IA | 50309 | 1 | Currently in Use | 20000 | Fiberglass Reinforced Plastic | Federally Regulated | None | None | E-10 | 2007 |  |  | Double Walled | Plastic
12399 | KUM & GO #371 | 13149 FORT ST | OMAHA | 68164 | DOUGLAS | KUM & GO LC COMPLIANCE | 1459 GRAND AVE | DES MOINES | IA | 50309 | 2 | Currently in Use | 12000 | Fiberglass Reinforced Plastic | Federally Regulated | None | None | Regular Unleaded | 2007 |  |  | Double Walled | Plastic
12399 | KUM & GO #371 | 13149 FORT ST | OMAHA | 68164 | DOUGLAS | KUM & GO LC COMPLIANCE | 1459 GRAND AVE | DES MOINES | IA | 50309 | 3 | Currently in Use | 8000 | Fiberglass Reinforced Plastic | Federally Regulated | None | None | Regular Unleaded | 2007 |  |  | Double Walled | Plastic
12399 | KUM & GO #371 | 13149 FORT ST | OMAHA | 68164 | DOUGLAS | KUM & GO LC COMPLIANCE | 1459 GRAND AVE | DES MOINES | IA | 50309 | 4 | Currently in Use | 12000 | Fiberglass Reinforced Plastic | Federally Regulated | None | None | #2 Diesel | 2007 |  |  | Double Walled | Plastic
2491 | KUM & GO #372 | 7152 PACIFIC ST | OMAHA | 68106 | DOUGLAS | KUM & GO LC COMPLIANCE | 1459 GRAND AVE | DES MOINES | IA | 50309 | 4 | Currently in Use | 12000 | Fiberglass Reinforced Plastic | Federally Regulated |  |  | #2 Diesel | 2018 |  |  | Double Walled | Plastic
2491 | KUM & GO #372 | 7152 PACIFIC ST | OMAHA | 68106 | DOUGLAS | KUM & GO LC COMPLIANCE | 1459 GRAND AVE | DES MOINES | IA | 50309 | 5 | Currently in Use | 12000 | Fiberglass Reinforced Plastic | Federally Regulated |  |  | Premium Unleaded | 2018 |  |  | Double Walled | Plastic
2491 | KUM & GO #372 | 7152 PACIFIC ST | OMAHA | 68106 | DOUGLAS | KUM & GO LC COMPLIANCE | 1459 GRAND AVE | DES MOINES | IA | 50309 | 6 | Currently in Use | 12000 | Fiberglass Reinforced Plastic | Federally Regulated |  |  | E-85 | 2018 |  |  | Double Walled | Plastic
2491 | KUM & GO #372 | 7152 PACIFIC ST | OMAHA | 68106 | DOUGLAS | KUM & GO LC COMPLIANCE | 1459 GRAND AVE | DES MOINES | IA | 50309 | 7 | Currently in Use | 20000 | Fiberglass Reinforced Plastic | Federally Regulated |  |  | E-10 | 2018 |  |  | Double Walled | Plastic
12417 | KUM & GO #376 | 2627 S CLEVELAND BLVD | OMAHA | 68130 | DOUGLAS | KUM & GO LC COMPLIANCE | 1459 GRAND AVE | DES MOINES | IA | 50309 | 1 | Currently in Use | 20000 | Fiberglass Reinforced Plastic | Federally Regulated | None | None | E-10 | 2007 |  |  | Double Walled | Plastic
12417 | KUM & GO #376 | 2627 S CLEVELAND BLVD | OMAHA | 68130 | DOUGLAS | KUM & GO LC COMPLIANCE | 1459 GRAND AVE | DES MOINES | IA | 50309 | 2 | Currently in Use | 12000 | Fiberglass Reinforced Plastic | Federally Regulated | None | None | Regular Unleaded | 2007 |  |  | Double Walled | Plastic
12417 | KUM & GO #376 | 2627 S CLEVELAND BLVD | OMAHA | 68130 | DOUGLAS | KUM & GO LC COMPLIANCE | 1459 GRAND AVE | DES MOINES | IA | 50309 | 3 | Currently in Use | 8000 | Fiberglass Reinforced Plastic | Federally Regulated | None | None | Regular Unleaded | 2007 |  |  | Double Walled | Plastic
12417 | KUM & GO #376 | 2627 S CLEVELAND BLVD | OMAHA | 68130 | DOUGLAS | KUM & GO LC COMPLIANCE | 1459 GRAND AVE | DES MOINES | IA | 50309 | 4 | Currently in Use | 12000 | Fiberglass Reinforced Plastic | Federally Regulated | None | None | #2 Diesel | 2007 |  |  | Double Walled | Plastic
12417 | KUM & GO #376 | 2627 S CLEVELAND BLVD | OMAHA | 68130 | DOUGLAS | KUM & GO LC COMPLIANCE | 1459 GRAND AVE | DES MOINES | IA | 50309 | 5 | Currently in Use | 8000 | Fiberglass Reinforced Plastic | Federally Regulated | None | None | E-85 | 2007 |  |  | Double Walled | Plastic
635 | KUM & GO #378 | 14353 Q ST | OMAHA | 68137 | DOUGLAS | KUM & GO LC COMPLIANCE | 1459 GRAND AVE | DES MOINES | IA | 50309 | 3 | Currently in Use | 12000 | Fiberglass Reinforced Plastic | Federally Regulated | None | None | Regular Unleaded | 2012 |  |  | Double Walled | Plastic
635 | KUM & GO #378 | 14353 Q ST | OMAHA | 68137 | DOUGLAS | KUM & GO LC COMPLIANCE | 1459 GRAND AVE | DES MOINES | IA | 50309 | 4 | Currently in Use | 20000 | Fiberglass Reinforced Plastic | Federally Regulated | None | None | E-10 | 2012 |  |  | Double Walled | Plastic
635 | KUM & GO #378 | 14353 Q ST | OMAHA | 68137 | DOUGLAS | KUM & GO LC COMPLIANCE | 1459 GRAND AVE | DES MOINES | IA | 50309 | 5 | Currently in Use | 8000 | Fiberglass Reinforced Plastic | Federally Regulated | None | None | Regular Unleaded | 2012 |  |  | Double Walled | Plastic
635 | KUM & GO #378 | 14353 Q ST | OMAHA | 68137 | DOUGLAS | KUM & GO LC COMPLIANCE | 1459 GRAND AVE | DES MOINES | IA | 50309 | 6 | Currently in Use | 12000 | Fiberglass Reinforced Plastic | Federally Regulated | None | None | #2 Diesel | 2012 |  |  | Double Walled | Plastic
635 | KUM & GO #378 | 14353 Q ST | OMAHA | 68137 | DOUGLAS | KUM & GO LC COMPLIANCE | 1459 GRAND AVE | DES MOINES | IA | 50309 | 7 | Currently in Use | 8000 | Fiberglass Reinforced Plastic | Federally Regulated | None | None | E-85 | 2012 |  |  | Double Walled | Plastic
631 | KWIK SHOP #622 | 9545 Q ST | OMAHA | 68127 | DOUGLAS | KWIK SHOP INC | 165 FLANDERS RD | WESTBOROUGH | MA | 1581 | 1 | Currently in Use | 10000 | Fiberglass Reinforced Plastic | Federally Regulated | None | None | E-10 | 1984 |  |  |  | Plastic
631 | KWIK SHOP #622 | 9545 Q ST | OMAHA | 68127 | DOUGLAS | KWIK SHOP INC | 165 FLANDERS RD | WESTBOROUGH | MA | 1581 | 2 | Currently in Use | 10000 | Fiberglass Reinforced Plastic | Federally Regulated | None | None | Premium Unleaded | 1984 |  |  |  | Plastic
631 | KWIK SHOP #622 | 9545 Q ST | OMAHA | 68127 | DOUGLAS | KWIK SHOP INC | 165 FLANDERS RD | WESTBOROUGH | MA | 1581 | 3 | Currently in Use | 10000 | Fiberglass Reinforced Plastic | Federally Regulated | None | None | #2 Diesel | 1984 |  |  |  | Plastic
648 | KWIK SHOP #640 | 3606 LEAVENWORTH ST | OMAHA | 68105 | DOUGLAS | KWIK SHOP INC | 165 FLANDERS RD | WESTBOROUGH | MA | 1581 | 1 | Currently in Use | 10000 | Steel | Federally Regulated | Internal Lining(e.g., epoxy resins) | Impressed Current Cathodic Protection | Premium Unleaded | 1979 |  |  |  | Fiberglass Reinforced Plastic
648 | KWIK SHOP #640 | 3606 LEAVENWORTH ST | OMAHA | 68105 | DOUGLAS | KWIK SHOP INC | 165 FLANDERS RD | WESTBOROUGH | MA | 1581 | 2 | Currently in Use | 10000 | Steel | Federally Regulated | Internal Lining(e.g., epoxy resins) | Impressed Current Cathodic Protection | E-10 | 1979 |  |  |  | Fiberglass Reinforced Plastic
656 | KWIK SHOP #652 | 3222 Q ST | OMAHA | 68107 | DOUGLAS | KWIK SHOP INC | 165 FLANDERS RD | WESTBOROUGH | MA | 1581 | 1 | Currently in Use | 10000 | Fiberglass Reinforced Plastic | Federally Regulated | None | None | E-10 | 1985 |  |  |  | Fiberglass Reinforced Plastic
656 | KWIK SHOP #652 | 3222 Q ST | OMAHA | 68107 | DOUGLAS | KWIK SHOP INC | 165 FLANDERS RD | WESTBOROUGH | MA | 1581 | 2 | Currently in Use | 10000 | Fiberglass Reinforced Plastic | Federally Regulated | None | None | E-10 | 1985 |  |  |  | Fiberglass Reinforced Plastic
656 | KWIK SHOP #652 | 3222 Q ST | OMAHA | 68107 | DOUGLAS | KWIK SHOP INC | 165 FLANDERS RD | WESTBOROUGH | MA | 1581 | 3 | Currently in Use | 10000 | Fiberglass Reinforced Plastic | Federally Regulated | None | None | Premium Unleaded | 1985 |  |  |  | Fiberglass Reinforced Plastic
657 | KWIK SHOP #653 | 5929 N 72ND ST | OMAHA | 68134 | DOUGLAS | KWIK SHOP INC | 165 FLANDERS RD | WESTBOROUGH | MA | 1581 | 1 | Currently in Use | 10000 | Fiberglass Reinforced Plastic | Federally Regulated | None | None | Premium Unleaded | 1985 |  |  |  | Plastic
657 | KWIK SHOP #653 | 5929 N 72ND ST | OMAHA | 68134 | DOUGLAS | KWIK SHOP INC | 165 FLANDERS RD | WESTBOROUGH | MA | 1581 | 2 | Currently in Use | 10000 | Fiberglass Reinforced Plastic | Federally Regulated | None | None | E-10 | 1985 |  |  |  | Plastic
657 | KWIK SHOP #653 | 5929 N 72ND ST | OMAHA | 68134 | DOUGLAS | KWIK SHOP INC | 165 FLANDERS RD | WESTBOROUGH | MA | 1581 | 3 | Currently in Use | 10000 | Fiberglass Reinforced Plastic | Federally Regulated | None | None | #2 Diesel | 1985 |  |  |  | Plastic
6992 | KWIK SHOP #657 | 7525 CASS ST | OMAHA | 68114 | DOUGLAS | KWIK SHOP INC | 165 FLANDERS RD | WESTBOROUGH | MA | 1581 | 1 | Currently in Use | 10000 | Fiberglass Reinforced Plastic | Federally Regulated | None | None | Premium Unleaded | 1986 |  |  |  | Fiberglass Reinforced Plastic
6992 | KWIK SHOP #657 | 7525 CASS ST | OMAHA | 68114 | DOUGLAS | KWIK SHOP INC | 165 FLANDERS RD | WESTBOROUGH | MA | 1581 | 2 | Currently in Use | 10000 | Fiberglass Reinforced Plastic | Federally Regulated | None | None | E-10 | 1986 |  |  |  | Fiberglass Reinforced Plastic
6992 | KWIK SHOP #657 | 7525 CASS ST | OMAHA | 68114 | DOUGLAS | KWIK SHOP INC | 165 FLANDERS RD | WESTBOROUGH | MA | 1581 | 3 | Currently in Use | 10000 | Fiberglass Reinforced Plastic | Federally Regulated | None | None | #2 Diesel | 1986 |  |  |  | Fiberglass Reinforced Plastic
11387 | KWIK SHOP #665 | 15556 BLONDO ST | OMAHA | 68164 | DOUGLAS | KWIK SHOP INC | 165 FLANDERS RD | WESTBOROUGH | MA | 1581 | 1 | Currently in Use | 10000 | Fiberglass Reinforced Plastic | Federally Regulated | None | None | Premium Unleaded | 1995 |  |  |  | Fiberglass Reinforced Plastic
11387 | KWIK SHOP #665 | 15556 BLONDO ST | OMAHA | 68164 | DOUGLAS | KWIK SHOP INC | 165 FLANDERS RD | WESTBOROUGH | MA | 1581 | 2 | Currently in Use | 10000 | Fiberglass Reinforced Plastic | Federally Regulated | None | None | E-10 | 1995 |  |  |  | Fiberglass Reinforced Plastic
11387 | KWIK SHOP #665 | 15556 BLONDO ST | OMAHA | 68164 | DOUGLAS | KWIK SHOP INC | 165 FLANDERS RD | WESTBOROUGH | MA | 1581 | 3 | Currently in Use | 12000 | Fiberglass Reinforced Plastic | Federally Regulated | None | None | E-10 | 1995 |  |  |  | Fiberglass Reinforced Plastic
11743 | KWIK SHOP #667 | 4855 L ST | OMAHA | 68117 | DOUGLAS | KWIK SHOP INC | 165 FLANDERS RD | WESTBOROUGH | MA | 1581 | 1 | Currently in Use | 12000 | Fiberglass Reinforced Plastic | Federally Regulated | None | None | E-10 | 1998
11743 | KWIK SHOP #667 | 4855 L ST | OMAHA | 68117 | DOUGLAS | KWIK SHOP INC | 165 FLANDERS RD | WESTBOROUGH | MA | 1581 | 2 | Currently in Use | 12000 | Fiberglass Reinforced Plastic | Federally Regulated | None | None | Premium Unleaded | 1998
11743 | KWIK SHOP #667 | 4855 L ST | OMAHA | 68117 | DOUGLAS | KWIK SHOP INC | 165 FLANDERS RD | WESTBOROUGH | MA | 1581 | 3 | Currently in Use | 12000 | Fiberglass Reinforced Plastic | Federally Regulated | None | None | #2 Diesel | 1998
12231 | KWIK SHOP #668 | 6845 S 167TH ST | OMAHA | 68135 | DOUGLAS | KWIK SHOP INC | 165 FLANDERS RD | WESTBOROUGH | MA | 1581 | 1 | Currently in Use | 10000 | Fiberglass Reinforced Plastic | Federally Regulated | None | None | E-10 | 2003 |  |  | Double Walled | Plastic
12231 | KWIK SHOP #668 | 6845 S 167TH ST | OMAHA | 68135 | DOUGLAS | KWIK SHOP INC | 165 FLANDERS RD | WESTBOROUGH | MA | 1581 | 2 | Currently in Use | 5000 | Fiberglass Reinforced Plastic | Federally Regulated | None | None | Premium Unleaded | 2003 |  |  | Double Walled | Plastic
12231 | KWIK SHOP #668 | 6845 S 167TH ST | OMAHA | 68135 | DOUGLAS | KWIK SHOP INC | 165 FLANDERS RD | WESTBOROUGH | MA | 1581 | 3 | Currently in Use | 10000 | Fiberglass Reinforced Plastic | Federally Regulated | None | None | E-10 | 2003 |  |  | Double Walled | Plastic
12231 | KWIK SHOP #668 | 6845 S 167TH ST | OMAHA | 68135 | DOUGLAS | KWIK SHOP INC | 165 FLANDERS RD | WESTBOROUGH | MA | 1581 | 4 | Currently in Use | 5000 | Fiberglass Reinforced Plastic | Federally Regulated | None | None | #2 Diesel | 2003 |  |  | Double Walled | Plastic
697 | KWIK SHOP #673 | 5306 N 103RD ST | OMAHA | 68134 | DOUGLAS | KWIK SHOP INC | 165 FLANDERS RD | WESTBOROUGH | MA | 1581 | 5 | Currently in Use | 8000 | Fiberglass Reinforced Plastic | Federally Regulated | None | None | E-10 | 2010 |  |  | Double Walled | Plastic
697 | KWIK SHOP #673 | 5306 N 103RD ST | OMAHA | 68134 | DOUGLAS | KWIK SHOP INC | 165 FLANDERS RD | WESTBOROUGH | MA | 1581 | 6 | Currently in Use | 20000 | Fiberglass Reinforced Plastic | Federally Regulated | None | None | E-10 | 2010 |  |  | Double Walled | Plastic
697 | KWIK SHOP #673 | 5306 N 103RD ST | OMAHA | 68134 | DOUGLAS | KWIK SHOP INC | 165 FLANDERS RD | WESTBOROUGH | MA | 1581 | 7 | Currently in Use | 10000 | Fiberglass Reinforced Plastic | Federally Regulated | None | None | Premium Unleaded | 2010 |  |  | Double Walled | Plastic
697 | KWIK SHOP #673 | 5306 N 103RD ST | OMAHA | 68134 | DOUGLAS | KWIK SHOP INC | 165 FLANDERS RD | WESTBOROUGH | MA | 1581 | 8 | Currently in Use | 10000 | Fiberglass Reinforced Plastic | Federally Regulated | None | None | #2 Diesel | 2010 |  |  | Double Walled | Plastic
12850 | KWIK SHOP #799 | 2202 N 90TH ST | OMAHA | 68134 | DOUGLAS | KWIK SHOP INC | 165 FLANDERS RD | WESTBOROUGH | MA | 1581 | 1 | Currently in Use | 12000 | Fiberglass Reinforced Plastic | Federally Regulated |  |  | Regular Unleaded | 2022 |  |  | Double Walled | Fiberglass Reinforced Plastic
12850 | KWIK SHOP #799 | 2202 N 90TH ST | OMAHA | 68134 | DOUGLAS | KWIK SHOP INC | 165 FLANDERS RD | WESTBOROUGH | MA | 1581 | 2 | Currently in Use | 12000 | Fiberglass Reinforced Plastic | Federally Regulated |  |  | Regular Unleaded | 2022 |  |  | Double Walled | Fiberglass Reinforced Plastic
12850 | KWIK SHOP #799 | 2202 N 90TH ST | OMAHA | 68134 | DOUGLAS | KWIK SHOP INC | 165 FLANDERS RD | WESTBOROUGH | MA | 1581 | 3 | Currently in Use | 8000 | Fiberglass Reinforced Plastic | Federally Regulated |  |  | Premium Unleaded | 2022 |  |  | Double Walled | Fiberglass Reinforced Plastic
12850 | KWIK SHOP #799 | 2202 N 90TH ST | OMAHA | 68134 | DOUGLAS | KWIK SHOP INC | 165 FLANDERS RD | WESTBOROUGH | MA | 1581 | 4 | Currently in Use | 8000 | Fiberglass Reinforced Plastic | Federally Regulated |  |  | #2 Diesel | 2022 |  |  | Double Walled | Fiberglass Reinforced Plastic
11487 | L G ROLOFF CONSTRUCTION CO INC | 10204 S 152ND ST | OMAHA | 68138 | SARPY | L G ROLOFF CONSTRUCTION CO INC | 10204 S 152ND ST | OMAHA | NE | 68138 | 1 | Currently in Use | 10000 | Composite | Federally Regulated | None | Fiberglass Reinforced Plastic Coated | #2 Diesel | 1996 |  |  |  | Plastic
12547 | LANOHA NURSERIES | 19111 W CENTER RD | OMAHA | 68130 | DOUGLAS | LANOHA NURSERIES | 19111 W CENTER RD | OMAHA | NE | 68130 | 1 | Currently in Use | 10000 | Fiberglass Reinforced Plastic | Federally Regulated |  |  | #2 Diesel | 2012 |  |  | Double Walled | Fiberglass Reinforced Plastic
12547 | LANOHA NURSERIES | 19111 W CENTER RD | OMAHA | 68130 | DOUGLAS | LANOHA NURSERIES | 19111 W CENTER RD | OMAHA | NE | 68130 | 2 | Currently in Use | 10000 | Fiberglass Reinforced Plastic | Federally Regulated |  |  | #2 Diesel | 2012 |  |  | Double Walled | Fiberglass Reinforced Plastic
12547 | LANOHA NURSERIES | 19111 W CENTER RD | OMAHA | 68130 | DOUGLAS | LANOHA NURSERIES | 19111 W CENTER RD | OMAHA | NE | 68130 | 3 | Currently in Use | 4000 | Fiberglass Reinforced Plastic | Federally Regulated |  |  | Regular Unleaded | 2012 |  |  | Double Walled | Fiberglass Reinforced Plastic
12582 | LEXUS OF OMAHA | 13025 W DODGE RD | OMAHA | 68154 | DOUGLAS | TALMAR ENTERPRISES | 13025 W DODGE RD | OMAHA | NE | 68154 | 1 | Currently in Use | 6000 | Fiberglass Reinforced Plastic | Federally Regulated |  |  | Regular Unleaded | 2013 |  |  | Double Walled | Fiberglass Reinforced Plastic
7784 | MARRIOTT RESORT CENTER | 1818 N 90TH ST | OMAHA | 68114 | DOUGLAS | MARRIOTT RESORT CENTER | 1818 N 90TH ST | OMAHA | NE | 68114 | 2 | Currently in Use | 600 | Fiberglass Reinforced Plastic | Federally Regulated | None | None | #2 Diesel | 1998 |  |  |  | Copper
6277 | MCARDLE GRADING CO | 8535 IRVINGTON RD | OMAHA | 68122 | DOUGLAS | MCARDLE GRADING COMPANY | 112 RAILROAD AVE | ELKHORN | NE | 68022 | 2 | Currently in Use | 560 | Steel | Federally Regulated | None | Galvanic/Sacrificial Current Cathodic Protection, STIP3 Tank | Used Oil | 1989
11244 | MCI TELECOMMUNICATIONS CO | 7400 WORLD COMMUNICATIONS DR | OMAHA | 68122 | DOUGLAS | VERIZON ATTN: ZACH FEINGOLD | 18850 ORANGE ST | BLOOMINGTON | CA | 92316 | 1 | Currently in Use | 15000 | Fiberglass Reinforced Plastic | Federally Regulated | None | None | #2 Diesel | 1994 |  |  |  | Plastic
11244 | MCI TELECOMMUNICATIONS CO | 7400 WORLD COMMUNICATIONS DR | OMAHA | 68122 | DOUGLAS | VERIZON ATTN: ZACH FEINGOLD | 18850 ORANGE ST | BLOOMINGTON | CA | 92316 | 2 | Currently in Use | 15000 | Fiberglass Reinforced Plastic | Federally Regulated | None | None | #2 Diesel | 1994 |  |  |  | Plastic
11244 | MCI TELECOMMUNICATIONS CO | 7400 WORLD COMMUNICATIONS DR | OMAHA | 68122 | DOUGLAS | VERIZON ATTN: ZACH FEINGOLD | 18850 ORANGE ST | BLOOMINGTON | CA | 92316 | 3 | Currently in Use | 15000 | Fiberglass Reinforced Plastic | Federally Regulated | None | None | #2 Diesel | 1994 |  |  |  | Plastic
11244 | MCI TELECOMMUNICATIONS CO | 7400 WORLD COMMUNICATIONS DR | OMAHA | 68122 | DOUGLAS | VERIZON ATTN: ZACH FEINGOLD | 18850 ORANGE ST | BLOOMINGTON | CA | 92316 | 4 | Currently in Use | 15000 | Fiberglass Reinforced Plastic | Federally Regulated | None | None | #2 Diesel | 1994 |  |  |  | Plastic
552 | MEGA SAVER | 8928 MAPLE ST | OMAHA | 68134 | DOUGLAS | TFL INC | 202 S 73RD ST | OMAHA | NE | 68114-4616 | 1 | Currently in Use | 10000 | Steel | Federally Regulated | Internal Lining(e.g., epoxy resins) | Impressed Current Cathodic Protection | #2 Diesel | 1975 |  |  |  | Fiberglass Reinforced Plastic
454 | MEGA SAVER | 4108 DODGE ST | OMAHA | 68131 | DOUGLAS | TFL INC | 202 S 73RD ST | OMAHA | NE | 68114-4616 | 1 | Currently in Use | 8000 | Steel | Federally Regulated | None | Impressed Current Cathodic Protection | E-10 | 1984 |  |  |  | Steel
12533 | MEGA SAVER | 3223 N 108TH ST | OMAHA | 68134 | DOUGLAS | TFL INC | 202 S 73RD ST | OMAHA | NE | 68114-4616 | 1 | Currently in Use | 3000 | Composite | Federally Regulated |  |  | #1 Diesel | 2010 |  |  | Double Walled | Fiberglass Reinforced Plastic
8447 | MEGA SAVER | 7205 LAWNDALE DR | OMAHA | 68134 | DOUGLAS | TFL INC | 202 S 73RD ST | OMAHA | NE | 68114-4616 | 1 | Currently in Use | 10000 | Steel | Federally Regulated | None | Galvanic/Sacrificial Current Cathodic Protection, STIP3 Tank | Regular Unleaded | 1992 |  |  |  | Fiberglass Reinforced Plastic
1188 | MEGA SAVER | 3402 S 42ND ST | OMAHA | 68105 | DOUGLAS | TFL INC | 202 S 73RD ST | OMAHA | NE | 68114-4616 | 1 | Currently in Use | 6000 | Steel | Federally Regulated | None | Galvanic/Sacrificial Current Cathodic Protection, Painted(e.g., asphaltic), STIP3 Tank | Regular Unleaded | 1985 |  |  |  | Fiberglass Reinforced Plastic
12171 | MEGA SAVER | 7204 BLONDO | OMAHA | 68134 | DOUGLAS | TFL INC | 202 S 73RD ST | OMAHA | NE | 68114-4616 | 1 | Currently in Use | 12000 | Fiberglass Reinforced Plastic | Federally Regulated | None | None | Regular Unleaded | 2002 |  |  |  | Fiberglass Reinforced Plastic
647 | MEGA SAVER | 4429 CALIFORNIA | OMAHA | 68131 | DOUGLAS | TFL INC | 202 S 73RD ST | OMAHA | NE | 68114-4616 | 1 | Currently in Use | 10000 | Steel | Federally Regulated | Internal Lining(e.g., epoxy resins) | Impressed Current Cathodic Protection | Regular Unleaded | 1979 |  |  |  | Copper
12437 | MEGA SAVER | 8727 MAPLE ST | OMAHA | 68134 | DOUGLAS | TFL INC | 202 S 73RD ST | OMAHA | NE | 68114-4616 | 1 | Currently in Use | 20000 | Fiberglass Reinforced Plastic | Federally Regulated | None | None | E-10 | 2008 |  |  | Double Walled | Fiberglass Reinforced Plastic, Plastic
12276 | MEGA SAVER | 16808 AUDREY ST | OMAHA | 68132 | SARPY | TFL INC | 202 S 73RD ST | OMAHA | NE | 68114-4616 | 1 | Currently in Use | 12000 | Fiberglass Reinforced Plastic | Federally Regulated | None | None | Regular Unleaded | 2004 |  |  |  | Fiberglass Reinforced Plastic
12821 | MEGA SAVER | 8409 W CENTER | OMAHA | 68124 | DOUGLAS | TFL INC | 202 S 73RD ST | OMAHA | NE | 68114-4616 | 1 | Currently in Use | 12000 | Fiberglass Reinforced Plastic | Federally Regulated |  |  | E-10 | 2022 |  |  | Double Walled | Plastic
12861 | MEGA SAVER | 5301 N 90TH ST | OMAHA | 68134 | DOUGLAS | TFL INC | 202 S 73RD ST | OMAHA | NE | 68114-4616 | 1 | Currently in Use | 20000 | Fiberglass Reinforced Plastic | Federally Regulated |  |  | E-10 | 2023 |  |  | Double Walled | Fiberglass Reinforced Plastic
7887 | MEGA SAVER | 1910 N 144TH ST | OMAHA | 68154 | DOUGLAS | TFL INC | 202 S 73RD ST | OMAHA | NE | 68114-4616 | 1 | Currently in Use | 10000 | Steel | Federally Regulated | None | Galvanic/Sacrificial Current Cathodic Protection, STIP3 Tank | E-85, Other->87% ethanol | 1987 |  |  |  | Fiberglass Reinforced Plastic
7776 | MEGA SAVER | 9516 CALHOUN RD | OMAHA | 68112 | DOUGLAS | TFL INC | 202 S 73RD ST | OMAHA | NE | 68114-4616 | 1 | Currently in Use | 8600 | Steel | Federally Regulated | None | Impressed Current Cathodic Protection | Regular Unleaded | 1988 |  |  |  | DOUBLE WALLED, Fiberglass Reinforced Plastic
12203 | MEGA SAVER | 2505 ABBOTT DR PLZ | OMAHA | 68110 | DOUGLAS | TFL INC | 202 S 73RD ST | OMAHA | NE | 68114-4616 | 1 | Currently in Use | 15000 | Fiberglass Reinforced Plastic | Federally Regulated |  |  | Regular Unleaded | 2002 |  |  |  | Plastic
12047 | MEGA SAVER | 10707 BLONDO ST | OMAHA | 68116 | DOUGLAS | TFL INC | 202 S 73RD ST | OMAHA | NE | 68114-4616 | 1 | Currently in Use | 6000 | Composite | Federally Regulated | None | Fiberglass Reinforced Plastic Coated | Regular Unleaded | 1999 |  |  |  | double wall flex, Fiberglass Reinforced Plastic
12568 | MEGA SAVER | 1357 NW RADIAL HWY | OMAHA | 68132 | DOUGLAS | TFL INC | 202 S 73RD ST | OMAHA | NE | 68114-4616 | 1 | Currently in Use | 12000 | Composite | Federally Regulated |  |  | E-10 | 2012 |  |  | Double Walled | Plastic
2549 | MEGA SAVER | 5101 S 24TH ST | OMAHA | 68107 | DOUGLAS | TFL INC | 202 S 73RD ST | OMAHA | NE | 68114-4616 | 1 | Currently in Use | 8000 | Steel | Federally Regulated | Unknown | Impressed Current Cathodic Protection | Regular Unleaded | 1953 |  |  |  | Fiberglass Reinforced Plastic
2549 | MEGA SAVER | 5101 S 24TH ST | OMAHA | 68107 | DOUGLAS | TFL INC | 202 S 73RD ST | OMAHA | NE | 68114-4616 | 2 | Currently in Use | 8000 | Steel | Federally Regulated | Unknown | Impressed Current Cathodic Protection | Regular Unleaded | 1953 |  |  |  | Fiberglass Reinforced Plastic
12568 | MEGA SAVER | 1357 NW RADIAL HWY | OMAHA | 68132 | DOUGLAS | TFL INC | 202 S 73RD ST | OMAHA | NE | 68114-4616 | 2 | Currently in Use | 3000 | Composite | Federally Regulated |  |  | Regular Unleaded | 2012 |  |  | Double Walled | Plastic
12047 | MEGA SAVER | 10707 BLONDO ST | OMAHA | 68116 | DOUGLAS | TFL INC | 202 S 73RD ST | OMAHA | NE | 68114-4616 | 2 | Currently in Use | 10000 | Composite | Federally Regulated | None | Fiberglass Reinforced Plastic Coated | E-10 | 1999 |  |  |  | double wall flex, Fiberglass Reinforced Plastic
12203 | MEGA SAVER | 2505 ABBOTT DR PLZ | OMAHA | 68110 | DOUGLAS | TFL INC | 202 S 73RD ST | OMAHA | NE | 68114-4616 | 2 | Currently in Use | 15000 | Fiberglass Reinforced Plastic | Federally Regulated |  |  | E-10 | 2002 |  |  |  | Plastic
7776 | MEGA SAVER | 9516 CALHOUN RD | OMAHA | 68112 | DOUGLAS | TFL INC | 202 S 73RD ST | OMAHA | NE | 68114-4616 | 2 | Currently in Use | 8600 | Steel | Federally Regulated | None | Impressed Current Cathodic Protection | E-10 | 1988 |  |  |  | DOUBLE WALLED, Fiberglass Reinforced Plastic
7887 | MEGA SAVER | 1910 N 144TH ST | OMAHA | 68154 | DOUGLAS | TFL INC | 202 S 73RD ST | OMAHA | NE | 68114-4616 | 2 | Currently in Use | 8000 | Steel | Federally Regulated | None | Galvanic/Sacrificial Current Cathodic Protection, STIP3 Tank | #2 Diesel | 1988 |  |  |  | Fiberglass Reinforced Plastic
12861 | MEGA SAVER | 5301 N 90TH ST | OMAHA | 68134 | DOUGLAS | TFL INC | 202 S 73RD ST | OMAHA | NE | 68114-4616 | 2 | Currently in Use | 10000 | Fiberglass Reinforced Plastic | Federally Regulated |  |  | Regular Unleaded | 2023 |  |  | Double Walled | Fiberglass Reinforced Plastic
12821 | MEGA SAVER | 8409 W CENTER | OMAHA | 68124 | DOUGLAS | TFL INC | 202 S 73RD ST | OMAHA | NE | 68114-4616 | 2 | Currently in Use | 8000 | Fiberglass Reinforced Plastic | Federally Regulated |  |  | Regular Unleaded | 2022 |  |  | Double Walled | Plastic
12276 | MEGA SAVER | 16808 AUDREY ST | OMAHA | 68132 | SARPY | TFL INC | 202 S 73RD ST | OMAHA | NE | 68114-4616 | 2 | Currently in Use | 12000 | Fiberglass Reinforced Plastic | Federally Regulated | None | None | E-10 | 2004 |  |  |  | Fiberglass Reinforced Plastic
12437 | MEGA SAVER | 8727 MAPLE ST | OMAHA | 68134 | DOUGLAS | TFL INC | 202 S 73RD ST | OMAHA | NE | 68114-4616 | 2 | Currently in Use | 12000 | Fiberglass Reinforced Plastic | Federally Regulated | None | None | Regular Unleaded | 2008 |  |  | Double Walled | Fiberglass Reinforced Plastic, Plastic
647 | MEGA SAVER | 4429 CALIFORNIA | OMAHA | 68131 | DOUGLAS | TFL INC | 202 S 73RD ST | OMAHA | NE | 68114-4616 | 2 | Currently in Use | 6000 | Steel | Federally Regulated | Internal Lining(e.g., epoxy resins) | Impressed Current Cathodic Protection | Regular Unleaded | 1979 |  |  |  | Copper
12171 | MEGA SAVER | 7204 BLONDO | OMAHA | 68134 | DOUGLAS | TFL INC | 202 S 73RD ST | OMAHA | NE | 68114-4616 | 2 | Currently in Use | 12000 | Fiberglass Reinforced Plastic | Federally Regulated | Unknown | None | E-10 | 2002 |  |  |  | Fiberglass Reinforced Plastic
1188 | MEGA SAVER | 3402 S 42ND ST | OMAHA | 68105 | DOUGLAS | TFL INC | 202 S 73RD ST | OMAHA | NE | 68114-4616 | 2 | Currently in Use | 8000 | Steel | Federally Regulated | None | Galvanic/Sacrificial Current Cathodic Protection, Painted(e.g., asphaltic), STIP3 Tank | E-10 | 1987 |  |  |  | Fiberglass Reinforced Plastic
8447 | MEGA SAVER | 7205 LAWNDALE DR | OMAHA | 68134 | DOUGLAS | TFL INC | 202 S 73RD ST | OMAHA | NE | 68114-4616 | 2 | Currently in Use | 8000 | Steel | Federally Regulated | None | Galvanic/Sacrificial Current Cathodic Protection, STIP3 Tank | Regular Unleaded | 1992 |  |  |  | Fiberglass Reinforced Plastic
12533 | MEGA SAVER | 3223 N 108TH ST | OMAHA | 68134 | DOUGLAS | TFL INC | 202 S 73RD ST | OMAHA | NE | 68114-4616 | 2 | Currently in Use | 6000 | Composite | Federally Regulated |  |  | Regular Unleaded | 2010 |  |  | Double Walled | Fiberglass Reinforced Plastic
12493 | MEGA SAVER | 4420 S 24TH ST | OMAHA | 68107-1807 | DOUGLAS | TFL INC | 202 S 73RD ST | OMAHA | NE | 68114-4616 | 2 | Currently in Use | 10000 | Jacketed | Federally Regulated | None | Fiberglass Reinforced Plastic Coated | Regular Unleaded | 2011 |  |  | Double Walled | Fiberglass Reinforced Plastic
454 | MEGA SAVER | 4108 DODGE ST | OMAHA | 68131 | DOUGLAS | TFL INC | 202 S 73RD ST | OMAHA | NE | 68114-4616 | 2 | Currently in Use | 8000 | Fiberglass Reinforced Plastic | Federally Regulated | None | None | Regular Unleaded | 1988 |  |  |  | Steel
552 | MEGA SAVER | 8928 MAPLE ST | OMAHA | 68134 | DOUGLAS | TFL INC | 202 S 73RD ST | OMAHA | NE | 68114-4616 | 2 | Currently in Use | 10000 | Steel | Federally Regulated | Internal Lining(e.g., epoxy resins) | Impressed Current Cathodic Protection | Regular Unleaded | 1975 |  |  |  | Fiberglass Reinforced Plastic
552 | MEGA SAVER | 8928 MAPLE ST | OMAHA | 68134 | DOUGLAS | TFL INC | 202 S 73RD ST | OMAHA | NE | 68114-4616 | 3 | Currently in Use | 10000 | Steel | Federally Regulated | Internal Lining(e.g., epoxy resins) | Impressed Current Cathodic Protection | Regular Unleaded | 1975 |  |  |  | Fiberglass Reinforced Plastic
12493 | MEGA SAVER | 4420 S 24TH ST | OMAHA | 68107-1807 | DOUGLAS | TFL INC | 202 S 73RD ST | OMAHA | NE | 68114-4616 | 3 | Currently in Use | 6000 | Jacketed | Federally Regulated | None | Fiberglass Reinforced Plastic Coated | Regular Unleaded | 2011 |  |  | Double Walled | Fiberglass Reinforced Plastic
12533 | MEGA SAVER | 3223 N 108TH ST | OMAHA | 68134 | DOUGLAS | TFL INC | 202 S 73RD ST | OMAHA | NE | 68114-4616 | 3 | Currently in Use | 3000 | Composite | Federally Regulated |  |  | Regular Unleaded | 2010 |  |  | Double Walled | Fiberglass Reinforced Plastic
8447 | MEGA SAVER | 7205 LAWNDALE DR | OMAHA | 68134 | DOUGLAS | TFL INC | 202 S 73RD ST | OMAHA | NE | 68114-4616 | 3 | Currently in Use | 6000 | Steel | Federally Regulated | None | Galvanic/Sacrificial Current Cathodic Protection, STIP3 Tank | Regular Unleaded | 1992 |  |  |  | Fiberglass Reinforced Plastic
566 | MEGA SAVER | 2014 L ST | OMAHA | 68107 | DOUGLAS | TFL INC | 202 S 73RD ST | OMAHA | NE | 68114-4616 | 3 | Currently in Use | 6000 | Steel | Federally Regulated | None | Impressed Current Cathodic Protection, STIP3 Tank | Regular Unleaded | 1985 |  |  |  | Fiberglass Reinforced Plastic
1188 | MEGA SAVER | 3402 S 42ND ST | OMAHA | 68105 | DOUGLAS | TFL INC | 202 S 73RD ST | OMAHA | NE | 68114-4616 | 3 | Currently in Use | 8000 | Steel | Federally Regulated | None | Galvanic/Sacrificial Current Cathodic Protection, Painted(e.g., asphaltic), STIP3 Tank | Regular Unleaded | 1987 |  |  |  | Fiberglass Reinforced Plastic
12171 | MEGA SAVER | 7204 BLONDO | OMAHA | 68134 | DOUGLAS | TFL INC | 202 S 73RD ST | OMAHA | NE | 68114-4616 | 3 | Currently in Use | 12000 | Fiberglass Reinforced Plastic | Federally Regulated | None | None | Regular Unleaded | 2002 |  |  |  | Fiberglass Reinforced Plastic
12437 | MEGA SAVER | 8727 MAPLE ST | OMAHA | 68134 | DOUGLAS | TFL INC | 202 S 73RD ST | OMAHA | NE | 68114-4616 | 3 | Currently in Use | 12000 | Fiberglass Reinforced Plastic | Federally Regulated | None | None | Premium Unleaded | 2008 |  |  | Double Walled | Fiberglass Reinforced Plastic, Plastic
12276 | MEGA SAVER | 16808 AUDREY ST | OMAHA | 68132 | SARPY | TFL INC | 202 S 73RD ST | OMAHA | NE | 68114-4616 | 3 | Currently in Use | 6000 | Fiberglass Reinforced Plastic | Federally Regulated | None | None | Premium Unleaded | 2004 |  |  |  | Fiberglass Reinforced Plastic
12821 | MEGA SAVER | 8409 W CENTER | OMAHA | 68124 | DOUGLAS | TFL INC | 202 S 73RD ST | OMAHA | NE | 68114-4616 | 3 | Currently in Use | 4000 | Fiberglass Reinforced Plastic | Federally Regulated |  |  | Premium Unleaded | 2022 |  |  | Double Walled | Plastic
12861 | MEGA SAVER | 5301 N 90TH ST | OMAHA | 68134 | DOUGLAS | TFL INC | 202 S 73RD ST | OMAHA | NE | 68114-4616 | 3 | Currently in Use | 10000 | Fiberglass Reinforced Plastic | Federally Regulated |  |  | Premium Unleaded | 2023 |  |  | Double Walled | Fiberglass Reinforced Plastic
7776 | MEGA SAVER | 9516 CALHOUN RD | OMAHA | 68112 | DOUGLAS | TFL INC | 202 S 73RD ST | OMAHA | NE | 68114-4616 | 3 | Currently in Use | 6000 | Steel | Federally Regulated | None | Impressed Current Cathodic Protection | Regular Unleaded | 1988 |  |  |  | DOUBLE WALLED, Fiberglass Reinforced Plastic
12203 | MEGA SAVER | 2505 ABBOTT DR PLZ | OMAHA | 68110 | DOUGLAS | TFL INC | 202 S 73RD ST | OMAHA | NE | 68114-4616 | 3 | Currently in Use | 10000 | Fiberglass Reinforced Plastic | Federally Regulated | None | None | Premium Unleaded | 2002 |  |  | Double Walled | Plastic
12047 | MEGA SAVER | 10707 BLONDO ST | OMAHA | 68116 | DOUGLAS | TFL INC | 202 S 73RD ST | OMAHA | NE | 68114-4616 | 3 | Currently in Use | 8000 | Composite | Federally Regulated | None | Fiberglass Reinforced Plastic Coated | Regular Unleaded | 1999 |  |  |  | double wall flex, Fiberglass Reinforced Plastic
12568 | MEGA SAVER | 1357 NW RADIAL HWY | OMAHA | 68132 | DOUGLAS | TFL INC | 202 S 73RD ST | OMAHA | NE | 68114-4616 | 3 | Currently in Use | 6000 | Composite | Federally Regulated |  |  | Regular Unleaded | 2012 |  |  | Double Walled | Plastic
2549 | MEGA SAVER | 5101 S 24TH ST | OMAHA | 68107 | DOUGLAS | TFL INC | 202 S 73RD ST | OMAHA | NE | 68114-4616 | 3 | Currently in Use | 8000 | Steel | Federally Regulated | Unknown | Impressed Current Cathodic Protection | Regular Unleaded | 1953 |  |  |  | Fiberglass Reinforced Plastic
12568 | MEGA SAVER | 1357 NW RADIAL HWY | OMAHA | 68132 | DOUGLAS | TFL INC | 202 S 73RD ST | OMAHA | NE | 68114-4616 | 4 | Currently in Use | 3000 | Composite | Federally Regulated |  |  | #2 Diesel | 2012 |  |  | Double Walled | Plastic
12047 | MEGA SAVER | 10707 BLONDO ST | OMAHA | 68116 | DOUGLAS | TFL INC | 202 S 73RD ST | OMAHA | NE | 68114-4616 | 4 | Currently in Use | 4000 | Composite | Federally Regulated | None | Fiberglass Reinforced Plastic Coated | #2 Diesel | 1999 |  |  |  | double wall flex, Fiberglass Reinforced Plastic
12203 | MEGA SAVER | 2505 ABBOTT DR PLZ | OMAHA | 68110 | DOUGLAS | TFL INC | 202 S 73RD ST | OMAHA | NE | 68114-4616 | 4 | Currently in Use | 10000 | Fiberglass Reinforced Plastic | Federally Regulated | None | None | #2 Diesel | 2002 |  |  | Double Walled | Plastic, Plastic
7776 | MEGA SAVER | 9516 CALHOUN RD | OMAHA | 68112 | DOUGLAS | TFL INC | 202 S 73RD ST | OMAHA | NE | 68114-4616 | 4 | Currently in Use | 4200 | Fiberglass Reinforced Plastic | Federally Regulated |  |  | #2 Diesel | 2016 |  |  | Double Walled | Fiberglass Reinforced Plastic
1134 | MEGA SAVER | 8540 BLONDO ST | OMAHA | 68132 | DOUGLAS | TFL INC | 202 S 73RD ST | OMAHA | NE | 68114-4616 | 4 | Currently in Use | 12000 | Composite | Federally Regulated | None | Poly Jacket | Regular Unleaded | 2003 |  |  |  | Plastic
12821 | MEGA SAVER | 8409 W CENTER | OMAHA | 68124 | DOUGLAS | TFL INC | 202 S 73RD ST | OMAHA | NE | 68114-4616 | 4 | Currently in Use | 4000 | Fiberglass Reinforced Plastic | Federally Regulated |  |  | #2 Diesel | 2022 |  |  | Double Walled | Plastic
12276 | MEGA SAVER | 16808 AUDREY ST | OMAHA | 68132 | SARPY | TFL INC | 202 S 73RD ST | OMAHA | NE | 68114-4616 | 4 | Currently in Use | 6000 | Fiberglass Reinforced Plastic | Federally Regulated | None | None | #1 Diesel | 2004 |  |  |  | Fiberglass Reinforced Plastic
5670 | MEGA SAVER | 5444 CENTER ST | OMAHA | 68106 | DOUGLAS | TFL INC | 202 S 73RD ST | OMAHA | NE | 68114-4616 | 4 | Currently in Use | 12000 | Steel | Federally Regulated | None | Impressed Current Cathodic Protection, Painted(e.g., asphaltic), STIP3 Tank | Regular Unleaded | 1994 |  |  |  | Fiberglass Reinforced Plastic, Fiberglass Reinforced Plastic
1188 | MEGA SAVER | 3402 S 42ND ST | OMAHA | 68105 | DOUGLAS | TFL INC | 202 S 73RD ST | OMAHA | NE | 68114-4616 | 4 | Currently in Use | 1000 | Steel | Federally Regulated | None | Impressed Current Cathodic Protection, Painted(e.g., asphaltic), STIP3 Tank | Other->Racing Fuel | 1987 |  |  |  | Fiberglass Reinforced Plastic
12533 | MEGA SAVER | 3223 N 108TH ST | OMAHA | 68134 | DOUGLAS | TFL INC | 202 S 73RD ST | OMAHA | NE | 68114-4616 | 4 | Currently in Use | 12000 | Composite | Federally Regulated |  |  | Regular Unleaded | 2010 |  |  | Double Walled | Fiberglass Reinforced Plastic
12493 | MEGA SAVER | 4420 S 24TH ST | OMAHA | 68107-1807 | DOUGLAS | TFL INC | 202 S 73RD ST | OMAHA | NE | 68114-4616 | 4 | Currently in Use | 4000 | Jacketed | Federally Regulated | None | Fiberglass Reinforced Plastic Coated | Regular Unleaded | 2011 |  |  | Double Walled | Fiberglass Reinforced Plastic
552 | MEGA SAVER | 8928 MAPLE ST | OMAHA | 68134 | DOUGLAS | TFL INC | 202 S 73RD ST | OMAHA | NE | 68114-4616 | 4 | Currently in Use | 10000 | Steel | Federally Regulated | Internal Lining(e.g., epoxy resins) | Impressed Current Cathodic Protection | Regular Unleaded | 1975 |  |  |  | Fiberglass Reinforced Plastic
2880 | MEGA SAVER | 10780 Q ST | OMAHA | 68127 | DOUGLAS | TFL INC | 202 S 73RD ST | OMAHA | NE | 68114-4616 | 5 | Currently in Use | 14000 | Fiberglass Reinforced Plastic | Federally Regulated |  |  | E-10 | 2021 |  |  | Double Walled | Plastic
1188 | MEGA SAVER | 3402 S 42ND ST | OMAHA | 68105 | DOUGLAS | TFL INC | 202 S 73RD ST | OMAHA | NE | 68114-4616 | 5 | Currently in Use | 1000 | Steel | Federally Regulated | None | Impressed Current Cathodic Protection, Painted(e.g., asphaltic), STIP3 Tank | Other->Racing Fuel | 1987 |  |  |  | Fiberglass Reinforced Plastic
5670 | MEGA SAVER | 5444 CENTER ST | OMAHA | 68106 | DOUGLAS | TFL INC | 202 S 73RD ST | OMAHA | NE | 68114-4616 | 5 | Currently in Use | 12000 | Steel | Federally Regulated | None | Impressed Current Cathodic Protection, Painted(e.g., asphaltic), STIP3 Tank | Regular Unleaded | 1994 |  |  |  | Fiberglass Reinforced Plastic, Fiberglass Reinforced Plastic
1134 | MEGA SAVER | 8540 BLONDO ST | OMAHA | 68132 | DOUGLAS | TFL INC | 202 S 73RD ST | OMAHA | NE | 68114-4616 | 5 | Currently in Use | 12000 | Composite | Federally Regulated | None | Poly Jacket | E-85, Other->89% ethanol | 2003 |  |  |  | Plastic
2062 | MEGA SAVER | 12005 PACIFIC ST | OMAHA | 68144 | DOUGLAS | TFL INC | 202 S 73RD ST | OMAHA | NE | 68114-4616 | 5 | Currently in Use | 10000 | Fiberglass Reinforced Plastic | Federally Regulated |  |  | E-10 | 2019 |  |  | Double Walled | Plastic
7776 | MEGA SAVER | 9516 CALHOUN RD | OMAHA | 68112 | DOUGLAS | TFL INC | 202 S 73RD ST | OMAHA | NE | 68114-4616 | 5 | Currently in Use | 3800 | Fiberglass Reinforced Plastic | Federally Regulated |  |  | #2 Diesel, Other->DYED | 2016 |  |  | Double Walled | Fiberglass Reinforced Plastic
2939 | MEGA SAVER | 6000 GROVER ST | OMAHA | 68106 | DOUGLAS | TFL INC | 202 S 73RD ST | OMAHA | NE | 68114-4616 | 5 | Currently in Use | 8000 | Steel | Federally Regulated | None | Galvanic/Sacrificial Current Cathodic Protection, Painted(e.g., asphaltic), STIP3 Tank | Regular Unleaded | 1996 |  |  |  | Plastic
2939 | MEGA SAVER | 6000 GROVER ST | OMAHA | 68106 | DOUGLAS | TFL INC | 202 S 73RD ST | OMAHA | NE | 68114-4616 | 6 | Currently in Use | 10000 | Steel | Federally Regulated | None | Galvanic/Sacrificial Current Cathodic Protection, Painted(e.g., asphaltic), STIP3 Tank | Regular Unleaded | 1996 |  |  |  | Plastic
2062 | MEGA SAVER | 12005 PACIFIC ST | OMAHA | 68144 | DOUGLAS | TFL INC | 202 S 73RD ST | OMAHA | NE | 68114-4616 | 6 | Currently in Use | 3000 | Fiberglass Reinforced Plastic | Federally Regulated |  |  | Regular Unleaded | 2019 |  |  | Double Walled | Plastic
1134 | MEGA SAVER | 8540 BLONDO ST | OMAHA | 68132 | DOUGLAS | TFL INC | 202 S 73RD ST | OMAHA | NE | 68114-4616 | 6 | Currently in Use | 4000 | Composite | Federally Regulated | None | Poly Jacket | #2 Diesel | 2003 |  |  |  | Plastic
5670 | MEGA SAVER | 5444 CENTER ST | OMAHA | 68106 | DOUGLAS | TFL INC | 202 S 73RD ST | OMAHA | NE | 68114-4616 | 6 | Currently in Use | 12000 | Steel | Federally Regulated | None | Impressed Current Cathodic Protection, Painted(e.g., asphaltic), STIP3 Tank | Regular Unleaded | 1994 |  |  |  | Fiberglass Reinforced Plastic, Fiberglass Reinforced Plastic
2880 | MEGA SAVER | 10780 Q ST | OMAHA | 68127 | DOUGLAS | TFL INC | 202 S 73RD ST | OMAHA | NE | 68114-4616 | 6 | Currently in Use | 8000 | Fiberglass Reinforced Plastic | Federally Regulated |  |  | Premium Unleaded | 2021 |  |  | Double Walled | Plastic
2880 | MEGA SAVER | 10780 Q ST | OMAHA | 68127 | DOUGLAS | TFL INC | 202 S 73RD ST | OMAHA | NE | 68114-4616 | 7 | Currently in Use | 8000 | Fiberglass Reinforced Plastic | Federally Regulated |  |  | #2 Diesel | 2021 |  |  | Double Walled | Plastic
1134 | MEGA SAVER | 8540 BLONDO ST | OMAHA | 68132 | DOUGLAS | TFL INC | 202 S 73RD ST | OMAHA | NE | 68114-4616 | 7 | Currently in Use | 8000 | Composite | Federally Regulated | None | Poly Jacket | Regular Unleaded | 2003 |  |  |  | Plastic
2062 | MEGA SAVER | 12005 PACIFIC ST | OMAHA | 68144 | DOUGLAS | TFL INC | 202 S 73RD ST | OMAHA | NE | 68114-4616 | 7 | Currently in Use | 3000 | Fiberglass Reinforced Plastic | Federally Regulated |  |  | Premium Unleaded | 2019 |  |  | Double Walled | Plastic
2062 | MEGA SAVER | 12005 PACIFIC ST | OMAHA | 68144 | DOUGLAS | TFL INC | 202 S 73RD ST | OMAHA | NE | 68114-4616 | 8 | Currently in Use | 3000 | Fiberglass Reinforced Plastic | Federally Regulated |  |  | #2 Diesel | 2019 |  |  | Double Walled | Plastic
1188 | MEGA SAVER | 3402 S 42ND ST | OMAHA | 68105 | DOUGLAS | TFL INC | 202 S 73RD ST | OMAHA | NE | 68114-4616 | 8 | Currently in Use | 4000 | Steel | Federally Regulated | None | Galvanic/Sacrificial Current Cathodic Protection, STIP3 Tank | #2 Diesel | 1997 |  |  |  | Fiberglass Reinforced Plastic
3804 | MEGA SAVER / PIT STOP | 4015 S 42ND ST | OMAHA | 68107 | DOUGLAS | TFL INC | 202 S 73RD ST | OMAHA | NE | 68114-4616 | 1 | Currently in Use | 6000 | Steel | Federally Regulated | None | Impressed Current Cathodic Protection, Painted(e.g., asphaltic) | Regular Unleaded | 1989 |  |  |  | Fiberglass Reinforced Plastic
3804 | MEGA SAVER / PIT STOP | 4015 S 42ND ST | OMAHA | 68107 | DOUGLAS | TFL INC | 202 S 73RD ST | OMAHA | NE | 68114-4616 | 2 | Currently in Use | 6000 | Steel | Federally Regulated | None | Impressed Current Cathodic Protection, Painted(e.g., asphaltic) | E-10 | 1989 |  |  |  | Fiberglass Reinforced Plastic
3804 | MEGA SAVER / PIT STOP | 4015 S 42ND ST | OMAHA | 68107 | DOUGLAS | TFL INC | 202 S 73RD ST | OMAHA | NE | 68114-4616 | 3 | Currently in Use | 6000 | Steel | Federally Regulated | None | Impressed Current Cathodic Protection, Painted(e.g., asphaltic) | E-10 | 1989 |  |  |  | Fiberglass Reinforced Plastic
3804 | MEGA SAVER / PIT STOP | 4015 S 42ND ST | OMAHA | 68107 | DOUGLAS | TFL INC | 202 S 73RD ST | OMAHA | NE | 68114-4616 | 4 | Currently in Use | 1000 | Steel | Federally Regulated | None | Impressed Current Cathodic Protection, Painted(e.g., asphaltic) | Kerosene | 1989 |  |  |  | Fiberglass Reinforced Plastic
3804 | MEGA SAVER / PIT STOP | 4015 S 42ND ST | OMAHA | 68107 | DOUGLAS | TFL INC | 202 S 73RD ST | OMAHA | NE | 68114-4616 | 5 | Currently in Use | 4000 | Fiberglass Reinforced Plastic | Federally Regulated | None | None | Regular Unleaded | 2000 |  |  |  | Fiberglass Reinforced Plastic
2541 | METHODIST HOSPITAL | 8303 DODGE ST | OMAHA | 68114-4114 | DOUGLAS | METHODIST HOSPITAL | 8303 DODGE ST | OMAHA | NE | 68114-4114 | 1 | Currently in Use | 5000 | Steel | Federally Regulated | None | Impressed Current Cathodic Protection | #2 Diesel | 1981 |  |  |  | Steel
2541 | METHODIST HOSPITAL | 8303 DODGE ST | OMAHA | 68114-4114 | DOUGLAS | METHODIST HOSPITAL | 8303 DODGE ST | OMAHA | NE | 68114-4114 | 3 | Currently in Use | 30000 | Steel | Heating Oil | Internal Lining(e.g., epoxy resins) | Impressed Current Cathodic Protection | #2 Diesel, Heating Oil 6 | 1981 |  |  |  | Fiberglass Reinforced Plastic
2541 | METHODIST HOSPITAL | 8303 DODGE ST | OMAHA | 68114-4114 | DOUGLAS | METHODIST HOSPITAL | 8303 DODGE ST | OMAHA | NE | 68114-4114 | 4 | Currently in Use | 30000 | Steel | Heating Oil | Internal Lining(e.g., epoxy resins) | Impressed Current Cathodic Protection | Heating Oil 6 | 1981 |  |  |  | Fiberglass Reinforced Plastic
12468 | METHODIST WOMENS HOSPITAL | 707 N 190TH PLZ | OMAHA | 68022 | DOUGLAS | NEBRASKA METHODIST HOSPITAL | 8303 DODGE ST | OMAHA | NE | 68114 | 1 | Currently in Use | 30000 | Fiberglass Reinforced Plastic | Federally Regulated | None | None | #2 Diesel | 2009 |  |  | Double Walled | Plastic
2415 | METRO AREA TRANSIT | 2222 CUMING ST | OMAHA | 68102 | DOUGLAS | METRO AREA TRANSIT | 2222 CUMING ST | OMAHA | NE | 68102 | 11 | Currently in Use | 20000 | Fiberglass Reinforced Plastic | Federally Regulated |  |  | #2 Diesel | 2015 |  |  | Double Walled | Fiberglass Reinforced Plastic, Plastic
2415 | METRO AREA TRANSIT | 2222 CUMING ST | OMAHA | 68102 | DOUGLAS | METRO AREA TRANSIT | 2222 CUMING ST | OMAHA | NE | 68102 | 12 | Currently in Use | 20000 | Fiberglass Reinforced Plastic | Federally Regulated |  |  | #2 Diesel | 2015 |  |  | Double Walled | Fiberglass Reinforced Plastic, Plastic
2415 | METRO AREA TRANSIT | 2222 CUMING ST | OMAHA | 68102 | DOUGLAS | METRO AREA TRANSIT | 2222 CUMING ST | OMAHA | NE | 68102 | 13 | Currently in Use | 6000 | Fiberglass Reinforced Plastic | Federally Regulated |  |  | Regular Unleaded | 2015 |  |  | Double Walled | Fiberglass Reinforced Plastic, Plastic
465 | MIDTOWN GAS | 1222 S 24TH ST | OMAHA | 68108 | DOUGLAS | LUCKY 7 LLC | 2302 S 13TH ST | OMAHA | NE | 68108 | 1 | Currently in Use | 8000 | Steel | Federally Regulated | None | Impressed Current Cathodic Protection | Regular Unleaded | 1969 |  |  |  | Fiberglass Reinforced Plastic
465 | MIDTOWN GAS | 1222 S 24TH ST | OMAHA | 68108 | DOUGLAS | LUCKY 7 LLC | 2302 S 13TH ST | OMAHA | NE | 68108 | 2 | Currently in Use | 6000 | Steel | Federally Regulated | None | Impressed Current Cathodic Protection | E-10 | 1969 |  |  |  | Fiberglass Reinforced Plastic
7949 | MIDTOWN GAS & GROCERY | 1349 PARK AVE | OMAHA | 68105 | DOUGLAS | NUSRAT JEHAN | 521 SEATON BLVD | RAYMORE | MO | 64083 | 1 | Currently in Use | 10000 | Steel | Federally Regulated | Internal Lining(e.g., epoxy resins) | Impressed Current Cathodic Protection | Regular Unleaded | 1978 |  |  |  | Plastic
7229 | MIDTOWN GAS & GROCERY | 2302 S 13TH ST | OMAHA | 68108 | DOUGLAS | NUSRAT JEHAN | 521 SEATON BLVD | RAYMORE | MO | 64083 | 1 | Currently in Use | 10000 | Fiberglass Reinforced Plastic | Federally Regulated | Internal Lining(e.g., epoxy resins) | Impressed Current Cathodic Protection | Regular Unleaded | 1986 |  |  |  | Fiberglass Reinforced Plastic
7229 | MIDTOWN GAS & GROCERY | 2302 S 13TH ST | OMAHA | 68108 | DOUGLAS | NUSRAT JEHAN | 521 SEATON BLVD | RAYMORE | MO | 64083 | 2 | Currently in Use | 10000 | Fiberglass Reinforced Plastic | Federally Regulated | Internal Lining(e.g., epoxy resins) | None | E-10 | 1986 |  |  |  | Fiberglass Reinforced Plastic
7949 | MIDTOWN GAS & GROCERY | 1349 PARK AVE | OMAHA | 68105 | DOUGLAS | NUSRAT JEHAN | 521 SEATON BLVD | RAYMORE | MO | 64083 | 2 | Currently in Use | 6000 | Fiberglass Reinforced Plastic | Federally Regulated | None | None | E-10 | 1989 |  |  |  | Steel
7949 | MIDTOWN GAS & GROCERY | 1349 PARK AVE | OMAHA | 68105 | DOUGLAS | NUSRAT JEHAN | 521 SEATON BLVD | RAYMORE | MO | 64083 | 3 | Currently in Use | 8000 | Fiberglass Reinforced Plastic | Federally Regulated | None | None | E-10 | 1989 |  |  |  | Steel
247 | MISSOURI RIVER WATER TREATMENT PLANT | 5600 S 10TH ST | OMAHA | 68107 | DOUGLAS | CITY OF OMAHA ATTN FINANCE DEPT | 1819 FARNAM ST RM 1006 | OMAHA | NE | 68183-1000 | 1 | Currently in Use | 6000 | Fiberglass Reinforced Plastic | Federally Regulated | Internal Lining(e.g., epoxy resins) | Fiberglass Reinforced Plastic Coated | Regular Unleaded | 1982 |  |  |  | Fiberglass Reinforced Plastic
247 | MISSOURI RIVER WATER TREATMENT PLANT | 5600 S 10TH ST | OMAHA | 68107 | DOUGLAS | CITY OF OMAHA ATTN FINANCE DEPT | 1819 FARNAM ST RM 1006 | OMAHA | NE | 68183-1000 | 2 | Currently in Use | 2000 | Fiberglass Reinforced Plastic | Federally Regulated | Internal Lining(e.g., epoxy resins) | Fiberglass Reinforced Plastic Coated | #2 Diesel | 1982 |  |  |  | Fiberglass Reinforced Plastic
247 | MISSOURI RIVER WATER TREATMENT PLANT | 5600 S 10TH ST | OMAHA | 68107 | DOUGLAS | CITY OF OMAHA ATTN FINANCE DEPT | 1819 FARNAM ST RM 1006 | OMAHA | NE | 68183-1000 | 3 | Currently in Use | 2000 | Fiberglass Reinforced Plastic | Federally Regulated | Internal Lining(e.g., epoxy resins) | Fiberglass Reinforced Plastic Coated | #2 Diesel | 1982 |  |  |  | Fiberglass Reinforced Plastic
247 | MISSOURI RIVER WATER TREATMENT PLANT | 5600 S 10TH ST | OMAHA | 68107 | DOUGLAS | CITY OF OMAHA ATTN FINANCE DEPT | 1819 FARNAM ST RM 1006 | OMAHA | NE | 68183-1000 | 4 | Currently in Use | 1000 | Fiberglass Reinforced Plastic | Federally Regulated | Internal Lining(e.g., epoxy resins) | Fiberglass Reinforced Plastic Coated | Used Oil | 1985 |  |  |  | Fiberglass Reinforced Plastic
12275 | MOEN STEEL ERECTION INC | 4115 LAKE ST | OMAHA | 68111 | DOUGLAS | MOEN STEEL ERECTION INC | 1735 S HWY 30 STE 101 | BLAIR | NE | 68008 | 1 | Currently in Use | 6000 | Composite | Federally Regulated | None | Fiberglass Reinforced Plastic Coated | #1 Diesel | 2003 |  |  |  | Fiberglass Reinforced Plastic
12275 | MOEN STEEL ERECTION INC | 4115 LAKE ST | OMAHA | 68111 | DOUGLAS | MOEN STEEL ERECTION INC | 1735 S HWY 30 STE 101 | BLAIR | NE | 68008 | 2 | Currently in Use | 4000 | Composite | Federally Regulated | None | Fiberglass Reinforced Plastic Coated | #1 Diesel | 2003 |  |  |  | Fiberglass Reinforced Plastic
4902 | MOES MART #5 | 8242 MAPLE ST | OMAHA | 68134 | DOUGLAS | IMPERIAL RELIANCE LLC | 716 N 108TH AVE | OMAHA | NE | 68154 | 3 | Currently in Use | 15000 | Fiberglass Reinforced Plastic | Federally Regulated | None | None | E-10 | 2001 |  |  | Double Walled
4902 | MOES MART #5 | 8242 MAPLE ST | OMAHA | 68134 | DOUGLAS | IMPERIAL RELIANCE LLC | 716 N 108TH AVE | OMAHA | NE | 68154 | 4 | Currently in Use | 12000 | Fiberglass Reinforced Plastic | Federally Regulated | None | None | Premium Unleaded | 2001 |  |  | Double Walled
4902 | MOES MART #5 | 8242 MAPLE ST | OMAHA | 68134 | DOUGLAS | IMPERIAL RELIANCE LLC | 716 N 108TH AVE | OMAHA | NE | 68154 | 5 | Currently in Use | 8000 | Fiberglass Reinforced Plastic | Federally Regulated | None | None | #2 Diesel | 2001 |  |  | Double Walled
7281 | MOES MART #6 | 720 N 108TH AVE | OMAHA | 68154 | DOUGLAS | IMPERIAL RELIANCE LLC | 716 N 108TH AVE | OMAHA | NE | 68154 | 1 | Currently in Use | 8000 | Fiberglass Reinforced Plastic | Federally Regulated | Internal Lining(e.g., epoxy resins) | Fiberglass Reinforced Plastic Coated | E-10 | 1986 |  |  |  | Fiberglass Reinforced Plastic
7281 | MOES MART #6 | 720 N 108TH AVE | OMAHA | 68154 | DOUGLAS | IMPERIAL RELIANCE LLC | 716 N 108TH AVE | OMAHA | NE | 68154 | 2 | Currently in Use | 8000 | Fiberglass Reinforced Plastic | Federally Regulated | Internal Lining(e.g., epoxy resins) | Fiberglass Reinforced Plastic Coated | Regular Unleaded | 1986 |  |  |  | Fiberglass Reinforced Plastic
1088 | MUD OPER & CONST CTR | 3100 S 61ST AVE | OMAHA | 68106 | DOUGLAS | METROPOLITAN UTILITIES DISTRICT | 7350 WORLD COMMUNICATIONS DR | OMAHA | NE | 68122 | 2 | Currently in Use | 8500 | Steel | Federally Regulated | Unknown | Galvanic/Sacrificial Current Cathodic Protection | Regular Unleaded | 1969 |  |  |  | Steel
1088 | MUD OPER & CONST CTR | 3100 S 61ST AVE | OMAHA | 68106 | DOUGLAS | METROPOLITAN UTILITIES DISTRICT | 7350 WORLD COMMUNICATIONS DR | OMAHA | NE | 68122 | 3 | Currently in Use | 15000 | Steel | Federally Regulated | None | Galvanic/Sacrificial Current Cathodic Protection, Painted(e.g., asphaltic) | Regular Unleaded | 1991 |  |  |  | Fiberglass Reinforced Plastic
1088 | MUD OPER & CONST CTR | 3100 S 61ST AVE | OMAHA | 68106 | DOUGLAS | METROPOLITAN UTILITIES DISTRICT | 7350 WORLD COMMUNICATIONS DR | OMAHA | NE | 68122 | 4 | Currently in Use | 10000 | Steel | Federally Regulated | None | Galvanic/Sacrificial Current Cathodic Protection, Painted(e.g., asphaltic) | #1 Diesel | 1991 |  |  |  | Fiberglass Reinforced Plastic
12272 | MULHALLS NURSERY | 4936 N 120TH ST | OMAHA | 68164 | DOUGLAS | MULHALLS NURSERY | 3615 NORTH 120TH STREET | OMAHA | NE | 68164 | 1 | Currently in Use | 3000 | Fiberglass Reinforced Plastic | Federally Regulated | None | None | #2 Diesel | 2004 |  |  |  | Fiberglass Reinforced Plastic
12272 | MULHALLS NURSERY | 4936 N 120TH ST | OMAHA | 68164 | DOUGLAS | MULHALLS NURSERY | 3615 NORTH 120TH STREET | OMAHA | NE | 68164 | 2 | Currently in Use | 7000 | Fiberglass Reinforced Plastic | Federally Regulated | None | None | #2 Diesel | 2004 |  |  |  | Fiberglass Reinforced Plastic
12272 | MULHALLS NURSERY | 4936 N 120TH ST | OMAHA | 68164 | DOUGLAS | MULHALLS NURSERY | 3615 NORTH 120TH STREET | OMAHA | NE | 68164 | 3 | Currently in Use | 3000 | Fiberglass Reinforced Plastic | Federally Regulated | None | None | E-10 | 2004 |  |  |  | Fiberglass Reinforced Plastic
12272 | MULHALLS NURSERY | 4936 N 120TH ST | OMAHA | 68164 | DOUGLAS | MULHALLS NURSERY | 3615 NORTH 120TH STREET | OMAHA | NE | 68164 | 4 | Currently in Use | 7000 | Fiberglass Reinforced Plastic | Federally Regulated | None | None | Regular Unleaded | 2004 |  |  |  | Fiberglass Reinforced Plastic
12718 | MURPHY EXPRESS #8811 | 4111 S 132ND ST | OMAHA | 68183 | DOUGLAS | MURPHY USA | PO BOX 7300 | EL DORADO | AR | 71731-7300 | 1 | Currently in Use | 25000 | Fiberglass Reinforced Plastic | Federally Regulated |  |  | E-10 | 2017 |  |  | Double Walled | Fiberglass Reinforced Plastic
12718 | MURPHY EXPRESS #8811 | 4111 S 132ND ST | OMAHA | 68183 | DOUGLAS | MURPHY USA | PO BOX 7300 | EL DORADO | AR | 71731-7300 | 2 | Currently in Use | 8000 | Fiberglass Reinforced Plastic | Federally Regulated |  |  | Premium Unleaded | 2017 |  |  | Double Walled | Fiberglass Reinforced Plastic
12718 | MURPHY EXPRESS #8811 | 4111 S 132ND ST | OMAHA | 68183 | DOUGLAS | MURPHY USA | PO BOX 7300 | EL DORADO | AR | 71731-7300 | 3 | Currently in Use | 10000 | Fiberglass Reinforced Plastic | Federally Regulated |  |  | #1 Diesel | 2017 |  |  | Double Walled | Fiberglass Reinforced Plastic
12718 | MURPHY EXPRESS #8811 | 4111 S 132ND ST | OMAHA | 68183 | DOUGLAS | MURPHY USA | PO BOX 7300 | EL DORADO | AR | 71731-7300 | 4 | Currently in Use | 8000 | Fiberglass Reinforced Plastic | Federally Regulated |  |  | Regular Unleaded | 2017 |  |  | Double Walled | Fiberglass Reinforced Plastic
12684 | MURPHY OIL USA INC | 9810 REDICK AVE | OMAHA | 68134 | DOUGLAS | MURPHY USA | PO BOX 7300 | EL DORADO | AR | 71731-7300 | 1 | Currently in Use | 25000 | Fiberglass Reinforced Plastic | Federally Regulated |  |  | Regular Unleaded | 2016 |  |  | Double Walled | Fiberglass Reinforced Plastic
12684 | MURPHY OIL USA INC | 9810 REDICK AVE | OMAHA | 68134 | DOUGLAS | MURPHY USA | PO BOX 7300 | EL DORADO | AR | 71731-7300 | 2 | Currently in Use | 8000 | Fiberglass Reinforced Plastic | Federally Regulated |  |  | Premium Unleaded | 2016 |  |  | Double Walled | Fiberglass Reinforced Plastic
12684 | MURPHY OIL USA INC | 9810 REDICK AVE | OMAHA | 68134 | DOUGLAS | MURPHY USA | PO BOX 7300 | EL DORADO | AR | 71731-7300 | 3 | Currently in Use | 10000 | Fiberglass Reinforced Plastic | Federally Regulated |  |  | #2 Diesel | 2016 |  |  | Double Walled | Fiberglass Reinforced Plastic
12684 | MURPHY OIL USA INC | 9810 REDICK AVE | OMAHA | 68134 | DOUGLAS | MURPHY USA | PO BOX 7300 | EL DORADO | AR | 71731-7300 | 4 | Currently in Use | 8000 | Fiberglass Reinforced Plastic | Federally Regulated |  |  | E-85 | 2016 |  |  | Double Walled | Fiberglass Reinforced Plastic
487 | N PETRO BP | 5203 NW RADIAL HWY | OMAHA | 68104 | DOUGLAS | MSM PETROLEUM | 5203 NW RADIAL HWY | OMAHA | NE | 68104 | 2 | Currently in Use | 10000 | Steel | Federally Regulated | None | Galvanic/Sacrificial Current Cathodic Protection, STIP3 Tank | Regular Unleaded | 1989 |  |  |  | Fiberglass Reinforced Plastic
487 | N PETRO BP | 5203 NW RADIAL HWY | OMAHA | 68104 | DOUGLAS | MSM PETROLEUM | 5203 NW RADIAL HWY | OMAHA | NE | 68104 | 3 | Currently in Use | 10000 | Steel | Federally Regulated | None | Galvanic/Sacrificial Current Cathodic Protection, STIP3 Tank | E-10 | 1988 |  |  |  | Fiberglass Reinforced Plastic
487 | N PETRO BP | 5203 NW RADIAL HWY | OMAHA | 68104 | DOUGLAS | MSM PETROLEUM | 5203 NW RADIAL HWY | OMAHA | NE | 68104 | 4 | Currently in Use | 10000 | Steel | Federally Regulated | None | Galvanic/Sacrificial Current Cathodic Protection, STIP3 Tank | Regular Unleaded | 1989 |  |  |  | Fiberglass Reinforced Plastic
733 | NEBRASKA DEPT OF TRANS | 4425 S 108TH ST | OMAHA | 68137 | DOUGLAS | NEB DEPT OF TRANS | 5001 S 14TH ST | LINCOLN | NE | 68512 | 1 | Currently in Use | 3000 | Steel | Federally Regulated | None | Galvanic/Sacrificial Current Cathodic Protection, STIP3, STIP3 Tank | E-10 | 1993 |  |  |  | Fiberglass Reinforced Plastic
7743 | NEBRASKA DEPT OF TRANS | 5929 S 25TH ST | OMAHA | 68107 | DOUGLAS | NEB DEPT OF TRANS | 5001 S 14TH ST | LINCOLN | NE | 68512 | 1 | Currently in Use | 3273 | Fiberglass Reinforced Plastic | Federally Regulated | None | None | B-5 | 1987 |  |  |  | Fiberglass Reinforced Plastic
7743 | NEBRASKA DEPT OF TRANS | 5929 S 25TH ST | OMAHA | 68107 | DOUGLAS | NEB DEPT OF TRANS | 5001 S 14TH ST | LINCOLN | NE | 68512 | 2 | Currently in Use | 3273 | Fiberglass Reinforced Plastic | Federally Regulated | None | None | B-5 | 1987 |  |  |  | Fiberglass Reinforced Plastic
733 | NEBRASKA DEPT OF TRANS | 4425 S 108TH ST | OMAHA | 68137 | DOUGLAS | NEB DEPT OF TRANS | 5001 S 14TH ST | LINCOLN | NE | 68512 | 2 | Currently in Use | 3000 | Steel | Federally Regulated | None | Galvanic/Sacrificial Current Cathodic Protection, STIP3, STIP3 Tank | #2 Diesel | 1993 |  |  |  | Fiberglass Reinforced Plastic
7779 | NISNOR INC | 6508 JOHN J PERSHING DR | OMAHA | 68112 | DOUGLAS | NISNOR INC | 6508 JOHN J PERSHING DR | OMAHA | NE | 68112 | 1 | Currently in Use | 10000 | Steel | Federally Regulated | None | Fiberglass Reinforced Plastic Coated, Galvanic/Sacrificial Current Cathodic Protection | Regular Unleaded | 1989 |  |  |  | Fiberglass Reinforced Plastic
7779 | NISNOR INC | 6508 JOHN J PERSHING DR | OMAHA | 68112 | DOUGLAS | NISNOR INC | 6508 JOHN J PERSHING DR | OMAHA | NE | 68112 | 2 | Currently in Use | 10000 | Steel | Federally Regulated | None | Fiberglass Reinforced Plastic Coated, Galvanic/Sacrificial Current Cathodic Protection | Regular Unleaded | 1989 |  |  |  | Fiberglass Reinforced Plastic
7779 | NISNOR INC | 6508 JOHN J PERSHING DR | OMAHA | 68112 | DOUGLAS | NISNOR INC | 6508 JOHN J PERSHING DR | OMAHA | NE | 68112 | 3 | Currently in Use | 8000 | Steel | Federally Regulated | None | Fiberglass Reinforced Plastic Coated, Galvanic/Sacrificial Current Cathodic Protection | #2 Diesel | 1989 |  |  |  | Fiberglass Reinforced Plastic
3658 | NP MART | 5608 AMES AVE | OMAHA | 68104 | DOUGLAS | MS PETROLEUM LLC | 16962 POLK ST | OMAHA | NE | 68135 | 1 | Currently in Use | 10000 | Steel | Federally Regulated | None | Impressed Current Cathodic Protection | E-10 | 1975 |  |  |  | Fiberglass Reinforced Plastic, Fiberglass Reinforced Plastic
3658 | NP MART | 5608 AMES AVE | OMAHA | 68104 | DOUGLAS | MS PETROLEUM LLC | 16962 POLK ST | OMAHA | NE | 68135 | 2 | Temporarily Out of Use | 8000 | Steel | Federally Regulated | None | Impressed Current Cathodic Protection | Regular Unleaded | 1961 | 12/1/2017 |  |  | Fiberglass Reinforced Plastic, Fiberglass Reinforced Plastic
3658 | NP MART | 5608 AMES AVE | OMAHA | 68104 | DOUGLAS | MS PETROLEUM LLC | 16962 POLK ST | OMAHA | NE | 68135 | 3 | Currently in Use | 4000 | Steel | Federally Regulated | None | Impressed Current Cathodic Protection | Premium Unleaded | 1956 |  |  |  | Fiberglass Reinforced Plastic, Fiberglass Reinforced Plastic
3870 | NP MART 10 | 4420 L ST | OMAHA | 68107 | DOUGLAS | ARSHAD NAZIR | 7906 SHADOW LAKE DR | PAPILLION | NE | 68046 | 1 | Currently in Use | 4000 | Steel | Federally Regulated | None | Galvanic/Sacrificial Current Cathodic Protection | Regular Unleaded | 1988 |  |  |  | Fiberglass Reinforced Plastic
3870 | NP MART 10 | 4420 L ST | OMAHA | 68107 | DOUGLAS | ARSHAD NAZIR | 7906 SHADOW LAKE DR | PAPILLION | NE | 68046 | 2 | Currently in Use | 8000 | Fiberglass Reinforced Plastic | Federally Regulated | None | Fiberglass Reinforced Plastic Coated | Regular Unleaded | 1990 |  |  |  | Fiberglass Reinforced Plastic
3870 | NP MART 10 | 4420 L ST | OMAHA | 68107 | DOUGLAS | ARSHAD NAZIR | 7906 SHADOW LAKE DR | PAPILLION | NE | 68046 | 3 | Currently in Use | 8000 | Fiberglass Reinforced Plastic | Federally Regulated | None | Fiberglass Reinforced Plastic Coated | Regular Unleaded | 1990 |  |  |  | Fiberglass Reinforced Plastic
3870 | NP MART 10 | 4420 L ST | OMAHA | 68107 | DOUGLAS | ARSHAD NAZIR | 7906 SHADOW LAKE DR | PAPILLION | NE | 68046 | 4 | Currently in Use | 6000 | Fiberglass Reinforced Plastic | Federally Regulated | None | Fiberglass Reinforced Plastic Coated | Premium Unleaded | 1990 |  |  |  | Fiberglass Reinforced Plastic
1927 | NP MART 11 | 3536 Q ST | OMAHA | 68107 | DOUGLAS | SHAHMEER PETROLEUM c/o NP MART #11 | 3536 Q ST | OMAHA | NE | 68107 | 1 | Currently in Use | 6000 | Steel | Federally Regulated | None | Galvanic/Sacrificial Current Cathodic Protection, STIP3 Tank | Regular Unleaded | 1990 |  |  |  | Fiberglass Reinforced Plastic
1927 | NP MART 11 | 3536 Q ST | OMAHA | 68107 | DOUGLAS | SHAHMEER PETROLEUM c/o NP MART #11 | 3536 Q ST | OMAHA | NE | 68107 | 2 | Currently in Use | 6000 | Steel | Federally Regulated | None | Galvanic/Sacrificial Current Cathodic Protection, STIP3 Tank | Premium Unleaded | 1990 |  |  |  | Fiberglass Reinforced Plastic
1927 | NP MART 11 | 3536 Q ST | OMAHA | 68107 | DOUGLAS | SHAHMEER PETROLEUM c/o NP MART #11 | 3536 Q ST | OMAHA | NE | 68107 | 3 | Currently in Use | 6000 | Steel | Federally Regulated | None | Galvanic/Sacrificial Current Cathodic Protection, STIP3 Tank | #1 Diesel | 1990 |  |  |  | Fiberglass Reinforced Plastic
6812 | NP MART 13 | 901 N 24TH ST | OMAHA | 68102 | DOUGLAS | RAHAMA PETROLEUM LLC | 901 N 24TH ST | OMAHA | NE | 68102 | 6 | Currently in Use | 6000 | Fiberglass Reinforced Plastic | Federally Regulated |  |  | Regular Unleaded | 2023 |  |  | Double Walled | Plastic
6812 | NP MART 13 | 901 N 24TH ST | OMAHA | 68102 | DOUGLAS | RAHAMA PETROLEUM LLC | 901 N 24TH ST | OMAHA | NE | 68102 | 7 | Currently in Use | 12000 | Fiberglass Reinforced Plastic | Federally Regulated |  |  | Premium Unleaded | 2023 |  |  | Double Walled | Plastic
6812 | NP MART 13 | 901 N 24TH ST | OMAHA | 68102 | DOUGLAS | RAHAMA PETROLEUM LLC | 901 N 24TH ST | OMAHA | NE | 68102 | 8 | Currently in Use | 6000 | Fiberglass Reinforced Plastic | Federally Regulated |  |  | #2 Diesel | 2023 |  |  | Double Walled | Plastic
486 | NP MART 19 | 7166 N 30TH ST | OMAHA | 68112 | DOUGLAS | 30TH ST PETROLEUM LLC | 7166 N 30TH ST | OMAHA | NE | 68112 | 2 | Currently in Use | 6000 | Steel | Federally Regulated | Internal Lining(e.g., epoxy resins) | Galvanic/Sacrificial Current Cathodic Protection, STIP3 Tank | Regular Unleaded | 1971 |  |  |  | Steel
486 | NP MART 19 | 7166 N 30TH ST | OMAHA | 68112 | DOUGLAS | 30TH ST PETROLEUM LLC | 7166 N 30TH ST | OMAHA | NE | 68112 | 3 | Currently in Use | 8000 | Steel | Federally Regulated | Internal Lining(e.g., epoxy resins) | Impressed Current Cathodic Protection, STIP3 Tank | Regular Unleaded | 1972 |  |  |  | Steel
486 | NP MART 19 | 7166 N 30TH ST | OMAHA | 68112 | DOUGLAS | 30TH ST PETROLEUM LLC | 7166 N 30TH ST | OMAHA | NE | 68112 | 4 | Currently in Use | 10000 | Steel | Federally Regulated | None | Galvanic/Sacrificial Current Cathodic Protection, STIP3 Tank | E-10 | 1985 |  |  |  | Steel
2926 | NP MART 2 | 4229 N 60TH ST | OMAHA | 68104 | DOUGLAS | RANA PROPERTYS LLC | 4229 N 60TH ST | OMAHA | NE | 68104 | 1 | Currently in Use | 6000 | Steel | Federally Regulated | Internal Lining(e.g., epoxy resins) | Galvanic/Sacrificial Current Cathodic Protection | Regular Unleaded | 1986 |  |  |  | Fiberglass Reinforced Plastic
2926 | NP MART 2 | 4229 N 60TH ST | OMAHA | 68104 | DOUGLAS | RANA PROPERTYS LLC | 4229 N 60TH ST | OMAHA | NE | 68104 | 2 | Currently in Use | 10000 | Steel | Federally Regulated | Internal Lining(e.g., epoxy resins) | Galvanic/Sacrificial Current Cathodic Protection | Regular Unleaded | 1986 |  |  |  | Fiberglass Reinforced Plastic
2926 | NP MART 2 | 4229 N 60TH ST | OMAHA | 68104 | DOUGLAS | RANA PROPERTYS LLC | 4229 N 60TH ST | OMAHA | NE | 68104 | 3 | Currently in Use | 6000 | Steel | Federally Regulated | Internal Lining(e.g., epoxy resins) | Galvanic/Sacrificial Current Cathodic Protection | #2 Diesel | 1986 |  |  |  | Fiberglass Reinforced Plastic, Plastic
2926 | NP MART 2 | 4229 N 60TH ST | OMAHA | 68104 | DOUGLAS | RANA PROPERTYS LLC | 4229 N 60TH ST | OMAHA | NE | 68104 | 4 | Currently in Use | 3000 | Steel | Federally Regulated | Internal Lining(e.g., epoxy resins) | Galvanic/Sacrificial Current Cathodic Protection | #1 Diesel | 1995 |  |  |  | Fiberglass Reinforced Plastic
4419 | NP MART 7 | 3009 PARKER ST | OMAHA | 68111 | DOUGLAS | ARSHAD NAZIR | 7906 SHADOW LAKE DR | PAPILLION | NE | 68046 | 1 | Currently in Use | 8200 | Steel | Federally Regulated | None | Impressed Current Cathodic Protection, STIP3 Tank | Regular Unleaded | 1985 |  |  |  | Fiberglass Reinforced Plastic
4419 | NP MART 7 | 3009 PARKER ST | OMAHA | 68111 | DOUGLAS | ARSHAD NAZIR | 7906 SHADOW LAKE DR | PAPILLION | NE | 68046 | 2 | Currently in Use | 8200 | Steel | Federally Regulated | None | Impressed Current Cathodic Protection, STIP3 Tank | Regular Unleaded | 1985 |  |  |  | Fiberglass Reinforced Plastic
4419 | NP MART 7 | 3009 PARKER ST | OMAHA | 68111 | DOUGLAS | ARSHAD NAZIR | 7906 SHADOW LAKE DR | PAPILLION | NE | 68046 | 3 | Currently in Use | 8200 | Steel | Federally Regulated | None | Impressed Current Cathodic Protection, STIP3 Tank | Premium Unleaded | 1985 |  |  |  | Fiberglass Reinforced Plastic
620 | OMAHA AIR TRAFFIC CONTROL TOWER | 5229 BOEING CT | OMAHA | 68119 | DOUGLAS | FAA - OMA SSC ATTN MANAGER | 5229 BOEING CT STE 300 | OMAHA | NE | 68110-2661 | 2 | Currently in Use | 600 | Fiberglass Reinforced Plastic | Federally Regulated | None | None | #2 Diesel | 1996 |  |  | Double Walled | Fiberglass Reinforced Plastic, Steel
12176 | OMAHA AIRPORT AUTHORITY | 2550 E LOCUST | OMAHA | 68110 | DOUGLAS | OMAHA AIRPORT AUTHORITY | 4501 ABBOTT DR STE 2300 | OMAHA | NE | 68110 | 1 | Currently in Use | 4000 | Fiberglass Reinforced Plastic | Federally Regulated | None | None | Regular Unleaded | 2002 |  |  | Double Walled
12176 | OMAHA AIRPORT AUTHORITY | 2550 E LOCUST | OMAHA | 68110 | DOUGLAS | OMAHA AIRPORT AUTHORITY | 4501 ABBOTT DR STE 2300 | OMAHA | NE | 68110 | 2 | Currently in Use | 6000 | Fiberglass Reinforced Plastic | Federally Regulated | None | None | #1 Diesel | 2002 |  |  | Double Walled
12176 | OMAHA AIRPORT AUTHORITY | 2550 E LOCUST | OMAHA | 68110 | DOUGLAS | OMAHA AIRPORT AUTHORITY | 4501 ABBOTT DR STE 2300 | OMAHA | NE | 68110 | 3 | Currently in Use | 2500 | Fiberglass Reinforced Plastic | Federally Regulated | None | None | #2 Diesel | 2003 |  |  | Double Walled | Plastic
7984 | OMAHA AUTO AUCTION INC | 9201 S 144TH ST | OMAHA | 68138 | SARPY | OMAHA AUTO AUCTION | 9201 S 144TH ST | OMAHA | NE | 68138 | 1 | Currently in Use | 5000 | Steel | Federally Regulated | None | Galvanic/Sacrificial Current Cathodic Protection, STIP3 Tank | Regular Unleaded | 1988
7984 | OMAHA AUTO AUCTION INC | 9201 S 144TH ST | OMAHA | 68138 | SARPY | OMAHA AUTO AUCTION | 9201 S 144TH ST | OMAHA | NE | 68138 | 2 | Currently in Use | 1000 | Steel | Federally Regulated | None | Galvanic/Sacrificial Current Cathodic Protection, STIP3 Tank | Regular Unleaded | 1988
1544 | OMAHA CORRECTIONAL CENTER | 2323 J AVE | OMAHA | 68110 | DOUGLAS | NEB CORRECTIONAL SERVICES | PO BOX 94661 | LINCOLN | NE | 68509 | 3 | Currently in Use | 3000 | Fiberglass Reinforced Plastic | Federally Regulated | None | None | #2 Diesel | 1999 |  |  |  | Steel
1544 | OMAHA CORRECTIONAL CENTER | 2323 J AVE | OMAHA | 68110 | DOUGLAS | NEB CORRECTIONAL SERVICES | PO BOX 94661 | LINCOLN | NE | 68509 | 4 | Currently in Use | 2000 | Fiberglass Reinforced Plastic | Federally Regulated | None | None | Regular Unleaded | 1999 |  |  |  | Fiberglass Reinforced Plastic
6705 | OMAHA COUNTRY CLUB | 6900 COUNTRY CLUB RD | OMAHA | 68152 | DOUGLAS | OMAHA COUNTRY CLUB | 6900 COUNTRY CLUB RD | OMAHA | NE | 68152 | 1 | Currently in Use | 1000 | Steel | Federally Regulated | None | Galvanic/Sacrificial Current Cathodic Protection, STIP3 Tank | Regular Unleaded | 1991 |  |  |  | Fiberglass Reinforced Plastic
6705 | OMAHA COUNTRY CLUB | 6900 COUNTRY CLUB RD | OMAHA | 68152 | DOUGLAS | OMAHA COUNTRY CLUB | 6900 COUNTRY CLUB RD | OMAHA | NE | 68152 | 2 | Currently in Use | 750 | Steel | Federally Regulated | None | Galvanic/Sacrificial Current Cathodic Protection, STIP3 Tank | #2 Diesel | 1991 |  |  |  | Fiberglass Reinforced Plastic
7749 | OMAHA DATA CENTER | 820 S 7TH ST | OMAHA | 68108 | DOUGLAS | SPRINT COMMUNICATIONS COMPANY LP | 2450 N ST | WASHINGTON | DC | 20037 | 2 | Currently in Use | 6000 | Fiberglass Reinforced Plastic | Federally Regulated | None | None | #1 Diesel | 1998 |  |  | Double Walled | Fiberglass Reinforced Plastic
12879 | OMAHA FAST & FRESH #2 | 20310 VINTON ST | OMAHA | 68130 | DOUGLAS | HY VEE INC | 5820 WESTOWN PKWY | WEST DES MOINES | IA | 50266 | 1 | Currently in Use | 20000 | Fiberglass Reinforced Plastic | Federally Regulated |  |  | E-10 | 2023 |  |  | Double Walled | Fiberglass Reinforced Plastic, Plastic
12879 | OMAHA FAST & FRESH #2 | 20310 VINTON ST | OMAHA | 68130 | DOUGLAS | HY VEE INC | 5820 WESTOWN PKWY | WEST DES MOINES | IA | 50266 | 2 | Currently in Use | 8000 | Fiberglass Reinforced Plastic | Federally Regulated |  |  | Regular Unleaded | 2023 |  |  | Double Walled | Fiberglass Reinforced Plastic, Plastic
12879 | OMAHA FAST & FRESH #2 | 20310 VINTON ST | OMAHA | 68130 | DOUGLAS | HY VEE INC | 5820 WESTOWN PKWY | WEST DES MOINES | IA | 50266 | 3 | Currently in Use | 6000 | Fiberglass Reinforced Plastic | Federally Regulated |  |  | Premium Unleaded | 2023 |  |  | Double Walled | Fiberglass Reinforced Plastic, Plastic
12879 | OMAHA FAST & FRESH #2 | 20310 VINTON ST | OMAHA | 68130 | DOUGLAS | HY VEE INC | 5820 WESTOWN PKWY | WEST DES MOINES | IA | 50266 | 4 | Currently in Use | 6000 | Fiberglass Reinforced Plastic | Federally Regulated |  |  | #2 Diesel | 2023 |  |  | Double Walled | Fiberglass Reinforced Plastic, Plastic
12879 | OMAHA FAST & FRESH #2 | 20310 VINTON ST | OMAHA | 68130 | DOUGLAS | HY VEE INC | 5820 WESTOWN PKWY | WEST DES MOINES | IA | 50266 | 5 | Currently in Use | 6000 | Fiberglass Reinforced Plastic | Federally Regulated |  |  | E-85 | 2023 |  |  | Double Walled | Fiberglass Reinforced Plastic, Plastic
3752 | OMAHA HENRY DOORLY ZOO | 10TH & DEER PARK BLVD | OMAHA | 68107 | DOUGLAS | OMAHA HENRY DOORLY ZOO | 3701 S 10TH ST | OMAHA | NE | 68107 | 1 | Currently in Use | 2000 | Steel | Federally Regulated | None | Galvanic/Sacrificial Current Cathodic Protection, STIP3 Tank | #2 Diesel | 1992 |  |  |  | Fiberglass Reinforced Plastic
3752 | OMAHA HENRY DOORLY ZOO | 10TH & DEER PARK BLVD | OMAHA | 68107 | DOUGLAS | OMAHA HENRY DOORLY ZOO | 3701 S 10TH ST | OMAHA | NE | 68107 | 2 | Currently in Use | 1000 | Steel | Federally Regulated | None | Galvanic/Sacrificial Current Cathodic Protection, STIP3 Tank | #2 Diesel | 1990 |  |  |  | Fiberglass Reinforced Plastic
3752 | OMAHA HENRY DOORLY ZOO | 10TH & DEER PARK BLVD | OMAHA | 68107 | DOUGLAS | OMAHA HENRY DOORLY ZOO | 3701 S 10TH ST | OMAHA | NE | 68107 | 3 | Currently in Use | 2000 | Steel | Federally Regulated | None | Galvanic/Sacrificial Current Cathodic Protection, STIP3 Tank | Regular Unleaded | 1990 |  |  |  | Fiberglass Reinforced Plastic
3752 | OMAHA HENRY DOORLY ZOO | 10TH & DEER PARK BLVD | OMAHA | 68107 | DOUGLAS | OMAHA HENRY DOORLY ZOO | 3701 S 10TH ST | OMAHA | NE | 68107 | 4 | Currently in Use | 2000 | Fiberglass Reinforced Plastic | Federally Regulated | None | None | #2 Diesel | 1994
276 | OMAHA PARKS | 3410 MAPLE | OMAHA | 68111 | DOUGLAS | CITY OF OMAHA - PARKS DIVISION | 1819 FARNAM ST STE 701 | OMAHA | NE | 68111-1000 | 1 | Permanently Out of Use | 600 | Steel | Federally Regulated | Unknown | Unknown | Regular Unleaded | 1900 |  |  |  | Unknown
278 | OMAHA POLICE HDQ | 505 S 15TH ST | OMAHA | 68102 | DOUGLAS | CITY OF OMAHA ATTN FINANCE DEPT | 1819 FARNAM ST RM 1006 | OMAHA | NE | 68183-1000 | 2 | Currently in Use | 8000 | Fiberglass Reinforced Plastic | Federally Regulated | None | None | Regular Unleaded | 1992 |  |  |  | Fiberglass Reinforced Plastic
278 | OMAHA POLICE HDQ | 505 S 15TH ST | OMAHA | 68102 | DOUGLAS | CITY OF OMAHA ATTN FINANCE DEPT | 1819 FARNAM ST RM 1006 | OMAHA | NE | 68183-1000 | 3 | Currently in Use | 1000 | Fiberglass Reinforced Plastic | Federally Regulated | None | None | #2 Diesel | 1997 |  |  |  | Fiberglass Reinforced Plastic
8007 | OMAHA VA MEDICAL CENTER | 4101 WOOLWORTH AVE | OMAHA | 68105 | DOUGLAS | VA MEDICAL CENTER ATTN: ENGINEERING #138 | 4101 WOOLWORTH AVE | OMAHA | NE | 68105 | 11 | Currently in Use | 5000 | Fiberglass Reinforced Plastic | Heating Oil | None | None | Heating Oil 2 | 1986 |  |  |  | Plastic
291 | OMAHA VEHICLE MAINTENANCE FACILITY | 2606 N 26TH | OMAHA | 68111 | DOUGLAS | CITY OF OMAHA ATTN FINANCE DEPT | 1819 FARNAM ST RM 1006 | OMAHA | NE | 68183-1000 | 1 | Currently in Use | 12000 | Steel | Federally Regulated | None | Impressed Current Cathodic Protection | #1 Diesel | 1976 |  |  |  | Steel
291 | OMAHA VEHICLE MAINTENANCE FACILITY | 2606 N 26TH | OMAHA | 68111 | DOUGLAS | CITY OF OMAHA ATTN FINANCE DEPT | 1819 FARNAM ST RM 1006 | OMAHA | NE | 68183-1000 | 2 | Currently in Use | 560 | Fiberglass Reinforced Plastic | Federally Regulated | Internal Lining(e.g., epoxy resins) | Impressed Current Cathodic Protection | New Oil | 1987 |  |  |  | Black pipe coated w/tar & wrapped
291 | OMAHA VEHICLE MAINTENANCE FACILITY | 2606 N 26TH | OMAHA | 68111 | DOUGLAS | CITY OF OMAHA ATTN FINANCE DEPT | 1819 FARNAM ST RM 1006 | OMAHA | NE | 68183-1000 | 3 | Currently in Use | 560 | Fiberglass Reinforced Plastic | Federally Regulated | Internal Lining(e.g., epoxy resins) | Impressed Current Cathodic Protection | New Oil | 1987 |  |  |  | Black pipe coated w/tar & wrapped
291 | OMAHA VEHICLE MAINTENANCE FACILITY | 2606 N 26TH | OMAHA | 68111 | DOUGLAS | CITY OF OMAHA ATTN FINANCE DEPT | 1819 FARNAM ST RM 1006 | OMAHA | NE | 68183-1000 | 4 | Currently in Use | 560 | Fiberglass Reinforced Plastic | Federally Regulated | None | Impressed Current Cathodic Protection | New Oil | 1987
291 | OMAHA VEHICLE MAINTENANCE FACILITY | 2606 N 26TH | OMAHA | 68111 | DOUGLAS | CITY OF OMAHA ATTN FINANCE DEPT | 1819 FARNAM ST RM 1006 | OMAHA | NE | 68183-1000 | 5 | Currently in Use | 1000 | Fiberglass Reinforced Plastic | Federally Regulated | None | Impressed Current Cathodic Protection | Used Oil | 1987 |  |  |  | Black pipe coated w/tar & wrapped
291 | OMAHA VEHICLE MAINTENANCE FACILITY | 2606 N 26TH | OMAHA | 68111 | DOUGLAS | CITY OF OMAHA ATTN FINANCE DEPT | 1819 FARNAM ST RM 1006 | OMAHA | NE | 68183-1000 | 6 | Currently in Use | 12000 | Steel | Federally Regulated | Internal Lining(e.g., epoxy resins) | Impressed Current Cathodic Protection | Regular Unleaded | 1976 |  |  |  | Steel
291 | OMAHA VEHICLE MAINTENANCE FACILITY | 2606 N 26TH | OMAHA | 68111 | DOUGLAS | CITY OF OMAHA ATTN FINANCE DEPT | 1819 FARNAM ST RM 1006 | OMAHA | NE | 68183-1000 | 7 | Currently in Use | 30000 | Steel | Federally Regulated | Internal Lining(e.g., epoxy resins) | Impressed Current Cathodic Protection | Regular Unleaded | 1961 |  |  |  | Steel
2426 | OMAHA WILBERT VAULTS INC | 2660 GOMEZ AVE | OMAHA | 68107 | DOUGLAS | OMAHA WILBERT VAULTS INC | PO BOX 7361 | OMAHA | NE | 68107 | 1 | Currently in Use | 8000 | Steel | Federally Regulated | None | Fiberglass Reinforced Plastic Coated, STIP3 Tank | #2 Diesel | 1990 |  |  |  | Fiberglass Reinforced Plastic
12766 | ONYX AUTOMOTIVE | 14800 DAVENPORT ST | OMAHA | 68154 | DOUGLAS | WEST FARM RE LLC | 14800 BRANCH ST | OMAHA | NE | 68154 | 1 | Currently in Use | 8000 | Fiberglass Reinforced Plastic | Federally Regulated |  |  | Regular Unleaded | 2019 |  |  | Double Walled | Plastic
571 | OPPD ECC | 4325 JONES PLZ | OMAHA | 68105 | DOUGLAS | OMAHA PUBLIC POWER DIST | 444 S 16TH ST MALL | OMAHA | NE | 68102 | 4 | Currently in Use | 6000 | Steel | Federally Regulated | None | Galvanic/Sacrificial Current Cathodic Protection | #2 Diesel | 1987 |  |  |  | Fiberglass Reinforced Plastic
12613 | ORPHAN | 1800 NICHOLAS ST | OMAHA | 68111 | DOUGLAS | CITY OF OMAHA | 2606 N 26TH ST | OMAHA | NE | 68111 | 1 | Permanently Out of Use | 600 | Unknown | Federally Regulated | Unknown | Unknown |  | 1901
11978 | OUTPATIENT CARE CENTER | 4420 EMILE ST | OMAHA | 68105 | DOUGLAS | UNO MED CENTER | 600 S 42ND STREET | OMAHA | NE | 68198 | 1 | Currently in Use | 15000 | Steel | Federally Regulated | None | Impressed Current Cathodic Protection, Painted(e.g., asphaltic) | , Other->Jet A | 1991 |  |  |  | double walled supply line, Fiberglass Reinforced Plastic
12175 | PENSKE TRUCK LEASING | 1150 ELLISON AVE | OMAHA | 68100 | DOUGLAS | PENSKE TRUCK LEASING CO LP | PO BOX 7635 | READING | PA | 19603-7635 | 1 | Currently in Use | 12000 | Composite | Federally Regulated | None | Fiberglass Reinforced Plastic Coated | #1 Diesel | 2002 |  |  |  | OPW Pices, Plastic, Plastic
1693 | PENSKE TRUCK LEASING | 9401 J ST | OMAHA | 68127 | DOUGLAS | PENSKE TRUCK LEASING CO LP | PO BOX 7635 | READING | PA | 19603-7635 | 7 | Temporarily Out of Use | 24000 | Jacketed | Federally Regulated | None | Fiberglass Reinforced Plastic Coated | #2 Diesel | 2008 | 1/1/2023 |  | Double Walled | Plastic
1693 | PENSKE TRUCK LEASING | 9401 J ST | OMAHA | 68127 | DOUGLAS | PENSKE TRUCK LEASING CO LP | PO BOX 7635 | READING | PA | 19603-7635 | 8 | Temporarily Out of Use | 6000 | Jacketed | Federally Regulated | None | Fiberglass Reinforced Plastic Coated | Regular Unleaded | 2008 | 1/1/2023 |  | Double Walled | Plastic
241 | PHILLIPS SERVICE STATION 25625 | I-29 & HWY 370 | OMAHA | 68138 | DOUGLAS | PHILLIPS 66 CO | 4TH & KEELER | BARTLESVILLE | OK | 74004 | 1 | Permanently Out of Use | 550 | Steel | Federally Regulated | Unknown | Unknown | Used Oil | 1970 | 1/1/1977 |  |  | Unknown
241 | PHILLIPS SERVICE STATION 25625 | I-29 & HWY 370 | OMAHA | 68138 | DOUGLAS | PHILLIPS 66 CO | 4TH & KEELER | BARTLESVILLE | OK | 74004 | 2 | Permanently Out of Use | 8000 | Steel | Federally Regulated | Unknown | Unknown | Regular Unleaded | 1970 | 1/1/1977 |  |  | Unknown
241 | PHILLIPS SERVICE STATION 25625 | I-29 & HWY 370 | OMAHA | 68138 | DOUGLAS | PHILLIPS 66 CO | 4TH & KEELER | BARTLESVILLE | OK | 74004 | 3 | Permanently Out of Use | 8000 | Steel | Federally Regulated | Unknown | Unknown | Regular Unleaded | 1970 | 1/1/1977 |  |  | Unknown
241 | PHILLIPS SERVICE STATION 25625 | I-29 & HWY 370 | OMAHA | 68138 | DOUGLAS | PHILLIPS 66 CO | 4TH & KEELER | BARTLESVILLE | OK | 74004 | 4 | Permanently Out of Use | 8000 | Steel | Federally Regulated | Unknown | Unknown | Regular Unleaded | 1975 | 1/1/1977 |  |  | Unknown
7571 | PITSTOP G&C WESTMONT LLC | 11202 RICHLAND DR | OMAHA | 68138 | SARPY | PITSTOP G&C WESTMONT LLC | 493 SANDY POINT | ASHLAND | NE | 68003 | 1 | Currently in Use | 6000 | Steel | Federally Regulated | None | Impressed Current Cathodic Protection | Regular Unleaded | 1975 |  |  |  | Steel
7571 | PITSTOP G&C WESTMONT LLC | 11202 RICHLAND DR | OMAHA | 68138 | SARPY | PITSTOP G&C WESTMONT LLC | 493 SANDY POINT | ASHLAND | NE | 68003 | 2 | Currently in Use | 6000 | Steel | Federally Regulated | None | Impressed Current Cathodic Protection | Regular Unleaded | 1975 |  |  |  | Steel
7571 | PITSTOP G&C WESTMONT LLC | 11202 RICHLAND DR | OMAHA | 68138 | SARPY | PITSTOP G&C WESTMONT LLC | 493 SANDY POINT | ASHLAND | NE | 68003 | 3 | Currently in Use | 10000 | Steel | Federally Regulated | None | Impressed Current Cathodic Protection | Premium Unleaded | 1975 |  |  |  | Steel
7571 | PITSTOP G&C WESTMONT LLC | 11202 RICHLAND DR | OMAHA | 68138 | SARPY | PITSTOP G&C WESTMONT LLC | 493 SANDY POINT | ASHLAND | NE | 68003 | 4 | Currently in Use | 4000 | Steel | Federally Regulated | None | Impressed Current Cathodic Protection | Premium Unleaded | 1975 |  |  |  | Steel
4885 | PUMP & PANTRY #49 | 11108 SAPP BROTHERS DR | OMAHA | 68138 | SARPY | BOSSELMAN PUMP & PANTRY INC | PO BOX 4905 | GRAND ISLAND | NE | 68802-4905 | 4 | Permanently Out of Use | 500 | Steel | Federally Regulated | None | Painted(e.g., asphaltic) | Used Oil | 1974
12727 | QUIK TRIP #576 | 3201 L ST | OMAHA | 68107 | DOUGLAS | QUIKTRIP CORP ATTN: LICENSING | PO BOX 3475 | TULSA | OK | 74101-3475 | 1 | Currently in Use | 20000 | Fiberglass Reinforced Plastic | Federally Regulated |  |  | E-10 | 2017 |  |  | Double Walled | Fiberglass Reinforced Plastic
12727 | QUIK TRIP #576 | 3201 L ST | OMAHA | 68107 | DOUGLAS | QUIKTRIP CORP ATTN: LICENSING | PO BOX 3475 | TULSA | OK | 74101-3475 | 2 | Currently in Use | 20000 | Fiberglass Reinforced Plastic | Federally Regulated |  |  | E-10 | 2017 |  |  | Double Walled | Fiberglass Reinforced Plastic
12727 | QUIK TRIP #576 | 3201 L ST | OMAHA | 68107 | DOUGLAS | QUIKTRIP CORP ATTN: LICENSING | PO BOX 3475 | TULSA | OK | 74101-3475 | 3 | Currently in Use | 9500 | Fiberglass Reinforced Plastic | Federally Regulated |  |  | Premium Unleaded | 2017 |  |  | Double Walled | Fiberglass Reinforced Plastic
12727 | QUIK TRIP #576 | 3201 L ST | OMAHA | 68107 | DOUGLAS | QUIKTRIP CORP ATTN: LICENSING | PO BOX 3475 | TULSA | OK | 74101-3475 | 5 | Currently in Use | 12000 | Fiberglass Reinforced Plastic | Federally Regulated |  |  | #2 Diesel | 2017 |  |  | Double Walled | Fiberglass Reinforced Plastic
11450 | QUIK TRIP #579 | 1704 S 72ND ST | OMAHA | 68124 | DOUGLAS | QUIKTRIP CORP ATTN: LICENSING | PO BOX 3475 | TULSA | OK | 74101-3475 | 4 | Currently in Use | 20000 | Fiberglass Reinforced Plastic | Federally Regulated |  |  | E-10 | 2016 |  |  | Double Walled | Fiberglass Reinforced Plastic
11450 | QUIK TRIP #579 | 1704 S 72ND ST | OMAHA | 68124 | DOUGLAS | QUIKTRIP CORP ATTN: LICENSING | PO BOX 3475 | TULSA | OK | 74101-3475 | 5 | Currently in Use | 20000 | Fiberglass Reinforced Plastic | Federally Regulated |  |  | Regular Unleaded | 2016 |  |  | Double Walled | Fiberglass Reinforced Plastic
11450 | QUIK TRIP #579 | 1704 S 72ND ST | OMAHA | 68124 | DOUGLAS | QUIKTRIP CORP ATTN: LICENSING | PO BOX 3475 | TULSA | OK | 74101-3475 | 6 | Currently in Use | 12000 | Fiberglass Reinforced Plastic | Federally Regulated |  |  | #2 Diesel | 2016 |  |  | Double Walled | Fiberglass Reinforced Plastic
11450 | QUIK TRIP #579 | 1704 S 72ND ST | OMAHA | 68124 | DOUGLAS | QUIKTRIP CORP ATTN: LICENSING | PO BOX 3475 | TULSA | OK | 74101-3475 | 7 | Currently in Use | 10000 | Steel | Federally Regulated |  |  | Premium Unleaded | 2016 |  |  | Double Walled | Fiberglass Reinforced Plastic
12230 | QUIK TRIP #580 | 6045 L ST | OMAHA | 68117 | DOUGLAS | QUIKTRIP CORP ATTN: LICENSING | PO BOX 3475 | TULSA | OK | 74101-3475 | 1 | Currently in Use | 20000 | Fiberglass Reinforced Plastic | Federally Regulated | None | None | Regular Unleaded | 2003 |  |  | Double Walled | Plastic
12230 | QUIK TRIP #580 | 6045 L ST | OMAHA | 68117 | DOUGLAS | QUIKTRIP CORP ATTN: LICENSING | PO BOX 3475 | TULSA | OK | 74101-3475 | 2 | Currently in Use | 12000 | Fiberglass Reinforced Plastic | Federally Regulated | None | None | Regular Unleaded | 2003 |  |  | Double Walled | Plastic
12230 | QUIK TRIP #580 | 6045 L ST | OMAHA | 68117 | DOUGLAS | QUIKTRIP CORP ATTN: LICENSING | PO BOX 3475 | TULSA | OK | 74101-3475 | 3 | Currently in Use | 12000 | Fiberglass Reinforced Plastic | Federally Regulated | None | None | Regular Unleaded | 2003 |  |  | Double Walled | Plastic
12230 | QUIK TRIP #580 | 6045 L ST | OMAHA | 68117 | DOUGLAS | QUIKTRIP CORP ATTN: LICENSING | PO BOX 3475 | TULSA | OK | 74101-3475 | 4 | Currently in Use | 12000 | Fiberglass Reinforced Plastic | Federally Regulated |  |  | #1 Diesel, #2 Diesel | 2014 |  |  | Double Walled | Double walled, Plastic
12342 | QUIK TRIP #585 | 4720 HAMILTON | OMAHA | 68132 | DOUGLAS | QUIKTRIP CORP ATTN: LICENSING | PO BOX 3475 | TULSA | OK | 74101-3475 | 1 | Currently in Use | 20000 | Fiberglass Reinforced Plastic | Federally Regulated | None | None | E-10 | 2005 |  |  | Double Walled | Fiberglass Reinforced Plastic, Plastic
12342 | QUIK TRIP #585 | 4720 HAMILTON | OMAHA | 68132 | DOUGLAS | QUIKTRIP CORP ATTN: LICENSING | PO BOX 3475 | TULSA | OK | 74101-3475 | 2 | Currently in Use | 12000 | Fiberglass Reinforced Plastic | Federally Regulated | None | None | Regular Unleaded | 2005 |  |  | Double Walled | Fiberglass Reinforced Plastic, Plastic
12342 | QUIK TRIP #585 | 4720 HAMILTON | OMAHA | 68132 | DOUGLAS | QUIKTRIP CORP ATTN: LICENSING | PO BOX 3475 | TULSA | OK | 74101-3475 | 3 | Currently in Use | 12000 | Fiberglass Reinforced Plastic | Federally Regulated | None | None | Regular Unleaded | 2005 |  |  | Double Walled | Fiberglass Reinforced Plastic, Plastic
12229 | QUIK TRIP #587 | 4404 N 72ND ST | OMAHA | 68134 | DOUGLAS | QUIKTRIP CORP ATTN: LICENSING | PO BOX 3475 | TULSA | OK | 74101-3475 | 1 | Currently in Use | 20000 | Fiberglass Reinforced Plastic | Federally Regulated | None | None | Regular Unleaded | 2003 |  |  | Double Walled | Plastic
12229 | QUIK TRIP #587 | 4404 N 72ND ST | OMAHA | 68134 | DOUGLAS | QUIKTRIP CORP ATTN: LICENSING | PO BOX 3475 | TULSA | OK | 74101-3475 | 2 | Currently in Use | 12000 | Fiberglass Reinforced Plastic | Federally Regulated | None | None | Regular Unleaded | 2003 |  |  | Double Walled | Plastic
12229 | QUIK TRIP #587 | 4404 N 72ND ST | OMAHA | 68134 | DOUGLAS | QUIKTRIP CORP ATTN: LICENSING | PO BOX 3475 | TULSA | OK | 74101-3475 | 3 | Currently in Use | 12000 | Fiberglass Reinforced Plastic | Federally Regulated | None | None | Regular Unleaded | 2003 |  |  | Double Walled | Plastic
12229 | QUIK TRIP #587 | 4404 N 72ND ST | OMAHA | 68134 | DOUGLAS | QUIKTRIP CORP ATTN: LICENSING | PO BOX 3475 | TULSA | OK | 74101-3475 | 4 | Currently in Use | 12000 | Fiberglass Reinforced Plastic | Federally Regulated |  |  | #2 Diesel | 2016 |  |  | Double Walled
11857 | QUIK TRIP #588 | 4212 S 84TH ST | OMAHA | 68127 | DOUGLAS | QUIKTRIP CORP ATTN: LICENSING | PO BOX 3475 | TULSA | OK | 74101-3475 | 1 | Currently in Use | 12000 | Fiberglass Reinforced Plastic | Federally Regulated | None | None | Regular Unleaded | 1999 |  |  |  | Plastic
11857 | QUIK TRIP #588 | 4212 S 84TH ST | OMAHA | 68127 | DOUGLAS | QUIKTRIP CORP ATTN: LICENSING | PO BOX 3475 | TULSA | OK | 74101-3475 | 2 | Currently in Use | 12000 | Fiberglass Reinforced Plastic | Federally Regulated | None | None | E-10 | 1999 |  |  |  | Plastic
11857 | QUIK TRIP #588 | 4212 S 84TH ST | OMAHA | 68127 | DOUGLAS | QUIKTRIP CORP ATTN: LICENSING | PO BOX 3475 | TULSA | OK | 74101-3475 | 3 | Currently in Use | 12000 | Fiberglass Reinforced Plastic | Federally Regulated | None | None | Regular Unleaded | 1999 |  |  |  | Plastic
11857 | QUIK TRIP #588 | 4212 S 84TH ST | OMAHA | 68127 | DOUGLAS | QUIKTRIP CORP ATTN: LICENSING | PO BOX 3475 | TULSA | OK | 74101-3475 | 4 | Currently in Use | 12000 | Fiberglass Reinforced Plastic | Federally Regulated |  |  | #2 Diesel | 2016 |  |  | Double Walled | Plastic
2975 | QUIK TRIP #589 | 5305 N 103RD ST | OMAHA | 68134 | DOUGLAS | QUIKTRIP CORP ATTN: LICENSING | PO BOX 3475 | TULSA | OK | 74101-3475 | 4 | Currently in Use | 20000 | Fiberglass Reinforced Plastic | Federally Regulated | None | None | E-10 | 2010 |  |  | Double Walled | Fiberglass Reinforced Plastic
2975 | QUIK TRIP #589 | 5305 N 103RD ST | OMAHA | 68134 | DOUGLAS | QUIKTRIP CORP ATTN: LICENSING | PO BOX 3475 | TULSA | OK | 74101-3475 | 5 | Currently in Use | 20000 | Fiberglass Reinforced Plastic | Federally Regulated | None | None | Regular Unleaded | 2010 |  |  | Double Walled | Fiberglass Reinforced Plastic
2975 | QUIK TRIP #589 | 5305 N 103RD ST | OMAHA | 68134 | DOUGLAS | QUIKTRIP CORP ATTN: LICENSING | PO BOX 3475 | TULSA | OK | 74101-3475 | 6 | Currently in Use | 12000 | Fiberglass Reinforced Plastic | Federally Regulated | None | None | Regular Unleaded | 2010 |  |  | Double Walled | Fiberglass Reinforced Plastic
11674 | QUIK TRIP #594 | 715 S SADDLE CREEK RD | OMAHA | 68106 | DOUGLAS | QUIKTRIP CORP ATTN: LICENSING | PO BOX 3475 | TULSA | OK | 74101-3475 | 1 | Currently in Use | 12000 | Fiberglass Reinforced Plastic | Federally Regulated | None | None | Regular Unleaded | 1997 |  |  | Double Walled | Plastic
11674 | QUIK TRIP #594 | 715 S SADDLE CREEK RD | OMAHA | 68106 | DOUGLAS | QUIKTRIP CORP ATTN: LICENSING | PO BOX 3475 | TULSA | OK | 74101-3475 | 2 | Currently in Use | 12000 | Fiberglass Reinforced Plastic | Federally Regulated | None | None | Regular Unleaded | 1997 |  |  | Double Walled | Plastic
11674 | QUIK TRIP #594 | 715 S SADDLE CREEK RD | OMAHA | 68106 | DOUGLAS | QUIKTRIP CORP ATTN: LICENSING | PO BOX 3475 | TULSA | OK | 74101-3475 | 3 | Currently in Use | 12000 | Fiberglass Reinforced Plastic | Federally Regulated | None | None | Regular Unleaded | 1998 |  |  | Double Walled | Plastic
11421 | QUIK TRIP #596 | 5005 S 108TH ST | OMAHA | 68127 | DOUGLAS | QUIKTRIP CORP ATTN: LICENSING | PO BOX 3475 | TULSA | OK | 74101-3475 | 1 | Currently in Use | 12000 | Fiberglass Reinforced Plastic | Federally Regulated | None | None | Regular Unleaded | 1996 |  |  |  | Plastic
11421 | QUIK TRIP #596 | 5005 S 108TH ST | OMAHA | 68127 | DOUGLAS | QUIKTRIP CORP ATTN: LICENSING | PO BOX 3475 | TULSA | OK | 74101-3475 | 2 | Currently in Use | 12000 | Fiberglass Reinforced Plastic | Federally Regulated | None | None | E-10 | 1996 |  |  |  | Plastic
11421 | QUIK TRIP #596 | 5005 S 108TH ST | OMAHA | 68127 | DOUGLAS | QUIKTRIP CORP ATTN: LICENSING | PO BOX 3475 | TULSA | OK | 74101-3475 | 3 | Currently in Use | 12000 | Fiberglass Reinforced Plastic | Federally Regulated | None | None | Regular Unleaded | 1996 |  |  |  | Plastic
11421 | QUIK TRIP #596 | 5005 S 108TH ST | OMAHA | 68127 | DOUGLAS | QUIKTRIP CORP ATTN: LICENSING | PO BOX 3475 | TULSA | OK | 74101-3475 | 4 | Currently in Use | 8000 | Fiberglass Reinforced Plastic | Federally Regulated | None | None | #2 Diesel | 1996 |  |  |  | Plastic
12755 | QUIK TRIP #598 | 11105 SAPP BROTHERS DR | OMAHA | 68138 | SARPY | QUIKTRIP CORP ATTN: LICENSING | PO BOX 3475 | TULSA | OK | 74101-3475 | 1 | Currently in Use | 20000 | Fiberglass Reinforced Plastic | Federally Regulated |  |  | Regular Unleaded | 2018 |  |  | Double Walled | Fiberglass Reinforced Plastic
12755 | QUIK TRIP #598 | 11105 SAPP BROTHERS DR | OMAHA | 68138 | SARPY | QUIKTRIP CORP ATTN: LICENSING | PO BOX 3475 | TULSA | OK | 74101-3475 | 2 | Currently in Use | 20000 | Fiberglass Reinforced Plastic | Federally Regulated |  |  | Premium Unleaded | 2018 |  |  | Double Walled | Fiberglass Reinforced Plastic
12755 | QUIK TRIP #598 | 11105 SAPP BROTHERS DR | OMAHA | 68138 | SARPY | QUIKTRIP CORP ATTN: LICENSING | PO BOX 3475 | TULSA | OK | 74101-3475 | 3 | Currently in Use | 12000 | Fiberglass Reinforced Plastic | Federally Regulated |  |  | Premium Unleaded | 2018 |  |  | Double Walled | Fiberglass Reinforced Plastic
12755 | QUIK TRIP #598 | 11105 SAPP BROTHERS DR | OMAHA | 68138 | SARPY | QUIKTRIP CORP ATTN: LICENSING | PO BOX 3475 | TULSA | OK | 74101-3475 | 5 | Currently in Use | 20000 | Fiberglass Reinforced Plastic | Federally Regulated |  |  | #2 Diesel | 2018 |  |  | Double Walled | Fiberglass Reinforced Plastic
12755 | QUIK TRIP #598 | 11105 SAPP BROTHERS DR | OMAHA | 68138 | SARPY | QUIKTRIP CORP ATTN: LICENSING | PO BOX 3475 | TULSA | OK | 74101-3475 | 6 | Currently in Use | 30000 | Fiberglass Reinforced Plastic | Federally Regulated |  |  | #1 Diesel | 2018 |  |  | Double Walled | Fiberglass Reinforced Plastic
12755 | QUIK TRIP #598 | 11105 SAPP BROTHERS DR | OMAHA | 68138 | SARPY | QUIKTRIP CORP ATTN: LICENSING | PO BOX 3475 | TULSA | OK | 74101-3475 | 7 | Currently in Use | 30000 | Fiberglass Reinforced Plastic | Federally Regulated |  |  | #1 Diesel | 2018 |  |  | Double Walled | Fiberglass Reinforced Plastic
12755 | QUIK TRIP #598 | 11105 SAPP BROTHERS DR | OMAHA | 68138 | SARPY | QUIKTRIP CORP ATTN: LICENSING | PO BOX 3475 | TULSA | OK | 74101-3475 | 8 | Currently in Use | 30000 | Fiberglass Reinforced Plastic | Federally Regulated |  |  | #1 Diesel | 2018 |  |  | Double Walled | Fiberglass Reinforced Plastic
12062 | QUIK TRIP #599 | 13007 Q ST | OMAHA | 68137 | DOUGLAS | QUIKTRIP CORP ATTN: LICENSING | PO BOX 3475 | TULSA | OK | 74101-3475 | 1 | Currently in Use | 12000 | Fiberglass Reinforced Plastic | Federally Regulated | None | None | Regular Unleaded | 2001 |  |  |  | Plastic
12062 | QUIK TRIP #599 | 13007 Q ST | OMAHA | 68137 | DOUGLAS | QUIKTRIP CORP ATTN: LICENSING | PO BOX 3475 | TULSA | OK | 74101-3475 | 2 | Currently in Use | 12000 | Fiberglass Reinforced Plastic | Federally Regulated | None | None | E-10 | 2001 |  |  |  | Plastic
12062 | QUIK TRIP #599 | 13007 Q ST | OMAHA | 68137 | DOUGLAS | QUIKTRIP CORP ATTN: LICENSING | PO BOX 3475 | TULSA | OK | 74101-3475 | 3 | Currently in Use | 12000 | Fiberglass Reinforced Plastic | Federally Regulated | None | None | Regular Unleaded | 2001 |  |  |  | Plastic
12852 | QUIKTRIP #578 | 14405 W CENTER RD | OMAHA | 68144 | DOUGLAS | QUIKTRIP CORP ATTN: LICENSING | PO BOX 3475 | TULSA | OK | 74101-3475 | 1 | Currently in Use | 15000 | Fiberglass Reinforced Plastic | Federally Regulated |  |  | E-10 | 2022 |  |  | Double Walled | Plastic
12852 | QUIKTRIP #578 | 14405 W CENTER RD | OMAHA | 68144 | DOUGLAS | QUIKTRIP CORP ATTN: LICENSING | PO BOX 3475 | TULSA | OK | 74101-3475 | 2 | Currently in Use | 15000 | Fiberglass Reinforced Plastic | Federally Regulated |  |  | E-10 | 2022 |  |  | Double Walled | Plastic
12852 | QUIKTRIP #578 | 14405 W CENTER RD | OMAHA | 68144 | DOUGLAS | QUIKTRIP CORP ATTN: LICENSING | PO BOX 3475 | TULSA | OK | 74101-3475 | 3 | Currently in Use | 15000 | Fiberglass Reinforced Plastic | Federally Regulated |  |  | Regular Unleaded | 2022 |  |  | Double Walled | Plastic
12852 | QUIKTRIP #578 | 14405 W CENTER RD | OMAHA | 68144 | DOUGLAS | QUIKTRIP CORP ATTN: LICENSING | PO BOX 3475 | TULSA | OK | 74101-3475 | 4 | Currently in Use | 15000 | Fiberglass Reinforced Plastic | Federally Regulated |  |  | Premium Unleaded | 2022 |  |  | Double Walled | Plastic
12852 | QUIKTRIP #578 | 14405 W CENTER RD | OMAHA | 68144 | DOUGLAS | QUIKTRIP CORP ATTN: LICENSING | PO BOX 3475 | TULSA | OK | 74101-3475 | 5 | Currently in Use | 15000 | Fiberglass Reinforced Plastic | Federally Regulated |  |  | E-15 | 2022 |  |  | Double Walled | Plastic
12852 | QUIKTRIP #578 | 14405 W CENTER RD | OMAHA | 68144 | DOUGLAS | QUIKTRIP CORP ATTN: LICENSING | PO BOX 3475 | TULSA | OK | 74101-3475 | 6 | Currently in Use | 15000 | Fiberglass Reinforced Plastic | Federally Regulated |  |  | #2 Diesel | 2022 |  |  | Double Walled | Plastic
7782 | QUIKTRIP #591 | 11910 W DODGE RD | OMAHA | 68154 | DOUGLAS | QUIKTRIP CORP ATTN: LICENSING | PO BOX 3475 | TULSA | OK | 74101-3475 | 2 | Currently in Use | 15000 | Fiberglass Reinforced Plastic | Federally Regulated |  |  | E-10 | 2018 |  |  | Double Walled | Fiberglass Reinforced Plastic
7782 | QUIKTRIP #591 | 11910 W DODGE RD | OMAHA | 68154 | DOUGLAS | QUIKTRIP CORP ATTN: LICENSING | PO BOX 3475 | TULSA | OK | 74101-3475 | 3 | Currently in Use | 15000 | Fiberglass Reinforced Plastic | Federally Regulated |  |  | E-10 | 2018 |  |  | Double Walled | Fiberglass Reinforced Plastic
7782 | QUIKTRIP #591 | 11910 W DODGE RD | OMAHA | 68154 | DOUGLAS | QUIKTRIP CORP ATTN: LICENSING | PO BOX 3475 | TULSA | OK | 74101-3475 | 4 | Currently in Use | 15000 | Fiberglass Reinforced Plastic | Federally Regulated |  |  | Regular Unleaded | 2018 |  |  | Double Walled | Fiberglass Reinforced Plastic
7782 | QUIKTRIP #591 | 11910 W DODGE RD | OMAHA | 68154 | DOUGLAS | QUIKTRIP CORP ATTN: LICENSING | PO BOX 3475 | TULSA | OK | 74101-3475 | 5 | Currently in Use | 12000 | Fiberglass Reinforced Plastic | Federally Regulated |  |  | Premium Unleaded | 2018 |  |  | Double Walled | Fiberglass Reinforced Plastic
7782 | QUIKTRIP #591 | 11910 W DODGE RD | OMAHA | 68154 | DOUGLAS | QUIKTRIP CORP ATTN: LICENSING | PO BOX 3475 | TULSA | OK | 74101-3475 | 6 | Currently in Use | 12000 | Fiberglass Reinforced Plastic | Federally Regulated |  |  | #2 Diesel | 2018 |  |  | Double Walled | Fiberglass Reinforced Plastic
12820 | R & L TRUCKING | 8601 N 117TH ST | OMAHA | 66142 | DOUGLAS | RAMAR LAND CORPORATION | 600 GILLAM ST | WILMINGTON | OH | 46177 | 1 | Currently in Use | 20000 | Fiberglass Reinforced Plastic | Federally Regulated |  |  | #2 Diesel | 2021 |  |  | Double Walled | Plastic
12820 | R & L TRUCKING | 8601 N 117TH ST | OMAHA | 66142 | DOUGLAS | RAMAR LAND CORPORATION | 600 GILLAM ST | WILMINGTON | OH | 46177 | 2 | Currently in Use | 8000 | Fiberglass Reinforced Plastic | Federally Regulated |  |  | #2 Diesel | 2021 |  |  | Double Walled | Plastic
5997 | READY MART | 4525 CENTER ST | OMAHA | 68106 | DOUGLAS | NEIL ARMANI | 4525 CENTER ST | OMAHA | NE | 68106 | 6 | Currently in Use | 10000 | Steel | Federally Regulated | None | Galvanic/Sacrificial Current Cathodic Protection, STIP3 Tank | Regular Unleaded | 1997 |  |  |  | Fiberglass Reinforced Plastic
5997 | READY MART | 4525 CENTER ST | OMAHA | 68106 | DOUGLAS | NEIL ARMANI | 4525 CENTER ST | OMAHA | NE | 68106 | 7 | Currently in Use | 6000 | Steel | Federally Regulated | None | Galvanic/Sacrificial Current Cathodic Protection, STIP3 Tank | E-10 | 1997 |  |  |  | Fiberglass Reinforced Plastic
5997 | READY MART | 4525 CENTER ST | OMAHA | 68106 | DOUGLAS | NEIL ARMANI | 4525 CENTER ST | OMAHA | NE | 68106 | 8 | Currently in Use | 4000 | Steel | Federally Regulated | None | Galvanic/Sacrificial Current Cathodic Protection, STIP3 Tank | #2 Diesel | 1997 |  |  |  | Fiberglass Reinforced Plastic
12312 | READY MIX CONCRETE | 848 N 192ND ST | OMAHA | 68022 | DOUGLAS | LYMAN RICHEY CORPORATION | 2625 S 158TH PLAZA | OMAHA | NE | 68130 | 1 | Currently in Use | 15000 | Fiberglass Reinforced Plastic | Federally Regulated | None | None | #2 Diesel | 2005 |  |  |  | Fiberglass Reinforced Plastic
12312 | READY MIX CONCRETE | 848 N 192ND ST | OMAHA | 68022 | DOUGLAS | LYMAN RICHEY CORPORATION | 2625 S 158TH PLAZA | OMAHA | NE | 68130 | 2 | Currently in Use | 6000 | Fiberglass Reinforced Plastic | Federally Regulated | None | None | #2 Diesel | 2005 |  |  |  | Fiberglass Reinforced Plastic
3660 | REGENCY FASHION COURT | 120 REGENCY PKWY | OMAHA | 68114 | DOUGLAS | RED DEVELOPMENT LLC | 1 E WASHINGTON ST STE 300 | PHOENIX | AZ | 85004 | 3 | Currently in Use | 560 | Steel | Federally Regulated | None | Galvanic/Sacrificial Current Cathodic Protection, STIP3 Tank | #1 Diesel | 1999 |  |  |  | Fiberglass Reinforced Plastic, Plastic
7923 | REGIS FOOD MART | 6828 S 143RD PLZ | OMAHA | 68137 | DOUGLAS | REGIS FOOD MART | 6828 S 143RD PLZ | OMAHA | NE | 68137 | 1 | Currently in Use | 8000 | Steel | Federally Regulated | None | Galvanic/Sacrificial Current Cathodic Protection | E-10 | 1987 |  |  |  | Fiberglass Reinforced Plastic
7923 | REGIS FOOD MART | 6828 S 143RD PLZ | OMAHA | 68137 | DOUGLAS | REGIS FOOD MART | 6828 S 143RD PLZ | OMAHA | NE | 68137 | 2 | Currently in Use | 8000 | Steel | Federally Regulated | None | Galvanic/Sacrificial Current Cathodic Protection | Regular Unleaded | 1987 |  |  |  | Fiberglass Reinforced Plastic
7923 | REGIS FOOD MART | 6828 S 143RD PLZ | OMAHA | 68137 | DOUGLAS | REGIS FOOD MART | 6828 S 143RD PLZ | OMAHA | NE | 68137 | 3 | Currently in Use | 8000 | Steel | Federally Regulated | None | Galvanic/Sacrificial Current Cathodic Protection | Premium Unleaded | 1987 |  |  |  | Fiberglass Reinforced Plastic
11337 | REINHART FOOD SERVICE LLC | 6720 N 9TH | OMAHA | 68110 | DOUGLAS | REINHART FOOD SERVICE LLC | 100 HARBORVIEW PLZ STE 200 | LA CROSSE | WI | 54601 | 1 | Currently in Use | 12000 | Fiberglass Reinforced Plastic | Federally Regulated | None | None | #2 Diesel | 1995 |  |  | Double Walled | Fiberglass Reinforced Plastic
250 | RIVERFRONT STORM PUMP STATION | 800 IDA ST | OMAHA | 68110 | DOUGLAS | CITY OF OMAHA ATTN FINANCE DEPT | 1819 FARNAM ST RM 1006 | OMAHA | NE | 68183-1000 | 2 | Currently in Use | 6000 | Fiberglass Reinforced Plastic | Federally Regulated | None | None | #2 Diesel | 1998 |  |  | Double Walled | Fiberglass Reinforced Plastic
7921 | ROBERTS DAIRY CO | 2808 CUMING ST | OMAHA | 68131 | DOUGLAS | ROBERTS DAIRY CO | 2901 CUMING STREET | OMAHA | NE | 68131 | 1 | Currently in Use | 15000 | Steel | Federally Regulated | None | Galvanic/Sacrificial Current Cathodic Protection, STIP3 Tank | #2 Diesel | 1988 |  |  |  | Fiberglass Reinforced Plastic
554 | RUSSELL SPEEDERS CAR WASH | 11212 WRIGHT CIR | OMAHA | 68114 | DOUGLAS | MIDWEST SITE LLC | 11212 WRIGHT CIR | OMAHA | NE | 68144 | 4 | Currently in Use | 12000 | Fiberglass Reinforced Plastic | Federally Regulated | None | None | E-87 | 1998 |  |  |  | Fiberglass Reinforced Plastic
554 | RUSSELL SPEEDERS CAR WASH | 11212 WRIGHT CIR | OMAHA | 68114 | DOUGLAS | MIDWEST SITE LLC | 11212 WRIGHT CIR | OMAHA | NE | 68144 | 5 | Currently in Use | 12000 | Fiberglass Reinforced Plastic | Federally Regulated | None | None | Premium Unleaded | 1998 |  |  |  | Fiberglass Reinforced Plastic
554 | RUSSELL SPEEDERS CAR WASH | 11212 WRIGHT CIR | OMAHA | 68114 | DOUGLAS | MIDWEST SITE LLC | 11212 WRIGHT CIR | OMAHA | NE | 68144 | 6 | Currently in Use | 12000 | Fiberglass Reinforced Plastic | Federally Regulated | None | None | E-89 | 1998 |  |  |  | Fiberglass Reinforced Plastic
6622 | RYDER #0221 | 6801 L ST | OMAHA | 68127 | DOUGLAS | RYDER TRANSPORTATION SERVICES | 757 N ELDRIDGE PKWY SUITE 760 | HOUSTON | TX | 77079-7548 | 2 | Currently in Use | 12000 | Fiberglass Reinforced Plastic | Federally Regulated | None | None | #2 Diesel | 1990 |  |  | Double Walled | Fiberglass Reinforced Plastic
6622 | RYDER #0221 | 6801 L ST | OMAHA | 68127 | DOUGLAS | RYDER TRANSPORTATION SERVICES | 757 N ELDRIDGE PKWY SUITE 760 | HOUSTON | TX | 77079-7548 | 3 | Currently in Use | 12000 | Fiberglass Reinforced Plastic | Federally Regulated | None | None | #2 Diesel | 1990 |  |  | Double Walled | Fiberglass Reinforced Plastic
12268 | SAMS CLUB #8146 | 13130 L ST | OMAHA | 68111 | DOUGLAS | SAMS WEST INC | 702 SW 8TH ST | BENTONVILLE | AR | 72716-0500 | 1 | Currently in Use | 20000 | Fiberglass Reinforced Plastic | Federally Regulated | None | None | E-10 | 2004 |  |  | Double Walled | Plastic
12268 | SAMS CLUB #8146 | 13130 L ST | OMAHA | 68111 | DOUGLAS | SAMS WEST INC | 702 SW 8TH ST | BENTONVILLE | AR | 72716-0500 | 2 | Currently in Use | 20000 | Fiberglass Reinforced Plastic | Federally Regulated | None | None | Regular Unleaded | 2004 |  |  | Double Walled | Plastic
12268 | SAMS CLUB #8146 | 13130 L ST | OMAHA | 68111 | DOUGLAS | SAMS WEST INC | 702 SW 8TH ST | BENTONVILLE | AR | 72716-0500 | 3 | Currently in Use | 20000 | Fiberglass Reinforced Plastic | Federally Regulated | None | None | Regular Unleaded | 2004 |  |  | Double Walled | Plastic
4672 | SANDPIPER COVE MARINA | 2000 N 25TH E | OMAHA | 68110 | DOUGLAS | SANDPIPER COVE MARINA INC | 2498 FREEDOM PARK RD | OMAHA | NE | 68110 | 1 | Permanently Out of Use | 4000 | Steel | Federally Regulated | Internal Lining(e.g., epoxy resins) | Impressed Current Cathodic Protection | Regular Unleaded | 1984 | 6/1/2011 |  |  | Steel
2385 | SAPP BROS OMAHA | 9905 SAPP BROS DR | OMAHA | 68138 | SARPY | SAPP BROS TRAVEL CENTERS INC | PO BOX 45766 | OMAHA | NE | 68145-0766 | 1 | Currently in Use | 12000 | Steel | Federally Regulated | Internal Lining(e.g., epoxy resins) | Impressed Current Cathodic Protection | E-10 | 1976 |  |  |  | Fiberglass Reinforced Plastic
2385 | SAPP BROS OMAHA | 9905 SAPP BROS DR | OMAHA | 68138 | SARPY | SAPP BROS TRAVEL CENTERS INC | PO BOX 45766 | OMAHA | NE | 68145-0766 | 2 | Currently in Use | 12000 | Steel | Federally Regulated | Internal Lining(e.g., epoxy resins) | Impressed Current Cathodic Protection | Regular Unleaded | 1976 |  |  |  | Fiberglass Reinforced Plastic
2385 | SAPP BROS OMAHA | 9905 SAPP BROS DR | OMAHA | 68138 | SARPY | SAPP BROS TRAVEL CENTERS INC | PO BOX 45766 | OMAHA | NE | 68145-0766 | 3 | Currently in Use | 12000 | Steel | Federally Regulated | Internal Lining(e.g., epoxy resins) | Impressed Current Cathodic Protection | Regular Unleaded | 1976 |  |  |  | Fiberglass Reinforced Plastic
2385 | SAPP BROS OMAHA | 9905 SAPP BROS DR | OMAHA | 68138 | SARPY | SAPP BROS TRAVEL CENTERS INC | PO BOX 45766 | OMAHA | NE | 68145-0766 | 4 | Currently in Use | 12000 | Steel | Federally Regulated | Internal Lining(e.g., epoxy resins) | Impressed Current Cathodic Protection | #2 Diesel | 1976 |  |  |  | Fiberglass Reinforced Plastic
2385 | SAPP BROS OMAHA | 9905 SAPP BROS DR | OMAHA | 68138 | SARPY | SAPP BROS TRAVEL CENTERS INC | PO BOX 45766 | OMAHA | NE | 68145-0766 | 5 | Currently in Use | 12000 | Steel | Federally Regulated | Internal Lining(e.g., epoxy resins) | Impressed Current Cathodic Protection | #2 Diesel | 1976 |  |  |  | Fiberglass Reinforced Plastic
2385 | SAPP BROS OMAHA | 9905 SAPP BROS DR | OMAHA | 68138 | SARPY | SAPP BROS TRAVEL CENTERS INC | PO BOX 45766 | OMAHA | NE | 68145-0766 | 6 | Currently in Use | 12000 | Steel | Federally Regulated | Internal Lining(e.g., epoxy resins) | Impressed Current Cathodic Protection | #2 Diesel | 1976 |  |  |  | Fiberglass Reinforced Plastic
2385 | SAPP BROS OMAHA | 9905 SAPP BROS DR | OMAHA | 68138 | SARPY | SAPP BROS TRAVEL CENTERS INC | PO BOX 45766 | OMAHA | NE | 68145-0766 | 7 | Currently in Use | 12000 | Steel | Federally Regulated | Internal Lining(e.g., epoxy resins) | Impressed Current Cathodic Protection | #2 Diesel | 1976 |  |  |  | Fiberglass Reinforced Plastic
2385 | SAPP BROS OMAHA | 9905 SAPP BROS DR | OMAHA | 68138 | SARPY | SAPP BROS TRAVEL CENTERS INC | PO BOX 45766 | OMAHA | NE | 68145-0766 | 8 | Currently in Use | 12000 | Steel | Federally Regulated | Internal Lining(e.g., epoxy resins) | Impressed Current Cathodic Protection | #2 Diesel | 1976 |  |  |  | Fiberglass Reinforced Plastic
2385 | SAPP BROS OMAHA | 9905 SAPP BROS DR | OMAHA | 68138 | SARPY | SAPP BROS TRAVEL CENTERS INC | PO BOX 45766 | OMAHA | NE | 68145-0766 | 9 | Currently in Use | 12000 | Steel | Federally Regulated | Internal Lining(e.g., epoxy resins) | Impressed Current Cathodic Protection | #2 Diesel | 1976 |  |  |  | Fiberglass Reinforced Plastic
2385 | SAPP BROS OMAHA | 9905 SAPP BROS DR | OMAHA | 68138 | SARPY | SAPP BROS TRAVEL CENTERS INC | PO BOX 45766 | OMAHA | NE | 68145-0766 | 10 | Currently in Use | 4000 | Steel | Federally Regulated | Internal Lining(e.g., epoxy resins) | Impressed Current Cathodic Protection | #2 Diesel | 1975 |  |  |  | Fiberglass Reinforced Plastic
2385 | SAPP BROS OMAHA | 9905 SAPP BROS DR | OMAHA | 68138 | SARPY | SAPP BROS TRAVEL CENTERS INC | PO BOX 45766 | OMAHA | NE | 68145-0766 | 11 | Currently in Use | 4000 | Steel | Federally Regulated | Internal Lining(e.g., epoxy resins) | Impressed Current Cathodic Protection | #2 Diesel | 1971 |  |  |  | Fiberglass Reinforced Plastic
2385 | SAPP BROS OMAHA | 9905 SAPP BROS DR | OMAHA | 68138 | SARPY | SAPP BROS TRAVEL CENTERS INC | PO BOX 45766 | OMAHA | NE | 68145-0766 | 12 | Currently in Use | 1000 | Steel | Federally Regulated | None | Impressed Current Cathodic Protection | #2 Diesel | 1975 |  |  |  | Steel
2385 | SAPP BROS OMAHA | 9905 SAPP BROS DR | OMAHA | 68138 | SARPY | SAPP BROS TRAVEL CENTERS INC | PO BOX 45766 | OMAHA | NE | 68145-0766 | 14 | Currently in Use | 8000 | Fiberglass Reinforced Plastic | Federally Regulated | None | None | New Oil | 1991 |  |  | Double Walled | Fiberglass Reinforced Plastic
2385 | SAPP BROS OMAHA | 9905 SAPP BROS DR | OMAHA | 68138 | SARPY | SAPP BROS TRAVEL CENTERS INC | PO BOX 45766 | OMAHA | NE | 68145-0766 | 15 | Currently in Use | 8000 | Fiberglass Reinforced Plastic | Federally Regulated | None | None | New Oil | 1991 |  |  | Double Walled | Fiberglass Reinforced Plastic
2385 | SAPP BROS OMAHA | 9905 SAPP BROS DR | OMAHA | 68138 | SARPY | SAPP BROS TRAVEL CENTERS INC | PO BOX 45766 | OMAHA | NE | 68145-0766 | 16 | Currently in Use | 6000 | Fiberglass Reinforced Plastic | Federally Regulated | None | None | Used Oil | 1991 |  |  | Double Walled | Fiberglass Reinforced Plastic
457 | SELECT MART | 2411 N 30TH ST | OMAHA | 68111 | DOUGLAS | HA MART LLC | 2411 N 30TH ST | OMAHA | NE | 68111 | 1 | Currently in Use | 8000 | Steel | Federally Regulated | Internal Lining(e.g., epoxy resins) | Impressed Current Cathodic Protection | Premium Unleaded | 1985 |  |  |  | Steel
7857 | SELECT MART | 2401 LEAVENWORTH ST | OMAHA | 68105 | DOUGLAS | MARIAM ZAHID | 2401 LEAVENWORTH ST | OMAHA | NE | 68105 | 1 | Currently in Use | 10000 | Fiberglass Reinforced Plastic | Federally Regulated | Internal Lining(e.g., epoxy resins) | Fiberglass Reinforced Plastic Coated | E-10 | 1987 |  |  |  | Fiberglass Reinforced Plastic
7857 | SELECT MART | 2401 LEAVENWORTH ST | OMAHA | 68105 | DOUGLAS | MARIAM ZAHID | 2401 LEAVENWORTH ST | OMAHA | NE | 68105 | 2 | Currently in Use | 8000 | Fiberglass Reinforced Plastic | Federally Regulated | Internal Lining(e.g., epoxy resins) | Fiberglass Reinforced Plastic Coated | E-10 | 1987 |  |  |  | Fiberglass Reinforced Plastic
457 | SELECT MART | 2411 N 30TH ST | OMAHA | 68111 | DOUGLAS | HA MART LLC | 2411 N 30TH ST | OMAHA | NE | 68111 | 2 | Currently in Use | 10000 | Fiberglass Reinforced Plastic | Federally Regulated | Internal Lining(e.g., epoxy resins) | Impressed Current Cathodic Protection | Regular Unleaded | 1985 |  |  |  | Steel
7857 | SELECT MART | 2401 LEAVENWORTH ST | OMAHA | 68105 | DOUGLAS | MARIAM ZAHID | 2401 LEAVENWORTH ST | OMAHA | NE | 68105 | 3 | Currently in Use | 6000 | Fiberglass Reinforced Plastic | Federally Regulated | Internal Lining(e.g., epoxy resins) | Fiberglass Reinforced Plastic Coated | Premium Unleaded | 1987 |  |  |  | Fiberglass Reinforced Plastic
2102 | SHARED SERVICE SYSTEM INC | 1725 S 20TH ST | OMAHA | 68108 | DOUGLAS | SHARED SVC SYS INC | 1725 S 20TH ST | OMAHA | NE | 68108 | 2 | Currently in Use | 10000 | Fiberglass Reinforced Plastic | Federally Regulated | None | None | #2 Diesel | 1985
2102 | SHARED SERVICE SYSTEM INC | 1725 S 20TH ST | OMAHA | 68108 | DOUGLAS | SHARED SVC SYS INC | 1725 S 20TH ST | OMAHA | NE | 68108 | 3 | Currently in Use | 10000 | Fiberglass Reinforced Plastic | Heating Oil | None | None | Heating Oil 1 | 1985
1708 | SIGNATURE FLIGHT SUPPORT | 3820 WILBUR PLZ | OMAHA | 68110 | DOUGLAS | SIGNATURE FLIGHT SUPPORT | 3636 WILBUR PLZ | OMAHA | NE | 68110-2642 | 1 | Currently in Use | 20000 | Steel | Federally Regulated | Internal Lining(e.g., epoxy resins) | Impressed Current Cathodic Protection |  | 1982
1708 | SIGNATURE FLIGHT SUPPORT | 3820 WILBUR PLZ | OMAHA | 68110 | DOUGLAS | SIGNATURE FLIGHT SUPPORT | 3636 WILBUR PLZ | OMAHA | NE | 68110-2642 | 2 | Currently in Use | 20000 | Steel | Federally Regulated | Internal Lining(e.g., epoxy resins) | Impressed Current Cathodic Protection | , Other->UNL Aviation fuel | 1982
1708 | SIGNATURE FLIGHT SUPPORT | 3820 WILBUR PLZ | OMAHA | 68110 | DOUGLAS | SIGNATURE FLIGHT SUPPORT | 3636 WILBUR PLZ | OMAHA | NE | 68110-2642 | 3 | Currently in Use | 9000 | Steel | Federally Regulated | Internal Lining(e.g., epoxy resins) | Impressed Current Cathodic Protection | Regular Unleaded | 1982
1133 | SINCLAIR GAS STATION DJ MINI MART | 5215 N 16TH ST | OMAHA | 68110 | DOUGLAS | RANA PROPERTYS LLC | 4229 N 60TH ST | OMAHA | NE | 68104 | 1 | Currently in Use | 8000 | Steel | Federally Regulated | None | Galvanic/Sacrificial Current Cathodic Protection, Painted(e.g., asphaltic) | Regular Unleaded | 1991 |  |  |  | Fiberglass Reinforced Plastic
1133 | SINCLAIR GAS STATION DJ MINI MART | 5215 N 16TH ST | OMAHA | 68110 | DOUGLAS | RANA PROPERTYS LLC | 4229 N 60TH ST | OMAHA | NE | 68104 | 2 | Currently in Use | 8000 | Steel | Federally Regulated | None | Galvanic/Sacrificial Current Cathodic Protection, Painted(e.g., asphaltic) | Premium Unleaded | 1991 |  |  |  | Fiberglass Reinforced Plastic
1133 | SINCLAIR GAS STATION DJ MINI MART | 5215 N 16TH ST | OMAHA | 68110 | DOUGLAS | RANA PROPERTYS LLC | 4229 N 60TH ST | OMAHA | NE | 68104 | 3 | Currently in Use | 8000 | Steel | Federally Regulated | None | Galvanic/Sacrificial Current Cathodic Protection, Painted(e.g., asphaltic) | #1 Diesel | 1991 |  |  |  | Fiberglass Reinforced Plastic
4310 | SPARTAN NASH | 4228 S 72ND ST | OMAHA | 68127 | DOUGLAS | SPARTAN NASH | 850 76TH ST SW | BYRON CENTER | MI | 49315-8510 | 1 | Currently in Use | 10000 | Fiberglass Reinforced Plastic | Federally Regulated | None | Fiberglass Reinforced Plastic Coated | #2 Diesel | 1975 |  |  |  | Fiberglass Reinforced Plastic
4310 | SPARTAN NASH | 4228 S 72ND ST | OMAHA | 68127 | DOUGLAS | SPARTAN NASH | 850 76TH ST SW | BYRON CENTER | MI | 49315-8510 | 3 | Currently in Use | 10000 | Fiberglass Reinforced Plastic | Federally Regulated | None | Fiberglass Reinforced Plastic Coated | #2 Diesel | 1975 |  |  |  | Fiberglass Reinforced Plastic
4310 | SPARTAN NASH | 4228 S 72ND ST | OMAHA | 68127 | DOUGLAS | SPARTAN NASH | 850 76TH ST SW | BYRON CENTER | MI | 49315-8510 | 5 | Currently in Use | 10000 | Fiberglass Reinforced Plastic | Federally Regulated | None | Fiberglass Reinforced Plastic Coated | #2 Diesel | 1975 |  |  |  | Fiberglass Reinforced Plastic
4310 | SPARTAN NASH | 4228 S 72ND ST | OMAHA | 68127 | DOUGLAS | SPARTAN NASH | 850 76TH ST SW | BYRON CENTER | MI | 49315-8510 | 6 | Currently in Use | 10000 | Fiberglass Reinforced Plastic | Federally Regulated | None | Fiberglass Reinforced Plastic Coated | #2 Diesel | 1975 |  |  |  | Fiberglass Reinforced Plastic
12288 | SPEEDEE MART #2871 | 2810 S 108TH ST | OMAHA | 68144 | DOUGLAS | WESTERN OIL II LLC | PO BOX 10 | VALENTINE | NE | 69201 | 1 | Currently in Use | 12000 | Jacketed | Federally Regulated |  | Poly Jacket | Regular Unleaded | 2004 |  |  | Double Walled | Plastic
12288 | SPEEDEE MART #2871 | 2810 S 108TH ST | OMAHA | 68144 | DOUGLAS | WESTERN OIL II LLC | PO BOX 10 | VALENTINE | NE | 69201 | 2 | Currently in Use | 12000 | Jacketed | Federally Regulated |  | Poly Jacket | E-10 | 2004 |  |  | Double Walled | Plastic
12288 | SPEEDEE MART #2871 | 2810 S 108TH ST | OMAHA | 68144 | DOUGLAS | WESTERN OIL II LLC | PO BOX 10 | VALENTINE | NE | 69201 | 3 | Currently in Use | 8000 | Jacketed | Federally Regulated |  | Poly Jacket | Premium Unleaded | 2004 |  |  | Double Walled | Plastic
496 | SPEEDEE MART #2872 | 7202 F ST | OMAHA | 68127 | DOUGLAS | WESTERN OIL II LLC | PO BOX 10 | VALENTINE | NE | 69201 | 2 | Currently in Use | 12000 | Steel | Federally Regulated | None | Galvanic/Sacrificial Current Cathodic Protection, STIP3 Tank | Regular Unleaded | 1991 |  |  |  | Fiberglass Reinforced Plastic
496 | SPEEDEE MART #2872 | 7202 F ST | OMAHA | 68127 | DOUGLAS | WESTERN OIL II LLC | PO BOX 10 | VALENTINE | NE | 69201 | 3 | Currently in Use | 12000 | Steel | Federally Regulated | None | Galvanic/Sacrificial Current Cathodic Protection, STIP3 Tank | E-10 | 1991 |  |  |  | Fiberglass Reinforced Plastic
496 | SPEEDEE MART #2872 | 7202 F ST | OMAHA | 68127 | DOUGLAS | WESTERN OIL II LLC | PO BOX 10 | VALENTINE | NE | 69201 | 4 | Currently in Use | 12000 | Steel | Federally Regulated | None | Galvanic/Sacrificial Current Cathodic Protection, STIP3 Tank | Premium Unleaded | 1991 |  |  |  | Fiberglass Reinforced Plastic
496 | SPEEDEE MART #2872 | 7202 F ST | OMAHA | 68127 | DOUGLAS | WESTERN OIL II LLC | PO BOX 10 | VALENTINE | NE | 69201 | 5 | Currently in Use | 8200 | Composite | Federally Regulated | None | Fiberglass Reinforced Plastic Coated, Galvanic/Sacrificial Current Cathodic Protection | #2 Diesel | 1998 |  |  |  | Fiberglass Reinforced Plastic
11321 | SPEEDEE MART #2882 | 5120 S 118TH ST | OMAHA | 68137 | DOUGLAS | DANCO II CB LLC | PO BOX 10 | VALENTINE | NE | 69201-0010 | 1 | Currently in Use | 12000 | Fiberglass Reinforced Plastic | Federally Regulated | None | None | Regular Unleaded | 1995 |  |  |  | Double walled, Plastic
11321 | SPEEDEE MART #2882 | 5120 S 118TH ST | OMAHA | 68137 | DOUGLAS | DANCO II CB LLC | PO BOX 10 | VALENTINE | NE | 69201-0010 | 2 | Currently in Use | 12000 | Fiberglass Reinforced Plastic | Federally Regulated | None | None | E-10 | 1995 |  |  |  | Plastic
11321 | SPEEDEE MART #2882 | 5120 S 118TH ST | OMAHA | 68137 | DOUGLAS | DANCO II CB LLC | PO BOX 10 | VALENTINE | NE | 69201-0010 | 3 | Currently in Use | 12000 | Fiberglass Reinforced Plastic | Federally Regulated | None | None | Regular Unleaded | 1995 |  |  |  | Plastic
660 | SPEEDEE MART #2883 | 6003 CENTER ST | OMAHA | 68106 | DOUGLAS | DANCO II CB LLC | PO BOX 10 | VALENTINE | NE | 69201-0010 | 5 | Currently in Use | 20000 | Fiberglass Reinforced Plastic | Federally Regulated | None | None | Regular Unleaded | 2006 |  |  |  | Fiberglass Reinforced Plastic
660 | SPEEDEE MART #2883 | 6003 CENTER ST | OMAHA | 68106 | DOUGLAS | DANCO II CB LLC | PO BOX 10 | VALENTINE | NE | 69201-0010 | 6 | Currently in Use | 20000 | Fiberglass Reinforced Plastic | Federally Regulated | None | None | E-10 | 2006 |  |  |  | Fiberglass Reinforced Plastic
660 | SPEEDEE MART #2883 | 6003 CENTER ST | OMAHA | 68106 | DOUGLAS | DANCO II CB LLC | PO BOX 10 | VALENTINE | NE | 69201-0010 | 7 | Currently in Use | 12000 | Fiberglass Reinforced Plastic | Federally Regulated | None | None | #2 Diesel | 2006 |  |  |  | Fiberglass Reinforced Plastic
660 | SPEEDEE MART #2883 | 6003 CENTER ST | OMAHA | 68106 | DOUGLAS | DANCO II CB LLC | PO BOX 10 | VALENTINE | NE | 69201-0010 | 8 | Currently in Use | 8000 | Fiberglass Reinforced Plastic | Federally Regulated | None | None | E-85 | 2006 |  |  |  | Fiberglass Reinforced Plastic
11909 | SPEEDEE MART #2884 | 2901 N 72ND ST | OMAHA | 68134 | DOUGLAS | DANCO II CB LLC | PO BOX 10 | VALENTINE | NE | 69201-0010 | 1 | Currently in Use | 12000 | Fiberglass Reinforced Plastic | Federally Regulated | None | None | Regular Unleaded | 2000 |  |  |  | Fiberglass Reinforced Plastic
11909 | SPEEDEE MART #2884 | 2901 N 72ND ST | OMAHA | 68134 | DOUGLAS | DANCO II CB LLC | PO BOX 10 | VALENTINE | NE | 69201-0010 | 2 | Currently in Use | 12000 | Fiberglass Reinforced Plastic | Federally Regulated | None | None | E-10 | 2000 |  |  |  | Fiberglass Reinforced Plastic
11909 | SPEEDEE MART #2884 | 2901 N 72ND ST | OMAHA | 68134 | DOUGLAS | DANCO II CB LLC | PO BOX 10 | VALENTINE | NE | 69201-0010 | 3 | Currently in Use | 12000 | Fiberglass Reinforced Plastic | Federally Regulated | None | None | Regular Unleaded | 2000 |  |  |  | Fiberglass Reinforced Plastic
11909 | SPEEDEE MART #2884 | 2901 N 72ND ST | OMAHA | 68134 | DOUGLAS | DANCO II CB LLC | PO BOX 10 | VALENTINE | NE | 69201-0010 | 4 | Currently in Use | 8000 | Fiberglass Reinforced Plastic | Federally Regulated | None | None | #2 Diesel | 2000 |  |  |  | Fiberglass Reinforced Plastic
5661 | SPEEDEE MART #2886 | 1202 S 13TH ST | OMAHA | 68108 | DOUGLAS | DANCO II CB LLC | PO BOX 10 | VALENTINE | NE | 69201-0010 | 4 | Currently in Use | 12000 | Steel | Federally Regulated | None | Impressed Current Cathodic Protection, Painted(e.g., asphaltic), STIP3 Tank | Regular Unleaded | 1994 |  |  |  | Fiberglass Reinforced Plastic
5661 | SPEEDEE MART #2886 | 1202 S 13TH ST | OMAHA | 68108 | DOUGLAS | DANCO II CB LLC | PO BOX 10 | VALENTINE | NE | 69201-0010 | 5 | Currently in Use | 12000 | Steel | Federally Regulated | None | Impressed Current Cathodic Protection, Painted(e.g., asphaltic), STIP3 Tank | E-10 | 1994 |  |  |  | Fiberglass Reinforced Plastic
5661 | SPEEDEE MART #2886 | 1202 S 13TH ST | OMAHA | 68108 | DOUGLAS | DANCO II CB LLC | PO BOX 10 | VALENTINE | NE | 69201-0010 | 6 | Currently in Use | 8000 | Steel | Federally Regulated | None | Impressed Current Cathodic Protection, Painted(e.g., asphaltic), STIP3 Tank | #2 Diesel | 1994 |  |  |  | Fiberglass Reinforced Plastic
5661 | SPEEDEE MART #2886 | 1202 S 13TH ST | OMAHA | 68108 | DOUGLAS | DANCO II CB LLC | PO BOX 10 | VALENTINE | NE | 69201-0010 | 7 | Currently in Use | 12000 | Steel | Federally Regulated | None | Impressed Current Cathodic Protection, Painted(e.g., asphaltic), STIP3 Tank | Premium Unleaded | 1994 |  |  |  | Fiberglass Reinforced Plastic
12327 | SPEEDEE MART 2725 OMAHA GROVER | 13235 GROVER ST | OMAHA | 68144 | DOUGLAS | DANCO II 2725 OMAHA GROVER LLC | PO BOX 10 | VALENTINE | NE | 69201 | 1 | Currently in Use | 15000 | Fiberglass Reinforced Plastic | Federally Regulated | None | None | E-10 | 2005 |  |  |  | Fiberglass Reinforced Plastic
12327 | SPEEDEE MART 2725 OMAHA GROVER | 13235 GROVER ST | OMAHA | 68144 | DOUGLAS | DANCO II 2725 OMAHA GROVER LLC | PO BOX 10 | VALENTINE | NE | 69201 | 2 | Currently in Use | 15000 | Fiberglass Reinforced Plastic | Federally Regulated | None | None | E-10 | 2005
12327 | SPEEDEE MART 2725 OMAHA GROVER | 13235 GROVER ST | OMAHA | 68144 | DOUGLAS | DANCO II 2725 OMAHA GROVER LLC | PO BOX 10 | VALENTINE | NE | 69201 | 3 | Currently in Use | 7000 | Fiberglass Reinforced Plastic | Federally Regulated | None | None | E-10 | 2005 |  |  |  | Fiberglass Reinforced Plastic
12327 | SPEEDEE MART 2725 OMAHA GROVER | 13235 GROVER ST | OMAHA | 68144 | DOUGLAS | DANCO II 2725 OMAHA GROVER LLC | PO BOX 10 | VALENTINE | NE | 69201 | 4 | Currently in Use | 8000 | Fiberglass Reinforced Plastic | Federally Regulated | None | None | #2 Diesel | 2005 |  |  |  | Fiberglass Reinforced Plastic
672 | SPEEDEE MART 2730 OMAHA 84TH | 4334 S 84TH ST | OMAHA | 68127 | DOUGLAS | DANCO II 2730 OMAHA 84TH LLC | PO BOX 10 | VALENTINE | NE | 69201 | 1 | Currently in Use | 6000 | Steel | Federally Regulated | Internal Lining(e.g., epoxy resins) | Impressed Current Cathodic Protection | E-10 | 1968 |  |  |  | Fiberglass Reinforced Plastic, Steel
672 | SPEEDEE MART 2730 OMAHA 84TH | 4334 S 84TH ST | OMAHA | 68127 | DOUGLAS | DANCO II 2730 OMAHA 84TH LLC | PO BOX 10 | VALENTINE | NE | 69201 | 2 | Currently in Use | 10000 | Steel | Federally Regulated | Internal Lining(e.g., epoxy resins) | Impressed Current Cathodic Protection | E-10 | 1968 |  |  |  | Fiberglass Reinforced Plastic, Steel
672 | SPEEDEE MART 2730 OMAHA 84TH | 4334 S 84TH ST | OMAHA | 68127 | DOUGLAS | DANCO II 2730 OMAHA 84TH LLC | PO BOX 10 | VALENTINE | NE | 69201 | 3 | Currently in Use | 4000 | Steel | Federally Regulated | Internal Lining(e.g., epoxy resins) | Impressed Current Cathodic Protection | E-10 | 1968 |  |  |  | Fiberglass Reinforced Plastic, Steel
672 | SPEEDEE MART 2730 OMAHA 84TH | 4334 S 84TH ST | OMAHA | 68127 | DOUGLAS | DANCO II 2730 OMAHA 84TH LLC | PO BOX 10 | VALENTINE | NE | 69201 | 4 | Currently in Use | 4000 | Steel | Federally Regulated | Internal Lining(e.g., epoxy resins) | Impressed Current Cathodic Protection | E-10 | 1984 |  |  |  | Fiberglass Reinforced Plastic, Steel
672 | SPEEDEE MART 2730 OMAHA 84TH | 4334 S 84TH ST | OMAHA | 68127 | DOUGLAS | DANCO II 2730 OMAHA 84TH LLC | PO BOX 10 | VALENTINE | NE | 69201 | 5 | Currently in Use | 12000 | Fiberglass Reinforced Plastic | Federally Regulated | None | None | #2 Diesel | 1997 |  |  |  | Fiberglass Reinforced Plastic
2927 | SPEEDEE MART 2732 OMAHA 30TH | 8724 N 30TH ST | OMAHA | 68112 | DOUGLAS | DANCO II 2732 OMAHA 30TH LLC | PO BOX 10 | VALENTINE | NE | 69201 | 1 | Currently in Use | 4000 | Steel | Federally Regulated | Internal Lining(e.g., epoxy resins) | Galvanic/Sacrificial Current Cathodic Protection | #2 Diesel | 1987 |  |  |  | Fiberglass Reinforced Plastic
2927 | SPEEDEE MART 2732 OMAHA 30TH | 8724 N 30TH ST | OMAHA | 68112 | DOUGLAS | DANCO II 2732 OMAHA 30TH LLC | PO BOX 10 | VALENTINE | NE | 69201 | 2 | Currently in Use | 10000 | Steel | Federally Regulated | Internal Lining(e.g., epoxy resins) | Galvanic/Sacrificial Current Cathodic Protection | E-10 | 1987 |  |  |  | Fiberglass Reinforced Plastic
2927 | SPEEDEE MART 2732 OMAHA 30TH | 8724 N 30TH ST | OMAHA | 68112 | DOUGLAS | DANCO II 2732 OMAHA 30TH LLC | PO BOX 10 | VALENTINE | NE | 69201 | 3 | Currently in Use | 6000 | Steel | Federally Regulated | Internal Lining(e.g., epoxy resins) | Galvanic/Sacrificial Current Cathodic Protection | E-10 | 1987 |  |  |  | Fiberglass Reinforced Plastic
2927 | SPEEDEE MART 2732 OMAHA 30TH | 8724 N 30TH ST | OMAHA | 68112 | DOUGLAS | DANCO II 2732 OMAHA 30TH LLC | PO BOX 10 | VALENTINE | NE | 69201 | 5 | Currently in Use | 4000 | Steel | Federally Regulated | Internal Lining(e.g., epoxy resins) | Galvanic/Sacrificial Current Cathodic Protection | E-10 | 1995 |  |  |  | Fiberglass Reinforced Plastic
2929 | SPEEDEE MART 2745 OMAHA 120TH | 2920 S 120TH ST | OMAHA | 68108 | DOUGLAS | DANCO II 2745 OMAHA 120TH LLC | PO BOX 10 | VALENTINE | NE | 69201 | 1 | Currently in Use | 10000 | Steel | Federally Regulated | None | Impressed Current Cathodic Protection | E-10 | 1971 |  |  |  | Fiberglass Reinforced Plastic
2929 | SPEEDEE MART 2745 OMAHA 120TH | 2920 S 120TH ST | OMAHA | 68108 | DOUGLAS | DANCO II 2745 OMAHA 120TH LLC | PO BOX 10 | VALENTINE | NE | 69201 | 2 | Currently in Use | 10000 | Steel | Federally Regulated | None | Impressed Current Cathodic Protection | E-10 | 1971 |  |  |  | Fiberglass Reinforced Plastic
2929 | SPEEDEE MART 2745 OMAHA 120TH | 2920 S 120TH ST | OMAHA | 68108 | DOUGLAS | DANCO II 2745 OMAHA 120TH LLC | PO BOX 10 | VALENTINE | NE | 69201 | 3 | Currently in Use | 6000 | Steel | Federally Regulated | None | Impressed Current Cathodic Protection | Regular Unleaded | 1971 |  |  |  | Fiberglass Reinforced Plastic
11248 | SPEEDEE MART 2761 OMAHA 72ND | 5205 S 72ND ST | OMAHA | 68117 | DOUGLAS | WESTERN OIL II LLC | PO BOX 10 | VALENTINE | NE | 69201 | 1 | Currently in Use | 10000 | Fiberglass Reinforced Plastic | Federally Regulated | None | None | E-10 | 1994 |  |  |  | Fiberglass Reinforced Plastic
11248 | SPEEDEE MART 2761 OMAHA 72ND | 5205 S 72ND ST | OMAHA | 68117 | DOUGLAS | WESTERN OIL II LLC | PO BOX 10 | VALENTINE | NE | 69201 | 2 | Currently in Use | 10000 | Fiberglass Reinforced Plastic | Federally Regulated | None | None | E-10 | 1994 |  |  |  | Fiberglass Reinforced Plastic
11248 | SPEEDEE MART 2761 OMAHA 72ND | 5205 S 72ND ST | OMAHA | 68117 | DOUGLAS | WESTERN OIL II LLC | PO BOX 10 | VALENTINE | NE | 69201 | 3 | Currently in Use | 10000 | Fiberglass Reinforced Plastic | Federally Regulated | None | None | E-10 | 1994 |  |  |  | Fiberglass Reinforced Plastic
11248 | SPEEDEE MART 2761 OMAHA 72ND | 5205 S 72ND ST | OMAHA | 68117 | DOUGLAS | WESTERN OIL II LLC | PO BOX 10 | VALENTINE | NE | 69201 | 4 | Currently in Use | 6000 | Fiberglass Reinforced Plastic | Federally Regulated | None | None | #2 Diesel | 1998 |  |  |  | Fiberglass Reinforced Plastic
11389 | SPEEDEE MART 2762 OMAHA MANDERSON | 13804 MANDERSON CIR | OMAHA | 68164 | DOUGLAS | WESTERN OIL II LLC | PO BOX 10 | VALENTINE | NE | 69201 | 1 | Currently in Use | 12000 | Fiberglass Reinforced Plastic | Federally Regulated | None | None | E-10 | 1995 |  |  |  | Fiberglass Reinforced Plastic
11389 | SPEEDEE MART 2762 OMAHA MANDERSON | 13804 MANDERSON CIR | OMAHA | 68164 | DOUGLAS | WESTERN OIL II LLC | PO BOX 10 | VALENTINE | NE | 69201 | 2 | Currently in Use | 12000 | Fiberglass Reinforced Plastic | Federally Regulated | None | None | E-10 | 1995 |  |  |  | Fiberglass Reinforced Plastic
11389 | SPEEDEE MART 2762 OMAHA MANDERSON | 13804 MANDERSON CIR | OMAHA | 68164 | DOUGLAS | WESTERN OIL II LLC | PO BOX 10 | VALENTINE | NE | 69201 | 3 | Currently in Use | 8000 | Fiberglass Reinforced Plastic | Federally Regulated | None | None | E-10 | 1995 |  |  |  | Fiberglass Reinforced Plastic
249 | STORZ PUMP STATION | 304 HARTMAN | OMAHA | 68110 | DOUGLAS | CITY OF OMAHA ATTN FINANCE DEPT | 1819 FARNAM ST RM 1006 | OMAHA | NE | 68183-1000 | 3 | Currently in Use | 2500 | Fiberglass Reinforced Plastic | Federally Regulated |  |  | New Oil | 2023 |  |  | Double Walled | Plastic
249 | STORZ PUMP STATION | 304 HARTMAN | OMAHA | 68110 | DOUGLAS | CITY OF OMAHA ATTN FINANCE DEPT | 1819 FARNAM ST RM 1006 | OMAHA | NE | 68183-1000 | 4 | Currently in Use | 1000 | Fiberglass Reinforced Plastic | Federally Regulated |  |  | Used Oil | 2023 |  |  | Double Walled | Plastic
2428 | STUDENT TRANSPORTATION | 3833 N 72ND ST | OMAHA | 68134 | DOUGLAS | OMAHA PUBLIC SCHOOLS DOUGLAS COUNTY DIST 001 | 3215 CUMING ST | OMAHA | NE | 68131-2024 | 1 | Currently in Use | 20000 | Steel | Federally Regulated | None | Galvanic/Sacrificial Current Cathodic Protection, STIP3 Tank | Regular Unleaded | 1989 |  |  |  | Plastic
2428 | STUDENT TRANSPORTATION | 3833 N 72ND ST | OMAHA | 68134 | DOUGLAS | OMAHA PUBLIC SCHOOLS DOUGLAS COUNTY DIST 001 | 3215 CUMING ST | OMAHA | NE | 68131-2024 | 2 | Currently in Use | 10000 | Steel | Federally Regulated | None | Galvanic/Sacrificial Current Cathodic Protection, STIP3 Tank | #2 Diesel | 1989 |  |  |  | Plastic
12190 | SW OMAHA STREET MAINTENANCE FACILITY | 4040 S 96TH ST | OMAHA | 68127 | DOUGLAS | CITY OF OMAHA ATTN FINANCE DEPT | 1819 FARNAM ST RM 1006 | OMAHA | NE | 68183-1000 | 1 | Currently in Use | 10000 | Composite | Federally Regulated | None | Fiberglass Reinforced Plastic Coated | Regular Unleaded | 2002 |  |  | Double Walled | Environ DW Hose
12190 | SW OMAHA STREET MAINTENANCE FACILITY | 4040 S 96TH ST | OMAHA | 68127 | DOUGLAS | CITY OF OMAHA ATTN FINANCE DEPT | 1819 FARNAM ST RM 1006 | OMAHA | NE | 68183-1000 | 2 | Currently in Use | 10000 | Composite | Federally Regulated | None | Fiberglass Reinforced Plastic Coated | #1 Diesel | 2002 |  |  | Double Walled | Environ DW Hose
12190 | SW OMAHA STREET MAINTENANCE FACILITY | 4040 S 96TH ST | OMAHA | 68127 | DOUGLAS | CITY OF OMAHA ATTN FINANCE DEPT | 1819 FARNAM ST RM 1006 | OMAHA | NE | 68183-1000 | 3 | Currently in Use | 600 | Fiberglass Reinforced Plastic | Federally Regulated | None | None | Used Oil | 2002 |  |  | Double Walled | Steel Coated
12545 | T D AMERITRADE | 200 S 108TH AVE | OMAHA | 68154 | DOUGLAS | T D AMERITRADE | 200 S 108TH AVE | OMAHA | NE | 68154 | 1 | Currently in Use | 12000 | Fiberglass Reinforced Plastic | Federally Regulated |  | Double walled | #1 Diesel | 2012 |  |  |  | Plastic
12545 | T D AMERITRADE | 200 S 108TH AVE | OMAHA | 68154 | DOUGLAS | T D AMERITRADE | 200 S 108TH AVE | OMAHA | NE | 68154 | 2 | Currently in Use | 12000 | Fiberglass Reinforced Plastic | Federally Regulated |  | Double walled | #1 Diesel | 2012 |  |  | Double Walled | Plastic
8583 | TEACHERS ADMINISTRATIVE CENTER | 3215 CUMING ST | OMAHA | 68131 | DOUGLAS | OMAHA PUBLIC SCHOOLS DOUGLAS COUNTY DIST 001 | 4041 N 72ND ST | OMAHA | NE | 68134 | 1 | Currently in Use | 10000 | Steel | Heating Oil | None | Galvanic/Sacrificial Current Cathodic Protection, STIP3 Tank | Heating Oil 1 | 1989 |  |  |  | Fiberglass Reinforced Plastic
11768 | THE LANDING ZONE | 7170 BENNINGTON RD | OMAHA | 68152 | DOUGLAS | ROGER DETHLEFS | 7170 BENNINGTON RD | OMAHA | NE | 68152 | 1 | Currently in Use | 12000 | Fiberglass Reinforced Plastic | Federally Regulated | None | None | Regular Unleaded | 1998 |  |  |  | Fiberglass Reinforced Plastic
11768 | THE LANDING ZONE | 7170 BENNINGTON RD | OMAHA | 68152 | DOUGLAS | ROGER DETHLEFS | 7170 BENNINGTON RD | OMAHA | NE | 68152 | 2 | Currently in Use | 12000 | Fiberglass Reinforced Plastic | Federally Regulated | None | None | Regular Unleaded | 1998 |  |  |  | Fiberglass Reinforced Plastic
5888 | TIETZ CONST & FARMS INC | RR 45 BOX 133 | OMAHA | 68115 | WASHINGTON | TIETZ CONST & FARMS INC | RR 45 BOX 133 | OMAHA | NE | 68115 | 1 | Permanently Out of Use | 8000 | Steel | Federally Regulated | Internal Lining(e.g., epoxy resins) | Painted(e.g., asphaltic) | #2 Diesel | 1980 | 5/1/1996 |  |  | Steel
12619 | TRAVELERS DATA CENTER | 14715 SCHRAM RD | OMAHA | 68138 | SARPY | TRAVELERS | 14715 SCHRAM RD | OMAHA | NE | 68138 | 1 | Currently in Use | 25000 | Fiberglass Reinforced Plastic | Federally Regulated |  |  | #2 Diesel | 2014 |  |  | Double Walled | Double walled, Fiberglass Reinforced Plastic
12619 | TRAVELERS DATA CENTER | 14715 SCHRAM RD | OMAHA | 68138 | SARPY | TRAVELERS | 14715 SCHRAM RD | OMAHA | NE | 68138 | 2 | Currently in Use | 25000 | Fiberglass Reinforced Plastic | Federally Regulated |  |  | #2 Diesel | 2014 |  |  | Double Walled | Double walled, Fiberglass Reinforced Plastic
4558 | UNIFIED AUTO RECYCLERS | 5702 S 60TH ST | OMAHA | 68117 | DOUGLAS | HANSENS TRUCK SALVAGE INC | 5702 S 60TH ST | OMAHA | NE | 68117 | 2 | Currently in Use | 8000 | Jacketed | Heating Oil | None | Poly Jacket | Used Oil | 2003 |  |  |  | Steel Isolated
3011 | UNITED PARCEL SERVICE | 2535 EDWARD BABE GOMEZ AVE | OMAHA | 68107 | DOUGLAS | UNITED PARCEL SERVICE/PLANT ENGINEERING | 2535 EDWARD BABE GOMEZ AVE | OMAHA | NE | 68107 | 1 | Currently in Use | 20000 | Composite | Federally Regulated | None | Impressed Current Cathodic Protection, Painted(e.g., asphaltic), STIP3 Tank | Regular Unleaded | 1987 |  |  |  | Fiberglass Reinforced Plastic
3011 | UNITED PARCEL SERVICE | 2535 EDWARD BABE GOMEZ AVE | OMAHA | 68107 | DOUGLAS | UNITED PARCEL SERVICE/PLANT ENGINEERING | 2535 EDWARD BABE GOMEZ AVE | OMAHA | NE | 68107 | 2 | Currently in Use | 20000 | Steel | Federally Regulated | None | Impressed Current Cathodic Protection, Painted(e.g., asphaltic), STIP3 Tank | #2 Diesel | 1987 |  |  |  | Fiberglass Reinforced Plastic
3011 | UNITED PARCEL SERVICE | 2535 EDWARD BABE GOMEZ AVE | OMAHA | 68107 | DOUGLAS | UNITED PARCEL SERVICE/PLANT ENGINEERING | 2535 EDWARD BABE GOMEZ AVE | OMAHA | NE | 68107 | 3 | Currently in Use | 20000 | Steel | Federally Regulated | None | Impressed Current Cathodic Protection | #2 Diesel | 1987 |  |  |  | Fiberglass Reinforced Plastic
6679 | UNMC CENTRAL UTILITY PLANT | 4315 EMILE ST | OMAHA | 68198 | DOUGLAS | UNIVERSITY OF NEBRASKA MEDICAL CENTER | 987100 NEBRASKA MEDICAL CENTER | OMAHA | NE | 68198-7100 | 2 | Currently in Use | 10000 | Fiberglass Reinforced Plastic | Federally Regulated | None | None | #2 Diesel | 1997 |  |  |  | Fiberglass Reinforced Plastic
6679 | UNMC CENTRAL UTILITY PLANT | 4315 EMILE ST | OMAHA | 68198 | DOUGLAS | UNIVERSITY OF NEBRASKA MEDICAL CENTER | 987100 NEBRASKA MEDICAL CENTER | OMAHA | NE | 68198-7100 | 3 | Currently in Use | 15000 | Fiberglass Reinforced Plastic | Federally Regulated | None | None | #2 Diesel | 2011 |  |  | Double Walled | Plastic
12191 | UNMC EAST UTILITY PLANT | 510 S 40TH ST | OMAHA | 68198 | DOUGLAS | UNIVERSITY OF NEBRASKA MEDICAL CENTER | 987100 NEBRASKA MEDICAL CENTER | OMAHA | NE | 68198-7100 | 1 | Currently in Use | 15000 | Fiberglass Reinforced Plastic | Federally Regulated | Internal Lining(e.g., epoxy resins) | Fiberglass Reinforced Plastic Coated | #2 Diesel | 2002 |  |  | Double Walled | Dual FRP x Steel
12191 | UNMC EAST UTILITY PLANT | 510 S 40TH ST | OMAHA | 68198 | DOUGLAS | UNIVERSITY OF NEBRASKA MEDICAL CENTER | 987100 NEBRASKA MEDICAL CENTER | OMAHA | NE | 68198-7100 | 2 | Currently in Use | 20000 | Fiberglass Reinforced Plastic | Federally Regulated |  |  | #2 Diesel | 2016 |  |  | Double Walled | Plastic
12759 | UNMC-CUP BLDG | 510 S 42ND ST | OMAHA | 68198 | DOUGLAS | UNMC | 510 S 40th | Omaha | NE | 68198 | 1 | Currently in Use | 35000 | Fiberglass Reinforced Plastic | Federally Regulated |  |  | Heating Oil 2 | 2018 |  |  | Double Walled | Plastic
12759 | UNMC-CUP BLDG | 510 S 42ND ST | OMAHA | 68198 | DOUGLAS | UNMC | 510 S 40th | Omaha | NE | 68198 | 2 | Currently in Use | 35000 | Fiberglass Reinforced Plastic | Federally Regulated |  |  | Heating Oil 2 | 2018 |  |  | Double Walled | Plastic
8540 | UNO POWER PLANT | 6331 UNIVERSITY DR S | OMAHA | 68182 | DOUGLAS | UNO POWER PLANT | 6001 DODGE STREET | OMAHA | NE | 68182-0270 | 1 | Currently in Use | 40000 | Steel | Heating Oil | Internal Lining(e.g., epoxy resins) | Impressed Current Cathodic Protection | Heating Oil 2 | 1977 |  |  |  | Fiberglass Reinforced Plastic
8540 | UNO POWER PLANT | 6331 UNIVERSITY DR S | OMAHA | 68182 | DOUGLAS | UNO POWER PLANT | 6001 DODGE STREET | OMAHA | NE | 68182-0270 | 2 | Currently in Use | 40000 | Steel | Heating Oil | Internal Lining(e.g., epoxy resins) | Impressed Current Cathodic Protection | Heating Oil 2 | 1977 |  |  |  | Plastic
6350 | UPRR/HARRIMAN DISPATCHING CTR | 850 JONES ST | OMAHA | 68102 | DOUGLAS | UPRR CO c/o COLLIERS INTL ASSET SVCS | PO BOX 13470 | RICHMOND | VA | 23225 | 1 | Currently in Use | 6000 | Fiberglass Reinforced Plastic | Federally Regulated | None | None | #2 Diesel | 1988 |  |  |  | Fiberglass Reinforced Plastic
6350 | UPRR/HARRIMAN DISPATCHING CTR | 850 JONES ST | OMAHA | 68102 | DOUGLAS | UPRR CO c/o COLLIERS INTL ASSET SVCS | PO BOX 13470 | RICHMOND | VA | 23225 | 2 | Currently in Use | 6000 | Fiberglass Reinforced Plastic | Federally Regulated | None | None | #2 Diesel | 1988 |  |  |  | Fiberglass Reinforced Plastic
2552 | VEHICLE MAINTENANCE FACILITY | 1124 PACIFIC ST | OMAHA | 68108 | DOUGLAS | UNITED STATES POSTAL SERVICE | 1124 PACIFIC ST | OMAHA | NE | 68108-9351 | 5 | Currently in Use | 8000 | Fiberglass Reinforced Plastic | Federally Regulated |  |  | #2 Diesel | 2018 |  |  | Double Walled | Plastic
2552 | VEHICLE MAINTENANCE FACILITY | 1124 PACIFIC ST | OMAHA | 68108 | DOUGLAS | UNITED STATES POSTAL SERVICE | 1124 PACIFIC ST | OMAHA | NE | 68108-9351 | 6 | Currently in Use | 4000 | Fiberglass Reinforced Plastic | Federally Regulated |  |  | Regular Unleaded | 2018 |  |  | Double Walled | Plastic
4082 | VERIZON | 5857 N 60TH ST | OMAHA | 68104 | DOUGLAS | VERIZON ATTN: ZACH FEINGOLD | 18850 ORANGE ST | BLOOMINGTON | CA | 92316 | 2 | Currently in Use | 8000 | Fiberglass Reinforced Plastic | Federally Regulated | None | None | #2 Diesel | 1995 |  |  |  | Plastic
3592 | VRANA CONSTRUCTION | 4816 F ST | OMAHA | 68117-1481 | DOUGLAS | VRANA CONSTRUCTION | 4816 F ST | OMAHA | NE | 68117-1481 | 1 | Currently in Use | 10000 | Steel | Federally Regulated | None | Impressed Current Cathodic Protection | #2 Diesel | 1980 |  |  |  | Fiberglass Reinforced Plastic, Steel
3592 | VRANA CONSTRUCTION | 4816 F ST | OMAHA | 68117-1481 | DOUGLAS | VRANA CONSTRUCTION | 4816 F ST | OMAHA | NE | 68117-1481 | 2 | Currently in Use | 10000 | Steel | Federally Regulated | None | Impressed Current Cathodic Protection | #2 Diesel | 1980 |  |  |  | Fiberglass Reinforced Plastic, Steel
3592 | VRANA CONSTRUCTION | 4816 F ST | OMAHA | 68117-1481 | DOUGLAS | VRANA CONSTRUCTION | 4816 F ST | OMAHA | NE | 68117-1481 | 3 | Currently in Use | 10000 | Steel | Federally Regulated | None | Impressed Current Cathodic Protection, STIP3 Tank | Regular Unleaded | 1993 |  |  |  | Fiberglass Reinforced Plastic, Steel
2406 | W N MOREHOUSE TRUCK LINE INC | 4010 DAHLMAN AVE | OMAHA | 68107 | DOUGLAS | W N MOREHOUSE TRUCK LINE INC | 4010 DAHLMAN AVE | OMAHA | NE | 68107 | 1 | Currently in Use | 8000 | Steel | Federally Regulated | Internal Lining(e.g., epoxy resins) | Impressed Current Cathodic Protection | #2 Diesel | 1973 |  |  |  | Steel
2406 | W N MOREHOUSE TRUCK LINE INC | 4010 DAHLMAN AVE | OMAHA | 68107 | DOUGLAS | W N MOREHOUSE TRUCK LINE INC | 4010 DAHLMAN AVE | OMAHA | NE | 68107 | 2 | Currently in Use | 4000 | Steel | Federally Regulated | Internal Lining(e.g., epoxy resins) | Impressed Current Cathodic Protection | #2 Diesel | 1973 |  |  |  | Steel
2406 | W N MOREHOUSE TRUCK LINE INC | 4010 DAHLMAN AVE | OMAHA | 68107 | DOUGLAS | W N MOREHOUSE TRUCK LINE INC | 4010 DAHLMAN AVE | OMAHA | NE | 68107 | 3 | Currently in Use | 4000 | Steel | Federally Regulated | Internal Lining(e.g., epoxy resins) | Impressed Current Cathodic Protection | #2 Diesel | 1973 |  |  |  | Steel
503 | WESTGATE HIGH TECH AUTO CARE | 12300 W CENTER RD | OMAHA | 68144 | DOUGLAS | MUTUAL INVESTORS INC | 12100 W CENTER RD #216 BEL AIR PLZ | OMAHA | NE | 68144 | 2 | Currently in Use | 6000 | Steel | Federally Regulated | Internal Lining(e.g., epoxy resins) | Galvanic/Sacrificial Current Cathodic Protection | E-85 | 1979 |  |  |  | Fiberglass Reinforced Plastic
503 | WESTGATE HIGH TECH AUTO CARE | 12300 W CENTER RD | OMAHA | 68144 | DOUGLAS | MUTUAL INVESTORS INC | 12100 W CENTER RD #216 BEL AIR PLZ | OMAHA | NE | 68144 | 3 | Currently in Use | 6000 | Steel | Federally Regulated | Internal Lining(e.g., epoxy resins) | Galvanic/Sacrificial Current Cathodic Protection | E-85 | 1979 |  |  |  | Fiberglass Reinforced Plastic
503 | WESTGATE HIGH TECH AUTO CARE | 12300 W CENTER RD | OMAHA | 68144 | DOUGLAS | MUTUAL INVESTORS INC | 12100 W CENTER RD #216 BEL AIR PLZ | OMAHA | NE | 68144 | 4 | Currently in Use | 6000 | Steel | Federally Regulated | Internal Lining(e.g., epoxy resins) | Galvanic/Sacrificial Current Cathodic Protection | Regular Unleaded | 1979 |  |  |  | Fiberglass Reinforced Plastic
503 | WESTGATE HIGH TECH AUTO CARE | 12300 W CENTER RD | OMAHA | 68144 | DOUGLAS | MUTUAL INVESTORS INC | 12100 W CENTER RD #216 BEL AIR PLZ | OMAHA | NE | 68144 | 5 | Currently in Use | 6000 | Steel | Federally Regulated | Internal Lining(e.g., epoxy resins) | Galvanic/Sacrificial Current Cathodic Protection | Premium Unleaded | 1979 |  |  |  | Fiberglass Reinforced Plastic
503 | WESTGATE HIGH TECH AUTO CARE | 12300 W CENTER RD | OMAHA | 68144 | DOUGLAS | MUTUAL INVESTORS INC | 12100 W CENTER RD #216 BEL AIR PLZ | OMAHA | NE | 68144 | 6 | Currently in Use | 600 | Fiberglass Reinforced Plastic | Federally Regulated | None | None | Used Oil | 1998
3306 | WICKs TRUCK TRAILERS | 10502 S 147TH ST | OMAHA | 68138 | SARPY | WICKs TRUCK TRAILERS | 10580 S 147TH ST | OMAHA | NE | 68138 | 1 | Currently in Use | 12000 | Steel | Heating Oil | None | Painted(e.g., asphaltic), STIP3 Tank | Used Oil | 1985 |  |  |  | Steel
2534 | WOODHOUSE CHEVY OF OMAHA | 11102 W DODGE RD | OMAHA | 68154 | DOUGLAS | WHCC OF OMAHA INC | 11102 W DODGE RD | OMAHA | NE | 68154 | 2 | Currently in Use | 7000 | Composite | Federally Regulated | None | Fiberglass Reinforced Plastic Coated | Regular Unleaded | 1995 |  |  |  | Fiberglass Reinforced Plastic
2534 | WOODHOUSE CHEVY OF OMAHA | 11102 W DODGE RD | OMAHA | 68154 | DOUGLAS | WHCC OF OMAHA INC | 11102 W DODGE RD | OMAHA | NE | 68154 | 3 | Currently in Use | 3000 | Composite | Federally Regulated | None | Fiberglass Reinforced Plastic Coated | Regular Unleaded | 1995 |  |  |  | Fiberglass Reinforced Plastic
6855 | WOODHOUSE OF OMAHA | 3633 N 72ND ST | OMAHA | 68134 | DOUGLAS | WOODHOUSE FORD OF OMAHA | 3633 N 72ND ST | OMAHA | NE | 68134 | 1 | Currently in Use | 1000 | Steel | Federally Regulated | None | Galvanic/Sacrificial Current Cathodic Protection | Used Oil | 1988 |  |  |  | Steel
2463 | WYNNE TRANSPORT SERVICE INC | 2222 N 11TH ST | OMAHA | 68110 | DOUGLAS | WYNNE TRANSPORT SERVICE INC | 2222 N 11TH ST | OMAHA | NE | 68108 | 1 | Currently in Use | 10000 | Steel | Federally Regulated | Internal Lining(e.g., epoxy resins) | Impressed Current Cathodic Protection | #1 Diesel | 1975 |  |  |  | Steel
2463 | WYNNE TRANSPORT SERVICE INC | 2222 N 11TH ST | OMAHA | 68110 | DOUGLAS | WYNNE TRANSPORT SERVICE INC | 2222 N 11TH ST | OMAHA | NE | 68108 | 2 | Currently in Use | 8000 | Fiberglass Reinforced Plastic | Federally Regulated | None | None | New Oil | 1982 |  |  |  | Steel
910 | ZOO MART | 4023 S 13TH ST | OMAHA | 68107 | DOUGLAS | BINOD KHADKA | 1514 N 180TH AVE | ELKHORN | NE | 68022 | 1 | Currently in Use | 10000 | Steel | Federally Regulated | None | Galvanic/Sacrificial Current Cathodic Protection, STIP3 Tank | E-10 | 1990 |  |  |  | Fiberglass Reinforced Plastic
910 | ZOO MART | 4023 S 13TH ST | OMAHA | 68107 | DOUGLAS | BINOD KHADKA | 1514 N 180TH AVE | ELKHORN | NE | 68022 | 2 | Currently in Use | 10000 | Steel | Federally Regulated | None | Galvanic/Sacrificial Current Cathodic Protection, STIP3 Tank | Regular Unleaded | 1990 |  |  |  | Fiberglass Reinforced Plastic
910 | ZOO MART | 4023 S 13TH ST | OMAHA | 68107 | DOUGLAS | BINOD KHADKA | 1514 N 180TH AVE | ELKHORN | NE | 68022 | 3 | Currently in Use | 10000 | Steel | Federally Regulated | None | Galvanic/Sacrificial Current Cathodic Protection, STIP3 Tank | Regular Unleaded | 1990 |  |  |  | Fiberglass Reinforced Plastic
910 | ZOO MART | 4023 S 13TH ST | OMAHA | 68107 | DOUGLAS | BINOD KHADKA | 1514 N 180TH AVE | ELKHORN | NE | 68022 | 4 | Currently in Use | 10000 | Steel | Federally Regulated | None | Galvanic/Sacrificial Current Cathodic Protection, STIP3 Tank | Regular Unleaded | 1990 |  |  |  | Fiberglass Reinforced Plastic
910 | ZOO MART | 4023 S 13TH ST | OMAHA | 68107 | DOUGLAS | BINOD KHADKA | 1514 N 180TH AVE | ELKHORN | NE | 68022 | 5 | Currently in Use | 2000 | Steel | Federally Regulated | None | Galvanic/Sacrificial Current Cathodic Protection, STIP3 Tank | #2 Diesel, Regular Unleaded | 1990 |  |  |  | Fiberglass Reinforced Plastic
910 | ZOO MART | 4023 S 13TH ST | OMAHA | 68107 | DOUGLAS | BINOD KHADKA | 1514 N 180TH AVE | ELKHORN | NE | 68022 | 6 | Currently in Use | 2000 | Steel | Federally Regulated | None | Galvanic/Sacrificial Current Cathodic Protection, STIP3 Tank | Kerosene | 1990 |  |  |  | Fiberglass Reinforced Plastic
11190 | CASEYS GENERAL STORE #1816 | 1005 E HWY 20 | ONEILL | 68763 | HOLT | CASEYS RETAIL CO | PO BOX 3001 | ANKENY | IA | 50021-8045 | 1 | Currently in Use | 10000 | Fiberglass Reinforced Plastic | Federally Regulated | None | None | Regular Unleaded | 1995 |  |  |  | Fiberglass Reinforced Plastic
11190 | CASEYS GENERAL STORE #1816 | 1005 E HWY 20 | ONEILL | 68763 | HOLT | CASEYS RETAIL CO | PO BOX 3001 | ANKENY | IA | 50021-8045 | 2 | Currently in Use | 10000 | Fiberglass Reinforced Plastic | Federally Regulated | None | None | Regular Unleaded | 1995 |  |  |  | Fiberglass Reinforced Plastic
2353 | CUBBYS ONEILL | 204 E HWY 20 | ONEILL | 68763 | HOLT | CUBBYs INC | 9229 MORMON BRIDGE PLZ STE 6 | OMAHA | NE | 68152-1942 | 3 | Currently in Use | 8000 | Steel | Federally Regulated | None | Galvanic/Sacrificial Current Cathodic Protection | Regular Unleaded | 1990 |  |  |  | Fiberglass Reinforced Plastic
2353 | CUBBYS ONEILL | 204 E HWY 20 | ONEILL | 68763 | HOLT | CUBBYs INC | 9229 MORMON BRIDGE PLZ STE 6 | OMAHA | NE | 68152-1942 | 4 | Currently in Use | 8000 | Steel | Federally Regulated | None | Galvanic/Sacrificial Current Cathodic Protection | #1 Diesel | 1990 |  |  |  | Fiberglass Reinforced Plastic
2353 | CUBBYS ONEILL | 204 E HWY 20 | ONEILL | 68763 | HOLT | CUBBYs INC | 9229 MORMON BRIDGE PLZ STE 6 | OMAHA | NE | 68152-1942 | 5 | Currently in Use | 8000 | Steel | Federally Regulated | None | Galvanic/Sacrificial Current Cathodic Protection | #1 Diesel | 1990 |  |  |  | Fiberglass Reinforced Plastic
2353 | CUBBYS ONEILL | 204 E HWY 20 | ONEILL | 68763 | HOLT | CUBBYs INC | 9229 MORMON BRIDGE PLZ STE 6 | OMAHA | NE | 68152-1942 | 6 | Currently in Use | 8000 | Steel | Federally Regulated | None | Galvanic/Sacrificial Current Cathodic Protection | Regular Unleaded | 1990 |  |  |  | Fiberglass Reinforced Plastic
2353 | CUBBYS ONEILL | 204 E HWY 20 | ONEILL | 68763 | HOLT | CUBBYs INC | 9229 MORMON BRIDGE PLZ STE 6 | OMAHA | NE | 68152-1942 | 7 | Currently in Use | 8000 | Steel | Federally Regulated | None | Galvanic/Sacrificial Current Cathodic Protection | Regular Unleaded | 1990 |  |  |  | Fiberglass Reinforced Plastic
2353 | CUBBYS ONEILL | 204 E HWY 20 | ONEILL | 68763 | HOLT | CUBBYs INC | 9229 MORMON BRIDGE PLZ STE 6 | OMAHA | NE | 68152-1942 | 8 | Currently in Use | 25000 | Steel | Federally Regulated | None | Galvanic/Sacrificial Current Cathodic Protection, Painted(e.g., asphaltic) | #2 Diesel | 1998 |  |  |  | Fiberglass Reinforced Plastic
4507 | DON BURIVAL | RR 1 | ONEILL | 68763 | HOLT | DON BURIVAL | RR 1 | O'NEILL | NE | 68763 | 1 | Permanently Out of Use | 2000 | Steel | Federally Regulated | Unknown | Galvanic/Sacrificial Current Cathodic Protection, Impressed Current Cathodic Protection | #2 Diesel | 1978 |  |  |  | Steel
4507 | DON BURIVAL | RR 1 | ONEILL | 68763 | HOLT | DON BURIVAL | RR 1 | O'NEILL | NE | 68763 | 2 | Permanently Out of Use | 2000 | Steel | Federally Regulated | Unknown | Galvanic/Sacrificial Current Cathodic Protection, Impressed Current Cathodic Protection | #2 Diesel | 1978 |  |  |  | Steel
7717 | FOX FOOD PLAZA | 1002 E DOUGLAS ST | ONEILL | 68763 | HOLT | TLF CORPORATION | PO BOX 716 | O'NEILL | NE | 68763 | 1 | Currently in Use | 10000 | Steel | Federally Regulated | None | Galvanic/Sacrificial Current Cathodic Protection, STIP3 Tank | Regular Unleaded | 1987 |  |  |  | Fiberglass Reinforced Plastic
7717 | FOX FOOD PLAZA | 1002 E DOUGLAS ST | ONEILL | 68763 | HOLT | TLF CORPORATION | PO BOX 716 | O'NEILL | NE | 68763 | 2 | Currently in Use | 10000 | Steel | Federally Regulated | None | Galvanic/Sacrificial Current Cathodic Protection, STIP3 Tank | Regular Unleaded | 1987 |  |  |  | Fiberglass Reinforced Plastic
3469 | GOKIE OIL CO INC | 202 E DOUGLAS ST | ONEILL | 68763 | HOLT | GOKIE OIL CO INC | 202 E DOUGLAS ST | O'NEILL | NE | 68763 | 1 | Currently in Use | 10000 | Fiberglass Reinforced Plastic | Federally Regulated | None | None | Regular Unleaded | 1988 |  |  |  | Fiberglass Reinforced Plastic
3469 | GOKIE OIL CO INC | 202 E DOUGLAS ST | ONEILL | 68763 | HOLT | GOKIE OIL CO INC | 202 E DOUGLAS ST | O'NEILL | NE | 68763 | 2 | Currently in Use | 8000 | Fiberglass Reinforced Plastic | Federally Regulated | None | None | Regular Unleaded | 1988 |  |  |  | Fiberglass Reinforced Plastic
3469 | GOKIE OIL CO INC | 202 E DOUGLAS ST | ONEILL | 68763 | HOLT | GOKIE OIL CO INC | 202 E DOUGLAS ST | O'NEILL | NE | 68763 | 3 | Currently in Use | 4000 | Fiberglass Reinforced Plastic | Federally Regulated | None | None | #2 Diesel | 1988 |  |  |  | Fiberglass Reinforced Plastic
3469 | GOKIE OIL CO INC | 202 E DOUGLAS ST | ONEILL | 68763 | HOLT | GOKIE OIL CO INC | 202 E DOUGLAS ST | O'NEILL | NE | 68763 | 4 | Currently in Use | 4000 | Fiberglass Reinforced Plastic | Federally Regulated | None | None | Regular Unleaded | 1988 |  |  |  | Fiberglass Reinforced Plastic
7723 | ONEILL AIRPORT AUTHORITY | 87204 JOHN BAKER RD | ONEILL | 68763 | HOLT | ONEILL AIRPORT AUTHORITY | 87204 JOHN BAKER RD | O'NEILL | NE | 68763 | 1 | Currently in Use | 8000 | Steel | Federally Regulated | None | Galvanic/Sacrificial Current Cathodic Protection, STIP3 Tank | Other->Aviation Fuel | 1987 |  |  |  | Steel
7723 | ONEILL AIRPORT AUTHORITY | 87204 JOHN BAKER RD | ONEILL | 68763 | HOLT | ONEILL AIRPORT AUTHORITY | 87204 JOHN BAKER RD | O'NEILL | NE | 68763 | 2 | Currently in Use | 8000 | Steel | Federally Regulated | None | Galvanic/Sacrificial Current Cathodic Protection, STIP3 Tank | Other->Aviation Fuel | 1988 |  |  |  | Fiberglass Reinforced Plastic
6844 | PHILLIPS 66 STATION (FORMER) | 220 E DOUGLAS ST | ONEILL | 68763 | HOLT | ROY SHELHAMER | 131 E DOUGLAS ST | O'NEILL | NE | 68763 | 1 | Permanently Out of Use | 1500 | Steel | Federally Regulated | None | Painted(e.g., asphaltic) | Regular Unleaded | 1901 | 7/1/1981 |  |  | Steel
6844 | PHILLIPS 66 STATION (FORMER) | 220 E DOUGLAS ST | ONEILL | 68763 | HOLT | ROY SHELHAMER | 131 E DOUGLAS ST | O'NEILL | NE | 68763 | 2 | Permanently Out of Use | 1500 | Steel | Federally Regulated | None | Painted(e.g., asphaltic) | Regular Unleaded | 1901 | 7/1/1981 |  |  | Steel
6844 | PHILLIPS 66 STATION (FORMER) | 220 E DOUGLAS ST | ONEILL | 68763 | HOLT | ROY SHELHAMER | 131 E DOUGLAS ST | O'NEILL | NE | 68763 | 3 | Permanently Out of Use | 2500 | Steel | Federally Regulated | None | Painted(e.g., asphaltic) | Regular Unleaded | 1901 | 7/1/1981 |  |  | Steel
1975 | PRIBIL OIL CO | S 6TH ST | ONEILL | 68763 | HOLT | PRIBIL OIL CO | PO BOX 586 | O'NEILL | NE | 68763 | 1 | Permanently Out of Use | 4000 | Steel | Federally Regulated | None | None | #2 Diesel | 1971 |  |  |  | Steel
422 | PUMP & PANTRY #20 | 328 W DOUGLAS ST | ONEILL | 68763 | HOLT | BOSSELMAN PUMP & PANTRY INC | PO BOX 4905 | GRAND ISLAND | NE | 68802-4905 | 6 | Currently in Use | 6000 | Fiberglass Reinforced Plastic | Federally Regulated | None | None | #2 Diesel | 1997 |  |  |  | Fiberglass Reinforced Plastic
422 | PUMP & PANTRY #20 | 328 W DOUGLAS ST | ONEILL | 68763 | HOLT | BOSSELMAN PUMP & PANTRY INC | PO BOX 4905 | GRAND ISLAND | NE | 68802-4905 | 7 | Currently in Use | 6000 | Fiberglass Reinforced Plastic | Federally Regulated | None | None | E-10 | 1997 |  |  |  | Fiberglass Reinforced Plastic
422 | PUMP & PANTRY #20 | 328 W DOUGLAS ST | ONEILL | 68763 | HOLT | BOSSELMAN PUMP & PANTRY INC | PO BOX 4905 | GRAND ISLAND | NE | 68802-4905 | 8 | Currently in Use | 12000 | Fiberglass Reinforced Plastic | Federally Regulated | None | None | Regular Unleaded | 1997 |  |  |  | Fiberglass Reinforced Plastic
12487 | TONY EMME | 49186 OLIVER RD | ONEILL | 68763 | HOLT | TONY EMME | 49186 OLIVER RD | ONEILL | NE | 68763 | 1 | Currently in Use | 15000 | Fiberglass Reinforced Plastic | Federally Regulated | None | None | #2 Diesel | 2010 |  |  | Double Walled | Plastic
12487 | TONY EMME | 49186 OLIVER RD | ONEILL | 68763 | HOLT | TONY EMME | 49186 OLIVER RD | ONEILL | NE | 68763 | 2 | Currently in Use | 6000 | Fiberglass Reinforced Plastic | Federally Regulated | None | None | Other->#2 Dyed Diesel | 2010 |  |  | Double Walled | Plastic
11963 | WASTE WATER TREATMENT PLANT | 605 S FITCH BLVD | ONEILL | 68763 | HOLT | CITY OF O'NEILL | 401 E FREMONT | O'NEILL | NE | 68763 | 1 | Currently in Use | 550 | Jacketed | Federally Regulated | None | Plastic Jacket | #1 Diesel | 2001 |  |  | Double Walled | Plastic
5309 | DUSTYs | 241 E 2ND ST | ORCHARD | 68764 | ANTELOPE | TWO GASHOLES LLC | 241 E 2ND ST | ORCHARD | NE | 68764 | 3 | Currently in Use | 6000 | Fiberglass Reinforced Plastic | Federally Regulated | None | None | Regular Unleaded | 1999 |  |  |  | Fiberglass Reinforced Plastic
5309 | DUSTYs | 241 E 2ND ST | ORCHARD | 68764 | ANTELOPE | TWO GASHOLES LLC | 241 E 2ND ST | ORCHARD | NE | 68764 | 4 | Currently in Use | 5000 | Fiberglass Reinforced Plastic | Federally Regulated | None | None | Regular Unleaded | 1999 |  |  |  | Fiberglass Reinforced Plastic
3842 | TONYs CONOCO | HWY 20 | ORCHARD | 68764 | ANTELOPE | TONY PRUSS JR | 3301 GOLF VIEW DR | ORCHARD | NE | 68701-3194 | 1 | Permanently Out of Use | 1000 | Steel | Federally Regulated | Unknown | Unknown | Regular Unleaded | 1978 | 12/1/1995 |  |  | Steel
3842 | TONYs CONOCO | HWY 20 | ORCHARD | 68764 | ANTELOPE | TONY PRUSS JR | 3301 GOLF VIEW DR | ORCHARD | NE | 68701-3194 | 2 | Permanently Out of Use | 1000 | Steel | Federally Regulated | Unknown | Unknown | Regular Unleaded | 1960 | 12/1/1995 |  |  | Steel
3842 | TONYs CONOCO | HWY 20 | ORCHARD | 68764 | ANTELOPE | TONY PRUSS JR | 3301 GOLF VIEW DR | ORCHARD | NE | 68701-3194 | 3 | Permanently Out of Use | 1000 | Steel | Federally Regulated | Unknown | Unknown | Regular Unleaded | 1978 | 12/1/1995 |  |  | Steel
11266 | CASEYS GENERAL STORE #1743 | 204 S 14TH ST | ORD | 68862 | VALLEY | CASEYS RETAIL CO | PO BOX 3001 | ANKENY | IA | 50021-8045 | 1 | Currently in Use | 10000 | Fiberglass Reinforced Plastic | Federally Regulated | None | None | Regular Unleaded | 1994 |  |  |  | Fiberglass Reinforced Plastic
11266 | CASEYS GENERAL STORE #1743 | 204 S 14TH ST | ORD | 68862 | VALLEY | CASEYS RETAIL CO | PO BOX 3001 | ANKENY | IA | 50021-8045 | 2 | Currently in Use | 10000 | Fiberglass Reinforced Plastic | Federally Regulated | None | None | Regular Unleaded | 1994 |  |  |  | Fiberglass Reinforced Plastic
11150 | ORD CARDTROL | 528 N 14TH ST | ORD | 68862 | VALLEY | COUNTRY PARTNERS COOPERATIVE | PO BOX 80 | GOTHENBURG | NE | 69138 | 1 | Currently in Use | 6000 | Steel | Federally Regulated | None | Galvanic/Sacrificial Current Cathodic Protection | Regular Unleaded | 1993 |  |  |  | Fiberglass Reinforced Plastic
11150 | ORD CARDTROL | 528 N 14TH ST | ORD | 68862 | VALLEY | COUNTRY PARTNERS COOPERATIVE | PO BOX 80 | GOTHENBURG | NE | 69138 | 2 | Currently in Use | 6000 | Steel | Federally Regulated | None | Galvanic/Sacrificial Current Cathodic Protection | Regular Unleaded | 1993 |  |  |  | Flexible, Plastic
11150 | ORD CARDTROL | 528 N 14TH ST | ORD | 68862 | VALLEY | COUNTRY PARTNERS COOPERATIVE | PO BOX 80 | GOTHENBURG | NE | 69138 | 3 | Currently in Use | 6000 | Steel | Federally Regulated | None | Galvanic/Sacrificial Current Cathodic Protection | #2 Diesel | 1993 |  |  |  | Flexible, Plastic
11150 | ORD CARDTROL | 528 N 14TH ST | ORD | 68862 | VALLEY | COUNTRY PARTNERS COOPERATIVE | PO BOX 80 | GOTHENBURG | NE | 69138 | 4 | Currently in Use | 6000 | Steel | Federally Regulated | None | Galvanic/Sacrificial Current Cathodic Protection | #2 Diesel | 1993 |  |  |  | Fiberglass Reinforced Plastic
2067 | ORD PUBLIC SCHOOL DIST 5/BUS SHOP | 8TH & Q ST | ORD | 68862 | VALLEY | ORD PUBLIC SCHOOLS | 320 N 19TH ST | ORD | NE | 68862 | 1 | Currently in Use | 10000 | Steel | Federally Regulated | None | Galvanic/Sacrificial Current Cathodic Protection, Painted(e.g., asphaltic), STIP3 Tank | #2 Diesel | 1993 |  |  |  | Fiberglass Reinforced Plastic
2067 | ORD PUBLIC SCHOOL DIST 5/BUS SHOP | 8TH & Q ST | ORD | 68862 | VALLEY | ORD PUBLIC SCHOOLS | 320 N 19TH ST | ORD | NE | 68862 | 2 | Currently in Use | 5000 | Steel | Federally Regulated | None | Galvanic/Sacrificial Current Cathodic Protection, Painted(e.g., asphaltic), STIP3 Tank | Regular Unleaded | 1993 |  |  |  | Fiberglass Reinforced Plastic
420 | PUMP & PANTRY #17 | 2318 L ST | ORD | 68862 | VALLEY | BOSSELMAN PUMP & PANTRY INC | PO BOX 4905 | GRAND ISLAND | NE | 68802-4905 | 5 | Currently in Use | 6000 | Fiberglass Reinforced Plastic | Federally Regulated | None | None | #2 Diesel | 1997 |  |  |  | Fiberglass Reinforced Plastic
420 | PUMP & PANTRY #17 | 2318 L ST | ORD | 68862 | VALLEY | BOSSELMAN PUMP & PANTRY INC | PO BOX 4905 | GRAND ISLAND | NE | 68802-4905 | 6 | Currently in Use | 6000 | Fiberglass Reinforced Plastic | Federally Regulated | None | None | Regular Unleaded | 1997 |  |  |  | Fiberglass Reinforced Plastic
420 | PUMP & PANTRY #17 | 2318 L ST | ORD | 68862 | VALLEY | BOSSELMAN PUMP & PANTRY INC | PO BOX 4905 | GRAND ISLAND | NE | 68802-4905 | 7 | Currently in Use | 10000 | Fiberglass Reinforced Plastic | Federally Regulated | None | None | E-10 | 1997 |  |  |  | Fiberglass Reinforced Plastic
12333 | TROTTERS WHOA & GO EXPRESS IV | 1111 S 2ND ST | ORD | 68862 | VALLEY | TROTTER INC | PO BOX 158 | ARCADIA | NE | 68815-0158 | 1 | Currently in Use | 6000 | Fiberglass Reinforced Plastic | Federally Regulated | None | None | Other->#2 Dyed Diesel | 2005 |  |  |  | Fiberglass Reinforced Plastic
12333 | TROTTERS WHOA & GO EXPRESS IV | 1111 S 2ND ST | ORD | 68862 | VALLEY | TROTTER INC | PO BOX 158 | ARCADIA | NE | 68815-0158 | 2 | Currently in Use | 6000 | Fiberglass Reinforced Plastic | Federally Regulated | None | None | Other->Dyed Soy Diesel | 2005 |  |  |  | Fiberglass Reinforced Plastic
12333 | TROTTERS WHOA & GO EXPRESS IV | 1111 S 2ND ST | ORD | 68862 | VALLEY | TROTTER INC | PO BOX 158 | ARCADIA | NE | 68815-0158 | 3 | Currently in Use | 12000 | Fiberglass Reinforced Plastic | Federally Regulated | None | None | #2 Diesel | 2005 |  |  |  | Fiberglass Reinforced Plastic
12333 | TROTTERS WHOA & GO EXPRESS IV | 1111 S 2ND ST | ORD | 68862 | VALLEY | TROTTER INC | PO BOX 158 | ARCADIA | NE | 68815-0158 | 4 | Currently in Use | 6000 | Fiberglass Reinforced Plastic | Federally Regulated | None | None | #1 Diesel | 2005 |  |  |  | Fiberglass Reinforced Plastic
12333 | TROTTERS WHOA & GO EXPRESS IV | 1111 S 2ND ST | ORD | 68862 | VALLEY | TROTTER INC | PO BOX 158 | ARCADIA | NE | 68815-0158 | 5 | Currently in Use | 6000 | Fiberglass Reinforced Plastic | Federally Regulated | None | None | E-85 | 2005 |  |  |  | Fiberglass Reinforced Plastic
12333 | TROTTERS WHOA & GO EXPRESS IV | 1111 S 2ND ST | ORD | 68862 | VALLEY | TROTTER INC | PO BOX 158 | ARCADIA | NE | 68815-0158 | 6 | Currently in Use | 12000 | Fiberglass Reinforced Plastic | Federally Regulated | None | None | E-10 | 2005 |  |  |  | Fiberglass Reinforced Plastic
12333 | TROTTERS WHOA & GO EXPRESS IV | 1111 S 2ND ST | ORD | 68862 | VALLEY | TROTTER INC | PO BOX 158 | ARCADIA | NE | 68815-0158 | 7 | Currently in Use | 6000 | Fiberglass Reinforced Plastic | Federally Regulated | None | None | Regular Unleaded | 2005 |  |  |  | Fiberglass Reinforced Plastic
12333 | TROTTERS WHOA & GO EXPRESS IV | 1111 S 2ND ST | ORD | 68862 | VALLEY | TROTTER INC | PO BOX 158 | ARCADIA | NE | 68815-0158 | 8 | Currently in Use | 6000 | Fiberglass Reinforced Plastic | Federally Regulated | None | None | Other->Clear Soy Diesel | 2005 |  |  |  | Fiberglass Reinforced Plastic
12001 | VALLEY COUNTY AIRPORT | 81385 HIGHWAY 11 | ORD | 68862 | VALLEY | VALLEY COUNTY AIRPORT AUTHORITY | 81385 HIGHWAY 11 | ORD | NE | 68862 | 1 | Currently in Use | 4000 | Steel | Federally Regulated | None | Impressed Current Cathodic Protection | Other->Aviation Fuel | 1994 |  |  |  | Fiberglass Reinforced Plastic
12001 | VALLEY COUNTY AIRPORT | 81385 HIGHWAY 11 | ORD | 68862 | VALLEY | VALLEY COUNTY AIRPORT AUTHORITY | 81385 HIGHWAY 11 | ORD | NE | 68862 | 2 | Currently in Use | 1000 | Steel | Federally Regulated | None | Impressed Current Cathodic Protection | Regular Unleaded | 1994 |  |  |  | Fiberglass Reinforced Plastic
5960 | VANs SERVICE | 2604 L ST | ORD | 68862 | VALLEY | VAN'S SERVICE | 2604 L ST | ORD | NE | 68862 | 5 | Permanently Out of Use | 8000 | Composite | Federally Regulated | None | Fiberglass Reinforced Plastic Coated | #2 Diesel | 1998 | 10/20/2019 |  |  | Fiberglass Reinforced Plastic
5940 | PADDINGTON STATION | 308 E NORTH ST | ORLEANS | 68966 | HARLAN | SANDRA COFFEY | PO BOX 150 | ORLEANS | NE | 68966 | 3 | Currently in Use | 4000 | Fiberglass Reinforced Plastic | Federally Regulated | Internal Lining(e.g., epoxy resins) | Fiberglass Reinforced Plastic Coated | Other->#2 Dyed Diesel | 1998 |  |  |  | Fiberglass Reinforced Plastic
5940 | PADDINGTON STATION | 308 E NORTH ST | ORLEANS | 68966 | HARLAN | SANDRA COFFEY | PO BOX 150 | ORLEANS | NE | 68966 | 4 | Currently in Use | 6000 | Fiberglass Reinforced Plastic | Federally Regulated | Internal Lining(e.g., epoxy resins) | Fiberglass Reinforced Plastic Coated | Regular Unleaded | 1998 |  |  |  | Fiberglass Reinforced Plastic
7690 | CASEYS GENERAL STORE #2740 | 451 HWY 81 & 92 | OSCEOLA | 68651 | POLK | CASEYS RETAIL CO | PO BOX 3001 | ANKENY | IA | 50021-8045 | 1 | Currently in Use | 8000 | Steel | Federally Regulated | None | Impressed Current Cathodic Protection, STIP3 Tank | Regular Unleaded | 1987 |  |  |  | Plastic
7690 | CASEYS GENERAL STORE #2740 | 451 HWY 81 & 92 | OSCEOLA | 68651 | POLK | CASEYS RETAIL CO | PO BOX 3001 | ANKENY | IA | 50021-8045 | 2 | Currently in Use | 6000 | Steel | Federally Regulated | None | Impressed Current Cathodic Protection, STIP3 Tank | E-10 | 1987 |  |  |  | Plastic
7690 | CASEYS GENERAL STORE #2740 | 451 HWY 81 & 92 | OSCEOLA | 68651 | POLK | CASEYS RETAIL CO | PO BOX 3001 | ANKENY | IA | 50021-8045 | 3 | Currently in Use | 4000 | Steel | Federally Regulated | None | Impressed Current Cathodic Protection, STIP3 Tank | #1 Diesel | 1987
5447 | OSCEOLA STATION | 210 N STATE ST | OSCEOLA | 68651 | POLK | FRONTIER COOPERATIVE CO | PO BOX 37 | BRAINARD | NE | 68626-0037 | 5 | Currently in Use | 4000 | Fiberglass Reinforced Plastic | Federally Regulated | None | None | Regular Unleaded | 1994 |  |  |  | Fiberglass Reinforced Plastic
5447 | OSCEOLA STATION | 210 N STATE ST | OSCEOLA | 68651 | POLK | FRONTIER COOPERATIVE CO | PO BOX 37 | BRAINARD | NE | 68626-0037 | 6 | Currently in Use | 4000 | Fiberglass Reinforced Plastic | Federally Regulated | None | None | Regular Unleaded | 1994 |  |  |  | Fiberglass Reinforced Plastic
5447 | OSCEOLA STATION | 210 N STATE ST | OSCEOLA | 68651 | POLK | FRONTIER COOPERATIVE CO | PO BOX 37 | BRAINARD | NE | 68626-0037 | 7 | Currently in Use | 4000 | Fiberglass Reinforced Plastic | Federally Regulated | None | None | #2 Diesel | 1994 |  |  |  | Fiberglass Reinforced Plastic
5135 | DALE SCHWARTZ | RR 2 BOX 94 | OSHKOSH | 69154 | GARDEN | DALE SCHWARTZ | RR 2 BOX 94 | OSHKOSH | NE | 69154 | 1 | Permanently Out of Use | 2000 | Steel | Federally Regulated | None | Painted(e.g., asphaltic) | Regular Unleaded | 1985 |  |  |  | Steel
7081 | KWIK STOP #10 | 109 AVE A | OSHKOSH | 69154 | GARDEN | KWIK STOP FOOD STORES INC | PO BOX 1665 | NORTH PLATTE | NE | 69101 | 1 | Currently in Use | 8000 | Steel | Federally Regulated | None | Galvanic/Sacrificial Current Cathodic Protection, STIP3 Tank | Regular Unleaded | 1989 |  |  |  | Fiberglass Reinforced Plastic
7081 | KWIK STOP #10 | 109 AVE A | OSHKOSH | 69154 | GARDEN | KWIK STOP FOOD STORES INC | PO BOX 1665 | NORTH PLATTE | NE | 69101 | 2 | Currently in Use | 8000 | Steel | Federally Regulated | None | Galvanic/Sacrificial Current Cathodic Protection, STIP3 Tank | #2 Diesel | 1989 |  |  |  | Fiberglass Reinforced Plastic
7081 | KWIK STOP #10 | 109 AVE A | OSHKOSH | 69154 | GARDEN | KWIK STOP FOOD STORES INC | PO BOX 1665 | NORTH PLATTE | NE | 69101 | 3 | Currently in Use | 6000 | Steel | Federally Regulated | None | Galvanic/Sacrificial Current Cathodic Protection, STIP3 Tank | Regular Unleaded | 1989 |  |  |  | Fiberglass Reinforced Plastic
6594 | LEO JESSEN | SOUTH ROUTE | OSHKOSH | 69154 | GARDEN | ROSELLA JESSEN | 3650 RD 181 | OSHKOSH | NE | 69154-6014 | 1 | Permanently Out of Use | 4000 | Steel | Federally Regulated | None | Painted(e.g., asphaltic) | #2 Diesel | 1966 | 11/1/1998 |  |  | Steel
6594 | LEO JESSEN | SOUTH ROUTE | OSHKOSH | 69154 | GARDEN | ROSELLA JESSEN | 3650 RD 181 | OSHKOSH | NE | 69154-6014 | 2 | Permanently Out of Use | 4000 | Steel | Federally Regulated | None | Painted(e.g., asphaltic) | Regular Unleaded | 1966 | 11/1/1998 |  |  | Steel
6594 | LEO JESSEN | SOUTH ROUTE | OSHKOSH | 69154 | GARDEN | ROSELLA JESSEN | 3650 RD 181 | OSHKOSH | NE | 69154-6014 | 3 | Permanently Out of Use | 4000 | Steel | Federally Regulated | None | Painted(e.g., asphaltic) | #2 Diesel | 1979 | 11/1/1998 |  |  | Steel
6231 | OSHKOSH MOTORS INC | MAIN ST | OSHKOSH | 69154 | GARDEN | OSHKOSH MOTORS INC | GENERAL DELIVERY | OSHKOSH | NE | 69154 | 1 | Permanently Out of Use | 500 | Steel | Federally Regulated | Unknown | Painted(e.g., asphaltic) | Empty | 1901 | 1/1/1985 |  |  | Steel
1557 | OSHKOSH SUPERETTE | 101 E AVE A | OSHKOSH | 69154 | GARDEN | RAM INC | PO BOX 1850 | MCALESTER | OK | 74501 | 1 | Currently in Use | 7896 | Steel | Federally Regulated | None | Impressed Current Cathodic Protection | Regular Unleaded | 1972 |  |  |  | Steel
1557 | OSHKOSH SUPERETTE | 101 E AVE A | OSHKOSH | 69154 | GARDEN | RAM INC | PO BOX 1850 | MCALESTER | OK | 74501 | 2 | Currently in Use | 6016 | Steel | Federally Regulated | None | Impressed Current Cathodic Protection | #1 Diesel | 1972 |  |  |  | Steel
1008 | VALLEY SERVICE CENTER LLC | 204 W AVE A | OSHKOSH | 69154 | GARDEN | JASON SCHWARTZKOPF | PO BOX 195 | OSHKOSH | NE | 69154 | 3 | Currently in Use | 4000 | Steel | Federally Regulated | None | Galvanic/Sacrificial Current Cathodic Protection, Painted(e.g., asphaltic), STIP3 Tank | Regular Unleaded | 1998 |  |  |  | Fiberglass Reinforced Plastic
1008 | VALLEY SERVICE CENTER LLC | 204 W AVE A | OSHKOSH | 69154 | GARDEN | JASON SCHWARTZKOPF | PO BOX 195 | OSHKOSH | NE | 69154 | 4 | Currently in Use | 4000 | Steel | Federally Regulated | None | Galvanic/Sacrificial Current Cathodic Protection, Painted(e.g., asphaltic), STIP3 Tank | Regular Unleaded | 1998 |  |  |  | Fiberglass Reinforced Plastic
1008 | VALLEY SERVICE CENTER LLC | 204 W AVE A | OSHKOSH | 69154 | GARDEN | JASON SCHWARTZKOPF | PO BOX 195 | OSHKOSH | NE | 69154 | 5 | Currently in Use | 4000 | Steel | Federally Regulated | None | Galvanic/Sacrificial Current Cathodic Protection, Painted(e.g., asphaltic), STIP3 Tank | #2 Diesel | 1998 |  |  |  | Fiberglass Reinforced Plastic
1008 | VALLEY SERVICE CENTER LLC | 204 W AVE A | OSHKOSH | 69154 | GARDEN | JASON SCHWARTZKOPF | PO BOX 195 | OSHKOSH | NE | 69154 | 6 | Currently in Use | 1000 | Steel | Federally Regulated | Unknown | Galvanic/Sacrificial Current Cathodic Protection, Painted(e.g., asphaltic), STIP3 Tank | #2 Diesel | 1998 |  |  |  | Fiberglass Reinforced Plastic
3740 | ERIC & JUDITH VAN OSTBERG | RR 2 BOX 10 | OSMOND | 68765 | PIERCE | VAN OSTBERG, ERIC & JUDITH | RR 2 BOX 10 | OSMOND | NE | 68765 | 1 | Permanently Out of Use | 1000 | Steel | Federally Regulated | None | Unknown | Regular Unleaded | 1959 |  |  |  | Steel
3740 | ERIC & JUDITH VAN OSTBERG | RR 2 BOX 10 | OSMOND | 68765 | PIERCE | VAN OSTBERG, ERIC & JUDITH | RR 2 BOX 10 | OSMOND | NE | 68765 | 2 | Permanently Out of Use | 2000 | Steel | Federally Regulated | None | Unknown | Regular Unleaded | 1959 |  |  |  | Steel
3740 | ERIC & JUDITH VAN OSTBERG | RR 2 BOX 10 | OSMOND | 68765 | PIERCE | VAN OSTBERG, ERIC & JUDITH | RR 2 BOX 10 | OSMOND | NE | 68765 | 3 | Permanently Out of Use | 2000 | Steel | Federally Regulated | None | Unknown | Regular Unleaded | 1959 |  |  |  | Steel
11623 | OSMOND MINI MART | 202 E HWY 20 | OSMOND | 68765 | PIERCE | OSMOND MINI MART INC | PO BOX 234 | OSMOND | NE | 68765 | 1 | Currently in Use | 10000 | Fiberglass Reinforced Plastic | Federally Regulated | None | None | Regular Unleaded | 1997 |  |  |  | Plastic, Fiberglass Reinforced Plastic
11623 | OSMOND MINI MART | 202 E HWY 20 | OSMOND | 68765 | PIERCE | OSMOND MINI MART INC | PO BOX 234 | OSMOND | NE | 68765 | 2 | Currently in Use | 10000 | Fiberglass Reinforced Plastic | Federally Regulated | None | None | E-85 | 1997 |  |  |  | Plastic
11623 | OSMOND MINI MART | 202 E HWY 20 | OSMOND | 68765 | PIERCE | OSMOND MINI MART INC | PO BOX 234 | OSMOND | NE | 68765 | 3 | Currently in Use | 8000 | Fiberglass Reinforced Plastic | Federally Regulated | None | None | #2 Diesel | 1997 |  |  |  | Plastic
11623 | OSMOND MINI MART | 202 E HWY 20 | OSMOND | 68765 | PIERCE | OSMOND MINI MART INC | PO BOX 234 | OSMOND | NE | 68765 | 4 | Currently in Use | 4000 | Fiberglass Reinforced Plastic | Federally Regulated | None | None | #1 Diesel | 1997 |  |  |  | Plastic, Fiberglass Reinforced Plastic
12011 | OSMOND OIL COMPANY INC | 108 W LOGAN ST | OSMOND | 68765 | PIERCE | OSMOND OIL COMPANY INC | PO BOX 28 | OSMOND | NE | 68765 | 1 | Currently in Use | 5000 | Jacketed | Federally Regulated | None | Plastic Jacket | #1 Diesel | 1998 |  |  |  | Fiberglass Reinforced Plastic
5965 | JEANETTE KASTENS | 4TH & MAIN ST | OTOE | 68417 | OTOE | KASTENS, JEANETTE | RR 1 BOX 41 | OTOE | NE | 68417 | 1 | Permanently Out of Use | 500 | Steel | Federally Regulated | None | Painted(e.g., asphaltic) | Empty | 1936 | 6/1/1977 |  |  | Steel
5965 | JEANETTE KASTENS | 4TH & MAIN ST | OTOE | 68417 | OTOE | KASTENS, JEANETTE | RR 1 BOX 41 | OTOE | NE | 68417 | 2 | Permanently Out of Use | 500 | Steel | Federally Regulated | None | Painted(e.g., asphaltic) | Empty | 1936 | 6/1/1977 |  |  | Steel
1113 | AM ENERGY LLC | 74975 RD 444 | OVERTON | 68863 | DAWSON | AM ENERGY LLC | 74975 RD 444 | OVERTON | NE | 68863 | 9 | Currently in Use | 12000 | Steel | Federally Regulated | None | Galvanic/Sacrificial Current Cathodic Protection, Painted(e.g., asphaltic), STIP3 Tank | #2 Diesel | 1994 |  |  |  | Plastic
1113 | AM ENERGY LLC | 74975 RD 444 | OVERTON | 68863 | DAWSON | AM ENERGY LLC | 74975 RD 444 | OVERTON | NE | 68863 | 10 | Currently in Use | 12000 | Steel | Federally Regulated | None | Galvanic/Sacrificial Current Cathodic Protection, Painted(e.g., asphaltic), STIP3 Tank | Regular Unleaded | 1994 |  |  |  | DOUBLE WALLED, Plastic
1113 | AM ENERGY LLC | 74975 RD 444 | OVERTON | 68863 | DAWSON | AM ENERGY LLC | 74975 RD 444 | OVERTON | NE | 68863 | 11 | Currently in Use | 12000 | Steel | Federally Regulated | None | Galvanic/Sacrificial Current Cathodic Protection, Painted(e.g., asphaltic), STIP3 Tank | Regular Unleaded | 1994 |  |  |  | DOUBLE WALLED, Plastic
1113 | AM ENERGY LLC | 74975 RD 444 | OVERTON | 68863 | DAWSON | AM ENERGY LLC | 74975 RD 444 | OVERTON | NE | 68863 | 12 | Currently in Use | 20000 | Steel | Federally Regulated | None | Galvanic/Sacrificial Current Cathodic Protection, Painted(e.g., asphaltic), STIP3 Tank | #1 Diesel | 1994 |  |  |  | DOUBLE WALLED, Plastic
1113 | AM ENERGY LLC | 74975 RD 444 | OVERTON | 68863 | DAWSON | AM ENERGY LLC | 74975 RD 444 | OVERTON | NE | 68863 | 13 | Currently in Use | 20000 | Steel | Federally Regulated | None | Galvanic/Sacrificial Current Cathodic Protection, Painted(e.g., asphaltic), STIP3 Tank | #2 Diesel | 1994 |  |  |  | Plastic
2997 | FLATWATER FOOD & AUTOMOTIVE LLC | 501 E HWY 30 | OVERTON | 68863 | DAWSON | FLATWATER FOOD & AUTOMOTIVE LLC | PO BOX 346 | OVERTON | NE | 68863 | 1 | Currently in Use | 5000 | Steel | Federally Regulated | Unknown | Galvanic/Sacrificial Current Cathodic Protection, Painted(e.g., asphaltic), STIP3 Tank | Regular Unleaded | 1988 |  |  |  | Fiberglass Reinforced Plastic, Steel
2997 | FLATWATER FOOD & AUTOMOTIVE LLC | 501 E HWY 30 | OVERTON | 68863 | DAWSON | FLATWATER FOOD & AUTOMOTIVE LLC | PO BOX 346 | OVERTON | NE | 68863 | 2 | Currently in Use | 5000 | Steel | Federally Regulated | Unknown | Galvanic/Sacrificial Current Cathodic Protection, Painted(e.g., asphaltic), STIP3 Tank | E-10 | 1988 |  |  |  | Fiberglass Reinforced Plastic, Steel
2997 | FLATWATER FOOD & AUTOMOTIVE LLC | 501 E HWY 30 | OVERTON | 68863 | DAWSON | FLATWATER FOOD & AUTOMOTIVE LLC | PO BOX 346 | OVERTON | NE | 68863 | 3 | Currently in Use | 3000 | Steel | Federally Regulated | Unknown | Galvanic/Sacrificial Current Cathodic Protection, Painted(e.g., asphaltic), STIP3 Tank | #2 Diesel | 1988 |  |  |  | Fiberglass Reinforced Plastic, Steel
2997 | FLATWATER FOOD & AUTOMOTIVE LLC | 501 E HWY 30 | OVERTON | 68863 | DAWSON | FLATWATER FOOD & AUTOMOTIVE LLC | PO BOX 346 | OVERTON | NE | 68863 | 4 | Currently in Use | 3000 | Steel | Federally Regulated | Unknown | Galvanic/Sacrificial Current Cathodic Protection, Painted(e.g., asphaltic), STIP3 Tank | #2 Diesel, Other->Dyed diesel | 1988 |  |  |  | Fiberglass Reinforced Plastic
2997 | FLATWATER FOOD & AUTOMOTIVE LLC | 501 E HWY 30 | OVERTON | 68863 | DAWSON | FLATWATER FOOD & AUTOMOTIVE LLC | PO BOX 346 | OVERTON | NE | 68863 | 5 | Currently in Use | 1000 | Steel | Federally Regulated | Unknown | Galvanic/Sacrificial Current Cathodic Protection, Painted(e.g., asphaltic), STIP3 Tank | #2 Diesel | 1988 |  |  |  | Fiberglass Reinforced Plastic
2997 | FLATWATER FOOD & AUTOMOTIVE LLC | 501 E HWY 30 | OVERTON | 68863 | DAWSON | FLATWATER FOOD & AUTOMOTIVE LLC | PO BOX 346 | OVERTON | NE | 68863 | 6 | Currently in Use | 1000 | Steel | Federally Regulated | Unknown | Galvanic/Sacrificial Current Cathodic Protection, Painted(e.g., asphaltic), STIP3 Tank | #1 Diesel | 1988 |  |  |  | Fiberglass Reinforced Plastic
1840 | MUSTARD INC | 2 1/2M W OF OVERTON ON HWY 30 | OVERTON | 68863 | DAWSON | MUSTARD INC | 75314 DRIVE 441 | OVERTON | NE | 68863 | 1 | Permanently Out of Use | 2000 | Steel | Federally Regulated | Unknown | Painted(e.g., asphaltic) | Regular Unleaded | 1983 | 11/1/1995
4054 | OURADA CATTLE CO (SHOP) | RR 2 BOX 114 | OVERTON | 68863 | DAWSON | OURADA CATTLE CO | RR 1 BOX 184 | LEXINGTON | NE | 68850 | 1 | Permanently Out of Use | 5000 | Steel | Federally Regulated | Unknown | Unknown | #2 Diesel | 1961 |  |  |  | Steel
4447 | 3 Gs | 100 E CORNWALL ST | OXFORD | 68967 | FURNAS | DOUG & SHIELA PIERCE | 603 GRANT ST | HOLDREGE | NE | 68949 | 1 | Permanently Out of Use | 5000 | Steel | Federally Regulated | Unknown | Painted(e.g., asphaltic) | Regular Unleaded | 1966 |  |  |  | Steel
4447 | 3 Gs | 100 E CORNWALL ST | OXFORD | 68967 | FURNAS | DOUG & SHIELA PIERCE | 603 GRANT ST | HOLDREGE | NE | 68949 | 2 | Permanently Out of Use | 3000 | Steel | Federally Regulated | Unknown | Painted(e.g., asphaltic) | Regular Unleaded | 1966 |  |  |  | Steel
4447 | 3 Gs | 100 E CORNWALL ST | OXFORD | 68967 | FURNAS | DOUG & SHIELA PIERCE | 603 GRANT ST | HOLDREGE | NE | 68949 | 3 | Permanently Out of Use | 99999 | Unknown | Federally Regulated | Unknown | Unknown | Empty | 1900 |  |  |  | Unknown
2316 | KERMS CORNER | 202 E CORNWALL | OXFORD | 68967 | FURNAS | ALH PROPERTIES LLC | PO BOX 142 | OXFORD | NE | 68967 | 5 | Currently in Use | 8000 | Fiberglass Reinforced Plastic | Federally Regulated | Internal Lining(e.g., epoxy resins) | Fiberglass Reinforced Plastic Coated | Regular Unleaded | 1993 |  |  |  | Fiberglass Reinforced Plastic
2316 | KERMS CORNER | 202 E CORNWALL | OXFORD | 68967 | FURNAS | ALH PROPERTIES LLC | PO BOX 142 | OXFORD | NE | 68967 | 6 | Currently in Use | 10000 | Fiberglass Reinforced Plastic | Federally Regulated | Internal Lining(e.g., epoxy resins) |  | #2 Diesel | 1993 |  |  |  | Fiberglass Reinforced Plastic
2316 | KERMS CORNER | 202 E CORNWALL | OXFORD | 68967 | FURNAS | ALH PROPERTIES LLC | PO BOX 142 | OXFORD | NE | 68967 | 7 | Currently in Use | 6000 | Fiberglass Reinforced Plastic | Federally Regulated | Internal Lining(e.g., epoxy resins) |  | Premium Unleaded | 1993 |  |  |  | Fiberglass Reinforced Plastic
6919 | FARMERS STORE | 106 W MARKET | PAGE | 68766 | HOLT | FARMERS STORE (JVEL LLC) | 106 W MARKET ST | PAGE | NE | 68766 | 1 | Currently in Use | 2000 | Steel | Federally Regulated | None | Galvanic/Sacrificial Current Cathodic Protection, STIP3 Tank | Regular Unleaded | 1987
6919 | FARMERS STORE | 106 W MARKET | PAGE | 68766 | HOLT | FARMERS STORE (JVEL LLC) | 106 W MARKET ST | PAGE | NE | 68766 | 2 | Currently in Use | 2000 | Steel | Federally Regulated | None | Galvanic/Sacrificial Current Cathodic Protection, STIP3 Tank | Regular Unleaded | 1987 |  |  |  | Steel
5672 | EARL SMITH | PT SW1/41NE1/2 LOT1 TWP 4 RNG34 | PALISADE | 69040 | HITCHCOCK | SMITH, EARL | GENERAL DELIVERY | PALISADE | NE | 69040 | 1 | Permanently Out of Use | 99999 | Steel | Federally Regulated | Unknown | Unknown | Regular Unleaded | 1901 | 12/1/1987 |  |  | Steel
5672 | EARL SMITH | PT SW1/41NE1/2 LOT1 TWP 4 RNG34 | PALISADE | 69040 | HITCHCOCK | SMITH, EARL | GENERAL DELIVERY | PALISADE | NE | 69040 | 2 | Permanently Out of Use | 99999 | Steel | Federally Regulated | Unknown | Unknown | Regular Unleaded | 1901 | 12/1/1987 |  |  | Steel
5672 | EARL SMITH | PT SW1/41NE1/2 LOT1 TWP 4 RNG34 | PALISADE | 69040 | HITCHCOCK | SMITH, EARL | GENERAL DELIVERY | PALISADE | NE | 69040 | 3 | Permanently Out of Use | 99999 | Steel | Federally Regulated | Unknown | Unknown | Regular Unleaded | 1901 | 12/1/1987 |  |  | Steel
1033 | PALISADE COOP | 101 S MAIN | PALISADE | 69040 | HITCHCOCK | BROCK MALCOLM | PO BOX 327 | PALISADE | NE | 69040 | 5 | Permanently Out of Use | 7000 | Steel | Federally Regulated | None | Galvanic/Sacrificial Current Cathodic Protection, Painted(e.g., asphaltic), STIP3 Tank | Regular Unleaded | 1998 | 1/1/1901 |  |  | Fiberglass Reinforced Plastic
1033 | PALISADE COOP | 101 S MAIN | PALISADE | 69040 | HITCHCOCK | BROCK MALCOLM | PO BOX 327 | PALISADE | NE | 69040 | 6 | Permanently Out of Use | 3000 | Steel | Federally Regulated | None | Galvanic/Sacrificial Current Cathodic Protection, Painted(e.g., asphaltic), STIP3 Tank | E-10 | 1998 | 1/1/1901 |  |  | Fiberglass Reinforced Plastic
1033 | PALISADE COOP | 101 S MAIN | PALISADE | 69040 | HITCHCOCK | BROCK MALCOLM | PO BOX 327 | PALISADE | NE | 69040 | 7 | Permanently Out of Use | 2000 | Steel | Federally Regulated | None | Galvanic/Sacrificial Current Cathodic Protection, Painted(e.g., asphaltic), STIP3 Tank | #2 Diesel | 1998 | 1/1/1901 |  |  | Fiberglass Reinforced Plastic
1033 | PALISADE COOP | 101 S MAIN | PALISADE | 69040 | HITCHCOCK | BROCK MALCOLM | PO BOX 327 | PALISADE | NE | 69040 | 8 | Permanently Out of Use | 1000 | Steel | Federally Regulated | None | Galvanic/Sacrificial Current Cathodic Protection, Painted(e.g., asphaltic), STIP3 Tank | #2 Diesel | 1998 | 1/1/1901 |  |  | Fiberglass Reinforced Plastic
12571 | PALMER SERVICE | 1003 COMMERCIAL ST | PALMER | 68864 | MERRICK | PALMER SERVICE | BOX 116 | PALMER | NE | 68864 | 1 | Currently in Use | 10000 | Fiberglass Reinforced Plastic | Federally Regulated |  |  | Regular Unleaded | 2014 |  |  | Double Walled | Double walled, Plastic
12571 | PALMER SERVICE | 1003 COMMERCIAL ST | PALMER | 68864 | MERRICK | PALMER SERVICE | BOX 116 | PALMER | NE | 68864 | 2 | Currently in Use | 10000 | Fiberglass Reinforced Plastic | Federally Regulated |  |  | E-10 | 2014 |  |  | Double Walled | Double walled, Plastic
12571 | PALMER SERVICE | 1003 COMMERCIAL ST | PALMER | 68864 | MERRICK | PALMER SERVICE | BOX 116 | PALMER | NE | 68864 | 3 | Currently in Use | 2500 | Fiberglass Reinforced Plastic | Federally Regulated |  |  | #2 Diesel | 2014 |  |  | Double Walled | Double walled, Plastic
11785 | TROTTERS WHOA & GO | 2509 3RD RD | PALMER | 68864 | MERRICK | TROTTER/PALMER LLC | PO BOX 158 | ARCADIA | NE | 68815 | 1 | Currently in Use | 5000 | Steel | Federally Regulated | None | Galvanic/Sacrificial Current Cathodic Protection, STIP3 Tank | #2 Diesel | 1999 |  |  |  | Fiberglass Reinforced Plastic
11785 | TROTTERS WHOA & GO | 2509 3RD RD | PALMER | 68864 | MERRICK | TROTTER/PALMER LLC | PO BOX 158 | ARCADIA | NE | 68815 | 2 | Currently in Use | 5000 | Steel | Federally Regulated | None | Galvanic/Sacrificial Current Cathodic Protection, STIP3 Tank | #2 Diesel | 1999 |  |  |  | Fiberglass Reinforced Plastic
11785 | TROTTERS WHOA & GO | 2509 3RD RD | PALMER | 68864 | MERRICK | TROTTER/PALMER LLC | PO BOX 158 | ARCADIA | NE | 68815 | 3 | Currently in Use | 10000 | Steel | Federally Regulated | None | Galvanic/Sacrificial Current Cathodic Protection, STIP3 Tank | #2 Diesel | 1999 |  |  |  | Fiberglass Reinforced Plastic
11785 | TROTTERS WHOA & GO | 2509 3RD RD | PALMER | 68864 | MERRICK | TROTTER/PALMER LLC | PO BOX 158 | ARCADIA | NE | 68815 | 4 | Currently in Use | 6000 | Steel | Federally Regulated | None | Galvanic/Sacrificial Current Cathodic Protection, STIP3 Tank | Regular Unleaded | 1999 |  |  |  | Fiberglass Reinforced Plastic
11785 | TROTTERS WHOA & GO | 2509 3RD RD | PALMER | 68864 | MERRICK | TROTTER/PALMER LLC | PO BOX 158 | ARCADIA | NE | 68815 | 5 | Currently in Use | 4000 | Steel | Federally Regulated | None | Galvanic/Sacrificial Current Cathodic Protection, STIP3 Tank | E-10 | 1999 |  |  |  | Fiberglass Reinforced Plastic
12032 | CASEYS GENERAL STORE #2743 | 1000 I ST | PALMYRA | 68418 | OTOE | CASEYS RETAIL CO | PO BOX 3001 | ANKENY | IA | 50021-8045 | 1 | Currently in Use | 12000 | Composite | Federally Regulated | None | Fiberglass Reinforced Plastic Coated | Regular Unleaded | 1994 |  |  |  | Fiberglass Reinforced Plastic
12032 | CASEYS GENERAL STORE #2743 | 1000 I ST | PALMYRA | 68418 | OTOE | CASEYS RETAIL CO | PO BOX 3001 | ANKENY | IA | 50021-8045 | 2 | Currently in Use | 12000 | Composite | Federally Regulated | None | Fiberglass Reinforced Plastic Coated | E-10 | 1994 |  |  |  | Fiberglass Reinforced Plastic
12032 | CASEYS GENERAL STORE #2743 | 1000 I ST | PALMYRA | 68418 | OTOE | CASEYS RETAIL CO | PO BOX 3001 | ANKENY | IA | 50021-8045 | 3 | Currently in Use | 12000 | Composite | Federally Regulated | None | Fiberglass Reinforced Plastic Coated | #2 Diesel | 1994 |  |  |  | Fiberglass Reinforced Plastic
5438 | THOMSON OIL CO | 835 A ST | PALMYRA | 68418 | OTOE | LINDA K YOUNG | 835 A ST | PALMYRA | NE | 68418 | 1 | Currently in Use | 2000 | Steel | Federally Regulated | None | Galvanic/Sacrificial Current Cathodic Protection, Painted(e.g., asphaltic), STIP3 Tank | #2 Diesel | 1988
5438 | THOMSON OIL CO | 835 A ST | PALMYRA | 68418 | OTOE | LINDA K YOUNG | 835 A ST | PALMYRA | NE | 68418 | 2 | Currently in Use | 2000 | Steel | Federally Regulated | None | Galvanic/Sacrificial Current Cathodic Protection, Painted(e.g., asphaltic), STIP3 Tank | Regular Unleaded | 1988
5438 | THOMSON OIL CO | 835 A ST | PALMYRA | 68418 | OTOE | LINDA K YOUNG | 835 A ST | PALMYRA | NE | 68418 | 3 | Currently in Use | 2000 | Steel | Federally Regulated | None | Galvanic/Sacrificial Current Cathodic Protection, Painted(e.g., asphaltic), STIP3 Tank | Regular Unleaded | 1988
8910 | ALEGENT HEALTH MIDLANDS HOSPITAL | 11111 S 84TH ST | PAPILLION | 68046 | SARPY | ALEGENT HEALTH MIDLANDS HOSPITAL | 11111 S 84TH ST | PAPILLION | NE | 68046 | 1 | Currently in Use | 40000 | Steel | Heating Oil | Internal Lining(e.g., epoxy resins) | Impressed Current Cathodic Protection | Heating Oil 2 | 1976 |  |  |  | Plastic
8910 | ALEGENT HEALTH MIDLANDS HOSPITAL | 11111 S 84TH ST | PAPILLION | 68046 | SARPY | ALEGENT HEALTH MIDLANDS HOSPITAL | 11111 S 84TH ST | PAPILLION | NE | 68046 | 2 | Currently in Use | 40000 | Steel | Heating Oil | Internal Lining(e.g., epoxy resins) | Impressed Current Cathodic Protection | Heating Oil 2 | 1976 |  |  |  | Plastic
1953 | AMICK ROCK SAND & GRAVEL | 320 N ADAMS ST | PAPILLION | 68046 | SARPY | KENNETH AMICK | 320 N ADAMS ST | PAPILLION | NE | 68046 | 1 | Permanently Out of Use | 1000 | Unknown | Federally Regulated | Unknown | Unknown | Regular Unleaded | 1967 |  |  |  | Unknown
1953 | AMICK ROCK SAND & GRAVEL | 320 N ADAMS ST | PAPILLION | 68046 | SARPY | KENNETH AMICK | 320 N ADAMS ST | PAPILLION | NE | 68046 | 2 | Permanently Out of Use | 3000 | Steel | Federally Regulated | None | None | #2 Diesel | 1977 |  |  |  | Steel
4293 | BILL MANN | 13814 S 84TH ST | PAPILLION | 68046 | SARPY | BILL MANN | 13814 S 84TH ST | PAPILLION | NE | 68046 | 1 | Permanently Out of Use | 2000 | Steel | Federally Regulated | Unknown | Painted(e.g., asphaltic) | #2 Diesel, Empty | 1980 |  |  |  | Steel
12135 | CASEYS GENERAL STORE #2441 | 609 MAGNOLIA AVE | PAPILLION | 68046 | SARPY | CASEYS RETAIL CO | PO BOX 3001 | ANKENY | IA | 50021-8045 | 1 | Currently in Use | 12000 | Fiberglass Reinforced Plastic | Federally Regulated | None | None | Regular Unleaded | 2002 |  |  |  | Fiberglass Reinforced Plastic
12135 | CASEYS GENERAL STORE #2441 | 609 MAGNOLIA AVE | PAPILLION | 68046 | SARPY | CASEYS RETAIL CO | PO BOX 3001 | ANKENY | IA | 50021-8045 | 2 | Currently in Use | 12000 | Fiberglass Reinforced Plastic | Federally Regulated | None | None | Regular Unleaded | 2002 |  |  |  | Fiberglass Reinforced Plastic
12663 | CASEYs GENERAL STORE #3813 | 9911 S 71ST AVE | PAPILLION | 68133 | SARPY | CASEYS RETAIL CO | PO BOX 3001 | ANKENY | IA | 50021-8045 | 1 | Currently in Use | 20000 | Fiberglass Reinforced Plastic | Federally Regulated |  |  | E-10 | 2015 |  |  | Double Walled | Plastic
12663 | CASEYs GENERAL STORE #3813 | 9911 S 71ST AVE | PAPILLION | 68133 | SARPY | CASEYS RETAIL CO | PO BOX 3001 | ANKENY | IA | 50021-8045 | 2 | Currently in Use | 12000 | Fiberglass Reinforced Plastic | Federally Regulated |  |  | Regular Unleaded | 2016 |  |  |  | Plastic
12663 | CASEYs GENERAL STORE #3813 | 9911 S 71ST AVE | PAPILLION | 68133 | SARPY | CASEYS RETAIL CO | PO BOX 3001 | ANKENY | IA | 50021-8045 | 3 | Currently in Use | 4000 | Fiberglass Reinforced Plastic | Federally Regulated |  |  | E-15 | 2016 |  |  |  | Plastic
12663 | CASEYs GENERAL STORE #3813 | 9911 S 71ST AVE | PAPILLION | 68133 | SARPY | CASEYS RETAIL CO | PO BOX 3001 | ANKENY | IA | 50021-8045 | 4 | Currently in Use | 4000 | Fiberglass Reinforced Plastic | Federally Regulated |  |  | E-15 | 2016 |  |  |  | Plastic
12663 | CASEYs GENERAL STORE #3813 | 9911 S 71ST AVE | PAPILLION | 68133 | SARPY | CASEYS RETAIL CO | PO BOX 3001 | ANKENY | IA | 50021-8045 | 5 | Currently in Use | 7000 | Fiberglass Reinforced Plastic | Federally Regulated |  |  | Used Oil | 2016 |  |  |  | Plastic
8492 | CASEYS GENERAL STORE #6114 | 11400 S 72ND ST | PAPILLION | 68046 | SARPY | CASEYS RETAIL CO | PO BOX 3001 | ANKENY | IA | 50021-8045 | 5 | Currently in Use | 20000 | Fiberglass Reinforced Plastic | Federally Regulated |  |  | E-10 | 2016 |  |  | Double Walled | Fiberglass Reinforced Plastic
8492 | CASEYS GENERAL STORE #6114 | 11400 S 72ND ST | PAPILLION | 68046 | SARPY | CASEYS RETAIL CO | PO BOX 3001 | ANKENY | IA | 50021-8045 | 6 | Currently in Use | 5000 | Fiberglass Reinforced Plastic | Federally Regulated |  |  | Premium Unleaded | 2016 |  |  | Double Walled | Fiberglass Reinforced Plastic
8492 | CASEYS GENERAL STORE #6114 | 11400 S 72ND ST | PAPILLION | 68046 | SARPY | CASEYS RETAIL CO | PO BOX 3001 | ANKENY | IA | 50021-8045 | 7 | Currently in Use | 10000 | Fiberglass Reinforced Plastic | Federally Regulated |  |  | Regular Unleaded | 2016 |  |  | Double Walled | Fiberglass Reinforced Plastic
8492 | CASEYS GENERAL STORE #6114 | 11400 S 72ND ST | PAPILLION | 68046 | SARPY | CASEYS RETAIL CO | PO BOX 3001 | ANKENY | IA | 50021-8045 | 8 | Currently in Use | 5000 | Fiberglass Reinforced Plastic | Federally Regulated |  |  | #2 Diesel | 2016 |  |  | Double Walled | Fiberglass Reinforced Plastic
12631 | CITY OF PAPILLION PUBLIC WORKS | 9909 PORTAL RD | PAPILLION | 68046 | SARPY | CITY OF PAPILLION PUBLIC WORKS | 9909 PORTAL RD | PAPILLION | NE | 68046 | 1 | Currently in Use | 20000 | Fiberglass Reinforced Plastic | Federally Regulated |  |  | #2 Diesel | 2015 |  |  | Double Walled | DOUBLE WALLED, Fiberglass Reinforced Plastic
12631 | CITY OF PAPILLION PUBLIC WORKS | 9909 PORTAL RD | PAPILLION | 68046 | SARPY | CITY OF PAPILLION PUBLIC WORKS | 9909 PORTAL RD | PAPILLION | NE | 68046 | 2 | Currently in Use | 14000 | Fiberglass Reinforced Plastic | Federally Regulated |  |  | E-10 | 2015 |  |  | Double Walled | DOUBLE WALLED, Fiberglass Reinforced Plastic
12631 | CITY OF PAPILLION PUBLIC WORKS | 9909 PORTAL RD | PAPILLION | 68046 | SARPY | CITY OF PAPILLION PUBLIC WORKS | 9909 PORTAL RD | PAPILLION | NE | 68046 | 3 | Currently in Use | 6000 | Fiberglass Reinforced Plastic | Federally Regulated |  |  | Regular Unleaded | 2015 |  |  | Double Walled | DOUBLE WALLED, Fiberglass Reinforced Plastic
12853 | FEDEX GROUND | 11414 S 150TH ST | PAPILLION | 68138 | SARPY | FEDEX GROUND PACKAGE SYSTEM INC | 1000 FEDEX DR | MOON TOWNSHIP | PA | 15108 | 1 | Currently in Use | 30000 | Fiberglass Reinforced Plastic | Federally Regulated |  |  | #2 Diesel, Other->DYED DIESEL | 2022 |  |  | Double Walled | Fiberglass Reinforced Plastic
6093 | GERALD THURMAN | 410 S ADAMS | PAPILLION | 68046 | SARPY | THURMAN, GERALD | 1105 DELMAR | PAPILLION | NE | 68046 | 1 | Permanently Out of Use | 300 | Unknown | Federally Regulated | Unknown | Unknown | Empty | 1941 | 1/1/1965 |  |  | Unknown
12792 | H&H CHRYSLER JEEP DODGE RAM FIAT | 14920 CREST RD | PAPILLION | 68138 | SARPY | H&H MOTORS PAPILLION LLC | 1926 S 67TH ST STE 350 | OMAHA | NE | 68106 | 1 | Currently in Use | 10000 | Fiberglass Reinforced Plastic | Federally Regulated |  |  | Regular Unleaded | 2020 |  |  | Double Walled | Plastic
12859 | H&H DEALERSHIP | 10801 S 150TH ST | PAPILLION | 68138 | SARPY | NEXGEN RE LLC c/o H&H AUTOMOTIVE | 1926 S 67TH ST STE 350 | OMAHA | NE | 68106 | 1 | Currently in Use | 8000 | Fiberglass Reinforced Plastic | Federally Regulated |  |  | E-10 | 2022 |  |  | Double Walled | Plastic
12378 | HY-VEE GAS | 7608 OLSON DR | PAPILLION | 68046 | SARPY | HY VEE INC | 5820 WESTOWN PKWY | WEST DES MOINES | IA | 50266 | 1 | Currently in Use | 14000 | Fiberglass Reinforced Plastic | Federally Regulated | None | None | Regular Unleaded | 2007 |  |  | Double Walled | Fiberglass Reinforced Plastic
12378 | HY-VEE GAS | 7608 OLSON DR | PAPILLION | 68046 | SARPY | HY VEE INC | 5820 WESTOWN PKWY | WEST DES MOINES | IA | 50266 | 2 | Currently in Use | 20000 | Fiberglass Reinforced Plastic | Federally Regulated | None | None | E-10 | 2007 |  |  | Double Walled | Fiberglass Reinforced Plastic
12378 | HY-VEE GAS | 7608 OLSON DR | PAPILLION | 68046 | SARPY | HY VEE INC | 5820 WESTOWN PKWY | WEST DES MOINES | IA | 50266 | 3 | Currently in Use | 14000 | Fiberglass Reinforced Plastic | Federally Regulated | None | None | E-10 | 2007 |  |  | Double Walled | Fiberglass Reinforced Plastic
12378 | HY-VEE GAS | 7608 OLSON DR | PAPILLION | 68046 | SARPY | HY VEE INC | 5820 WESTOWN PKWY | WEST DES MOINES | IA | 50266 | 4 | Currently in Use | 6000 | Fiberglass Reinforced Plastic | Federally Regulated | None | None | Regular Unleaded | 2007 |  |  | Double Walled | Fiberglass Reinforced Plastic
12378 | HY-VEE GAS | 7608 OLSON DR | PAPILLION | 68046 | SARPY | HY VEE INC | 5820 WESTOWN PKWY | WEST DES MOINES | IA | 50266 | 5 | Currently in Use | 6000 | Fiberglass Reinforced Plastic | Federally Regulated | None | None | #2 Diesel | 2007 |  |  | Double Walled | Fiberglass Reinforced Plastic
841 | KBs FOOD SHOP | 304 S WASHINGTON ST | PAPILLION | 68046 | SARPY | KB & SONS INC | 16262 CALIFORNIA ST | OMAHA | NE | 68118 | 7 | Currently in Use | 12000 | Composite | Federally Regulated | None | Fiberglass Reinforced Plastic Coated | Regular Unleaded | 1996 |  |  |  | Plastic
841 | KBs FOOD SHOP | 304 S WASHINGTON ST | PAPILLION | 68046 | SARPY | KB & SONS INC | 16262 CALIFORNIA ST | OMAHA | NE | 68118 | 8 | Currently in Use | 12000 | Composite | Federally Regulated | None | Fiberglass Reinforced Plastic Coated | Regular Unleaded | 1996 |  |  |  | Plastic
841 | KBs FOOD SHOP | 304 S WASHINGTON ST | PAPILLION | 68046 | SARPY | KB & SONS INC | 16262 CALIFORNIA ST | OMAHA | NE | 68118 | 9 | Currently in Use | 8000 | Composite | Federally Regulated | None | Fiberglass Reinforced Plastic Coated | Regular Unleaded | 1996 |  |  |  | Plastic
841 | KBs FOOD SHOP | 304 S WASHINGTON ST | PAPILLION | 68046 | SARPY | KB & SONS INC | 16262 CALIFORNIA ST | OMAHA | NE | 68118 | 10 | Currently in Use | 4000 | Composite | Federally Regulated | None | Fiberglass Reinforced Plastic Coated | #2 Diesel | 1996 |  |  |  | Plastic
12825 | KUM & GO #2340 | 11333 CUMBERLAND DR | PAPILLION | 68046 | SARPY | KUM & GO LC COMPLIANCE | 1459 GRAND AVE | DES MOINES | IA | 50309 | 1 | Currently in Use | 20000 | Fiberglass Reinforced Plastic | Federally Regulated |  |  | E-10 | 2021 |  |  | Double Walled | Plastic
12825 | KUM & GO #2340 | 11333 CUMBERLAND DR | PAPILLION | 68046 | SARPY | KUM & GO LC COMPLIANCE | 1459 GRAND AVE | DES MOINES | IA | 50309 | 2 | Currently in Use | 12000 | Fiberglass Reinforced Plastic | Federally Regulated |  |  | E-85 | 2021 |  |  | Double Walled | Plastic
12825 | KUM & GO #2340 | 11333 CUMBERLAND DR | PAPILLION | 68046 | SARPY | KUM & GO LC COMPLIANCE | 1459 GRAND AVE | DES MOINES | IA | 50309 | 3 | Currently in Use | 12000 | Fiberglass Reinforced Plastic | Federally Regulated |  |  | Premium Unleaded | 2021 |  |  | Double Walled | Plastic
12825 | KUM & GO #2340 | 11333 CUMBERLAND DR | PAPILLION | 68046 | SARPY | KUM & GO LC COMPLIANCE | 1459 GRAND AVE | DES MOINES | IA | 50309 | 4 | Currently in Use | 12000 | Fiberglass Reinforced Plastic | Federally Regulated |  |  | #2 Diesel | 2021 |  |  | Double Walled | Plastic
12424 | KUM & GO #374 | 10764 VIRGINIA PLZ | PAPILLION | 68046 | SARPY | KUM & GO LC COMPLIANCE | 1459 GRAND AVE | DES MOINES | IA | 50309 | 1 | Currently in Use | 20000 | Fiberglass Reinforced Plastic | Federally Regulated | None | None | E-10 | 2008 |  |  | Double Walled | Plastic
12424 | KUM & GO #374 | 10764 VIRGINIA PLZ | PAPILLION | 68046 | SARPY | KUM & GO LC COMPLIANCE | 1459 GRAND AVE | DES MOINES | IA | 50309 | 2 | Currently in Use | 12000 | Fiberglass Reinforced Plastic | Federally Regulated | None | None | Regular Unleaded | 2008 |  |  | Double Walled | Plastic
12424 | KUM & GO #374 | 10764 VIRGINIA PLZ | PAPILLION | 68046 | SARPY | KUM & GO LC COMPLIANCE | 1459 GRAND AVE | DES MOINES | IA | 50309 | 3 | Currently in Use | 12000 | Fiberglass Reinforced Plastic | Federally Regulated | None | None | #2 Diesel | 2008 |  |  | Double Walled | Plastic
12424 | KUM & GO #374 | 10764 VIRGINIA PLZ | PAPILLION | 68046 | SARPY | KUM & GO LC COMPLIANCE | 1459 GRAND AVE | DES MOINES | IA | 50309 | 4 | Currently in Use | 8000 | Fiberglass Reinforced Plastic | Federally Regulated | None | None | Regular Unleaded | 2008 |  |  | Double Walled | Plastic
12424 | KUM & GO #374 | 10764 VIRGINIA PLZ | PAPILLION | 68046 | SARPY | KUM & GO LC COMPLIANCE | 1459 GRAND AVE | DES MOINES | IA | 50309 | 5 | Currently in Use | 8000 | Fiberglass Reinforced Plastic | Federally Regulated | None | None | E-85 | 2008 |  |  | Double Walled | Plastic
695 | KWIK SHOP #687 | 101 CEDARDALE RD | PAPILLION | 68046 | SARPY | KWIK SHOP INC | 165 FLANDERS RD | WESTBOROUGH | MA | 1581 | 1 | Currently in Use | 10000 | Fiberglass Reinforced Plastic | Federally Regulated | None | None | E-10 | 1987 |  |  |  | Fiberglass Reinforced Plastic
695 | KWIK SHOP #687 | 101 CEDARDALE RD | PAPILLION | 68046 | SARPY | KWIK SHOP INC | 165 FLANDERS RD | WESTBOROUGH | MA | 1581 | 2 | Currently in Use | 10000 | Fiberglass Reinforced Plastic | Federally Regulated | None | None | Premium Unleaded | 1987 |  |  |  | Fiberglass Reinforced Plastic
695 | KWIK SHOP #687 | 101 CEDARDALE RD | PAPILLION | 68046 | SARPY | KWIK SHOP INC | 165 FLANDERS RD | WESTBOROUGH | MA | 1581 | 3 | Currently in Use | 10000 | Fiberglass Reinforced Plastic | Federally Regulated | None | None | E-10 | 1987 |  |  |  | Fiberglass Reinforced Plastic
695 | KWIK SHOP #687 | 101 CEDARDALE RD | PAPILLION | 68046 | SARPY | KWIK SHOP INC | 165 FLANDERS RD | WESTBOROUGH | MA | 1581 | 4 | Currently in Use | 12000 | Fiberglass Reinforced Plastic | Federally Regulated | None | None | E-10 | 1987 |  |  |  | Fiberglass Reinforced Plastic
12803 | LOVES TRAVEL CENTER #730 | 14375 CORNHUSKER RD | PAPILLION | 68046 | SARPY | LOVES TRAVEL STOPS & COUNTRY STORES INC | PO BOX 26210 | OKLAHOMA CITY | OK | 73126 | 1 | Currently in Use | 20000 | Fiberglass Reinforced Plastic | Federally Regulated |  |  | Regular Unleaded | 2021 |  |  | Double Walled | Fiberglass Reinforced Plastic
12803 | LOVES TRAVEL CENTER #730 | 14375 CORNHUSKER RD | PAPILLION | 68046 | SARPY | LOVES TRAVEL STOPS & COUNTRY STORES INC | PO BOX 26210 | OKLAHOMA CITY | OK | 73126 | 2 | Currently in Use | 12000 | Fiberglass Reinforced Plastic | Federally Regulated |  |  | Regular Unleaded | 2021 |  |  | Double Walled | Fiberglass Reinforced Plastic
12803 | LOVES TRAVEL CENTER #730 | 14375 CORNHUSKER RD | PAPILLION | 68046 | SARPY | LOVES TRAVEL STOPS & COUNTRY STORES INC | PO BOX 26210 | OKLAHOMA CITY | OK | 73126 | 3 | Currently in Use | 8000 | Fiberglass Reinforced Plastic | Federally Regulated |  |  | Premium Unleaded | 2021 |  |  | Double Walled | Fiberglass Reinforced Plastic
12803 | LOVES TRAVEL CENTER #730 | 14375 CORNHUSKER RD | PAPILLION | 68046 | SARPY | LOVES TRAVEL STOPS & COUNTRY STORES INC | PO BOX 26210 | OKLAHOMA CITY | OK | 73126 | 4 | Currently in Use | 20000 | Fiberglass Reinforced Plastic | Federally Regulated |  |  | #2 Diesel | 2021 |  |  | Double Walled | Fiberglass Reinforced Plastic
12803 | LOVES TRAVEL CENTER #730 | 14375 CORNHUSKER RD | PAPILLION | 68046 | SARPY | LOVES TRAVEL STOPS & COUNTRY STORES INC | PO BOX 26210 | OKLAHOMA CITY | OK | 73126 | 5 | Currently in Use | 20000 | Fiberglass Reinforced Plastic | Federally Regulated |  |  | #2 Diesel | 2021 |  |  | Double Walled | Fiberglass Reinforced Plastic
12803 | LOVES TRAVEL CENTER #730 | 14375 CORNHUSKER RD | PAPILLION | 68046 | SARPY | LOVES TRAVEL STOPS & COUNTRY STORES INC | PO BOX 26210 | OKLAHOMA CITY | OK | 73126 | 6 | Currently in Use | 20000 | Fiberglass Reinforced Plastic | Federally Regulated |  |  |  | 2021 |  |  | Double Walled | Fiberglass Reinforced Plastic
12803 | LOVES TRAVEL CENTER #730 | 14375 CORNHUSKER RD | PAPILLION | 68046 | SARPY | LOVES TRAVEL STOPS & COUNTRY STORES INC | PO BOX 26210 | OKLAHOMA CITY | OK | 73126 | 7 | Currently in Use | 20000 | Fiberglass Reinforced Plastic | Federally Regulated |  |  | #2 Diesel | 2021 |  |  | Double Walled | Fiberglass Reinforced Plastic
12828 | LOVES TRUCK CENTER #730 | 14375 CORNHUSKER RD | PAPILLION | 68046 | SARPY | LOVES TRAVEL STOPS & COUNTRY STORES INC | PO BOX 26210 | OKLAHOMA CITY | OK | 73126 | 1 | Currently in Use | 3000 | Fiberglass Reinforced Plastic | Federally Regulated |  |  | New Oil | 2020 |  |  | Double Walled | Fiberglass Reinforced Plastic
12828 | LOVES TRUCK CENTER #730 | 14375 CORNHUSKER RD | PAPILLION | 68046 | SARPY | LOVES TRAVEL STOPS & COUNTRY STORES INC | PO BOX 26210 | OKLAHOMA CITY | OK | 73126 | 2 | Currently in Use | 8000 | Fiberglass Reinforced Plastic | Federally Regulated |  |  | New Oil | 2020 |  |  | Double Walled | Fiberglass Reinforced Plastic
12828 | LOVES TRUCK CENTER #730 | 14375 CORNHUSKER RD | PAPILLION | 68046 | SARPY | LOVES TRAVEL STOPS & COUNTRY STORES INC | PO BOX 26210 | OKLAHOMA CITY | OK | 73126 | 3 | Currently in Use | 7000 | Fiberglass Reinforced Plastic | Federally Regulated |  |  | Used Oil | 2020 |  |  | Double Walled | Fiberglass Reinforced Plastic
12828 | LOVES TRUCK CENTER #730 | 14375 CORNHUSKER RD | PAPILLION | 68046 | SARPY | LOVES TRAVEL STOPS & COUNTRY STORES INC | PO BOX 26210 | OKLAHOMA CITY | OK | 73126 | 4 | Currently in Use | 8000 | Fiberglass Reinforced Plastic | Federally Regulated |  |  | New Oil | 2020 |  |  | Double Walled | Fiberglass Reinforced Plastic
12828 | LOVES TRUCK CENTER #730 | 14375 CORNHUSKER RD | PAPILLION | 68046 | SARPY | LOVES TRAVEL STOPS & COUNTRY STORES INC | PO BOX 26210 | OKLAHOMA CITY | OK | 73126 | 5 | Currently in Use | 3000 | Fiberglass Reinforced Plastic | Federally Regulated |  |  | New Oil | 2020 |  |  | Double Walled | Fiberglass Reinforced Plastic
12828 | LOVES TRUCK CENTER #730 | 14375 CORNHUSKER RD | PAPILLION | 68046 | SARPY | LOVES TRAVEL STOPS & COUNTRY STORES INC | PO BOX 26210 | OKLAHOMA CITY | OK | 73126 | 6 | Currently in Use | 8000 | Fiberglass Reinforced Plastic | Federally Regulated |  |  | New Oil | 2020 |  |  | Double Walled | Fiberglass Reinforced Plastic
12828 | LOVES TRUCK CENTER #730 | 14375 CORNHUSKER RD | PAPILLION | 68046 | SARPY | LOVES TRAVEL STOPS & COUNTRY STORES INC | PO BOX 26210 | OKLAHOMA CITY | OK | 73126 | 7 | Currently in Use | 3000 | Fiberglass Reinforced Plastic | Federally Regulated |  |  | New Oil | 2020 |  |  | Double Walled | Fiberglass Reinforced Plastic
572 | OPPD PAPILLION SERVICE CENTER | 1210 W 6TH ST | PAPILLION | 68128 | SARPY | OMAHA PUBLIC POWER DIST | 444 S 16TH ST MALL | OMAHA | NE | 68102 | 2 | Currently in Use | 10000 | Fiberglass Reinforced Plastic | Federally Regulated | None | None | Regular Unleaded | 1990 |  |  | Double Walled | Fiberglass Reinforced Plastic
572 | OPPD PAPILLION SERVICE CENTER | 1210 W 6TH ST | PAPILLION | 68128 | SARPY | OMAHA PUBLIC POWER DIST | 444 S 16TH ST MALL | OMAHA | NE | 68102 | 3 | Currently in Use | 10000 | Fiberglass Reinforced Plastic | Federally Regulated | None | None | #2 Diesel | 1990 |  |  | Double Walled | Fiberglass Reinforced Plastic
572 | OPPD PAPILLION SERVICE CENTER | 1210 W 6TH ST | PAPILLION | 68128 | SARPY | OMAHA PUBLIC POWER DIST | 444 S 16TH ST MALL | OMAHA | NE | 68102 | 4 | Currently in Use | 550 | Fiberglass Reinforced Plastic | Federally Regulated | None | None | Used Oil | 1998 |  |  |  | Steel
7981 | OVERHEAD DOOR COMPANY OF OMAHA | 1222 ROYAL DR | PAPILLION | 68046 | SARPY | OVERHEAD DOOR COMPANY OF OMAHA | 1222 ROYAL DRIVE | PAPILLION | NE | 68046 | 1 | Currently in Use | 3000 | Steel | Federally Regulated | None | Galvanic/Sacrificial Current Cathodic Protection, Painted(e.g., asphaltic), STIP3 Tank | Regular Unleaded | 1988 |  |  |  | Steel
5607 | PAPIO NATURAL RESOURCES DIST | 15604 GILES RD | PAPILLION | 68046 | SARPY | PAPIO NATURAL RESOURCES DIST | 15604 GILES RD | PAPILLION | NE | 68046 | 1 | Currently in Use | 560 | Fiberglass Reinforced Plastic | Federally Regulated | None | None | Used Oil | 1991
12606 | SAMs CLUB #6181 | 9868 S 71ST PLZ | PAPILLION | 68046 | SARPY | SAMS WEST INC | 11206 THOMPSON AVE | LENEXA | KS | 66219 | 1 | Currently in Use | 20000 | Fiberglass Reinforced Plastic | Federally Regulated |  | Double walled | Regular Unleaded | 2014 |  |  | Double Walled | Double walled, Plastic
12606 | SAMs CLUB #6181 | 9868 S 71ST PLZ | PAPILLION | 68046 | SARPY | SAMS WEST INC | 11206 THOMPSON AVE | LENEXA | KS | 66219 | 2 | Currently in Use | 20000 | Fiberglass Reinforced Plastic | Federally Regulated |  |  | Regular Unleaded | 2014 |  |  | Double Walled | Double walled, Plastic
12606 | SAMs CLUB #6181 | 9868 S 71ST PLZ | PAPILLION | 68046 | SARPY | SAMS WEST INC | 11206 THOMPSON AVE | LENEXA | KS | 66219 | 3 | Currently in Use | 12000 | Fiberglass Reinforced Plastic | Federally Regulated |  |  | Regular Unleaded | 2014 |  |  | Double Walled | Double walled, Plastic
12606 | SAMs CLUB #6181 | 9868 S 71ST PLZ | PAPILLION | 68046 | SARPY | SAMS WEST INC | 11206 THOMPSON AVE | LENEXA | KS | 66219 | 4 | Currently in Use | 8000 | Fiberglass Reinforced Plastic | Federally Regulated |  |  | #1 Diesel | 2014 |  |  | Double Walled | Double walled, Plastic
12483 | SARPY COUNTY LAW ENFORCEMENT CTR GARAGE | 8335 PLATTEVIEW RD | PAPILLION | 68046 | SARPY | SARPY COUNTY COURTHOUSE | 1210 GOLDEN GATE DR | PAPILLION | NE | 68046 | 1 | Currently in Use | 12000 | Fiberglass Reinforced Plastic | Federally Regulated |  | Double walled | Regular Unleaded | 2010 |  |  | Double Walled | Fiberglass Reinforced Plastic
7963 | SPEEDEE MART 2760 PAPILLION | 100 W CENTENNIAL RD | PAPILLION | 68046 | SARPY | WESTERN OIL II LLC | PO BOX 10 | VALENTINE | NE | 69201 | 1 | Currently in Use | 10000 | Fiberglass Reinforced Plastic | Federally Regulated | None | None | E-10 | 1988 |  |  |  | Fiberglass Reinforced Plastic
7963 | SPEEDEE MART 2760 PAPILLION | 100 W CENTENNIAL RD | PAPILLION | 68046 | SARPY | WESTERN OIL II LLC | PO BOX 10 | VALENTINE | NE | 69201 | 2 | Currently in Use | 8000 | Fiberglass Reinforced Plastic | Federally Regulated | None | None | E-10 | 1988 |  |  |  | Fiberglass Reinforced Plastic
7963 | SPEEDEE MART 2760 PAPILLION | 100 W CENTENNIAL RD | PAPILLION | 68046 | SARPY | WESTERN OIL II LLC | PO BOX 10 | VALENTINE | NE | 69201 | 3 | Currently in Use | 8000 | Fiberglass Reinforced Plastic | Federally Regulated | None | None | Regular Unleaded | 1988 |  |  |  | Fiberglass Reinforced Plastic
3263 | SPREITZER NEBRASKA INC | 11109 FRONTAGE RD | PAPILLION | 68046 | SARPY | SPREITZER NEBRASKA INC | 11109 I-80 FRONTAGE RD | PAPILLION | NE | 68046 | 1 | Permanently Out of Use | 500 | Steel | Federally Regulated | Unknown | Unknown | Used Oil | 1979 |  |  |  | Unknown
3413 | VARSITY TRANSPORTATION | 206 E GRANT | PAPILLION | 68046 | SARPY | VARSITY TRANSPORTATION | 206 E GRANT | PAPILLION | NE | 68046 | 2 | Currently in Use | 10000 | Steel | Federally Regulated | None | Galvanic/Sacrificial Current Cathodic Protection, STIP3 Tank | #2 Diesel | 1985 |  |  |  | Fiberglass Reinforced Plastic
8336 | CASEYS GENERAL STORE #1579 | 942 F ST | PAWNEE CITY | 68420 | PAWNEE | CASEYS RETAIL CO | PO BOX 3001 | ANKENY | IA | 50021-8045 | 1 | Currently in Use | 10000 | Fiberglass Reinforced Plastic | Federally Regulated | None | None | Regular Unleaded | 1989 |  |  |  | Fiberglass Reinforced Plastic
8336 | CASEYS GENERAL STORE #1579 | 942 F ST | PAWNEE CITY | 68420 | PAWNEE | CASEYS RETAIL CO | PO BOX 3001 | ANKENY | IA | 50021-8045 | 2 | Currently in Use | 10000 | Fiberglass Reinforced Plastic | Federally Regulated | None | None | E-10 | 1989 |  |  |  | Fiberglass Reinforced Plastic
8336 | CASEYS GENERAL STORE #1579 | 942 F ST | PAWNEE CITY | 68420 | PAWNEE | CASEYS RETAIL CO | PO BOX 3001 | ANKENY | IA | 50021-8045 | 3 | Currently in Use | 10000 | Fiberglass Reinforced Plastic | Federally Regulated | None | None | #2 Diesel | 1989 |  |  |  | Fiberglass Reinforced Plastic
2375 | LIERLEY FARMS INC | 4S&1/2W-PAXTON SE1/4 30-13-35 | PAXTON | 69155 | KEITH | LIERLEY FARMS INC | RR 1 BOX 59 | PAXTON | NE | 69155 | 1 | Permanently Out of Use | 8000 | Steel | Federally Regulated | None | Painted(e.g., asphaltic) | #2 Diesel | 1976 | 11/1/1992 |  |  | Steel
3696 | PRONTO PIT STOP | 101 W 2ND ST | PAXTON | 69155 | KEITH | MIKE SCHROER | PO BOX 910 | GRANT | NE | 69140 | 5 | Currently in Use | 10000 | Steel | Federally Regulated | None | Galvanic/Sacrificial Current Cathodic Protection, STIP3 Tank | Regular Unleaded | 1998 |  |  |  | Fiberglass Reinforced Plastic
3696 | PRONTO PIT STOP | 101 W 2ND ST | PAXTON | 69155 | KEITH | MIKE SCHROER | PO BOX 910 | GRANT | NE | 69140 | 6 | Currently in Use | 4000 | Steel | Federally Regulated | None | Galvanic/Sacrificial Current Cathodic Protection, STIP3 Tank | Premium Unleaded | 1998 |  |  |  | Fiberglass Reinforced Plastic
3696 | PRONTO PIT STOP | 101 W 2ND ST | PAXTON | 69155 | KEITH | MIKE SCHROER | PO BOX 910 | GRANT | NE | 69140 | 7 | Currently in Use | 3000 | Steel | Federally Regulated | None | Galvanic/Sacrificial Current Cathodic Protection, STIP3 Tank | #2 Diesel | 1998 |  |  |  | Fiberglass Reinforced Plastic
3696 | PRONTO PIT STOP | 101 W 2ND ST | PAXTON | 69155 | KEITH | MIKE SCHROER | PO BOX 910 | GRANT | NE | 69140 | 8 | Currently in Use | 3000 | Steel | Federally Regulated | None | Galvanic/Sacrificial Current Cathodic Protection, STIP3 Tank | #2 Diesel | 1998 |  |  |  | Fiberglass Reinforced Plastic
4819 | STROMBERGER FARMS PAXTON FEEDLOT | 1425 HWY 30 E | PAXTON | 69155 | KEITH | STROMBERGER FARMS INC | PO BOX 787 | IMPERIAL | NE | 69033 | 4 | Currently in Use | 10000 | Steel | Federally Regulated | None | Galvanic/Sacrificial Current Cathodic Protection, Painted(e.g., asphaltic), STIP3 Tank | Regular Unleaded | 1994 |  |  |  | Fiberglass Reinforced Plastic
4819 | STROMBERGER FARMS PAXTON FEEDLOT | 1425 HWY 30 E | PAXTON | 69155 | KEITH | STROMBERGER FARMS INC | PO BOX 787 | IMPERIAL | NE | 69033 | 5 | Currently in Use | 12000 | Steel | Federally Regulated | None | Galvanic/Sacrificial Current Cathodic Protection, Painted(e.g., asphaltic), STIP3 Tank | Other->High Sulphur | 1994 |  |  |  | Fiberglass Reinforced Plastic
4819 | STROMBERGER FARMS PAXTON FEEDLOT | 1425 HWY 30 E | PAXTON | 69155 | KEITH | STROMBERGER FARMS INC | PO BOX 787 | IMPERIAL | NE | 69033 | 6 | Currently in Use | 5000 | Steel | Federally Regulated | None | Galvanic/Sacrificial Current Cathodic Protection, Painted(e.g., asphaltic), STIP3 Tank | Other->Low Sulphur | 1994 |  |  |  | Fiberglass Reinforced Plastic
11379 | THE LODGE & PAXTON DAYS INN | 851 PAXTON ELSIE RD | PAXTON | 69155 | KEITH | PITAMBRAYAI LLC | 851 PAXTON ELSIE RD | PAXTON | NE | 69155 | 1 | Currently in Use | 12000 | Jacketed | Federally Regulated | None | Poly Jacket | Regular Unleaded | 1995 |  |  | Double Walled | Plastic
11379 | THE LODGE & PAXTON DAYS INN | 851 PAXTON ELSIE RD | PAXTON | 69155 | KEITH | PITAMBRAYAI LLC | 851 PAXTON ELSIE RD | PAXTON | NE | 69155 | 2 | Currently in Use | 12000 | Jacketed | Federally Regulated | None | Poly Jacket | Regular Unleaded | 1995 |  |  | Double Walled | Plastic
11379 | THE LODGE & PAXTON DAYS INN | 851 PAXTON ELSIE RD | PAXTON | 69155 | KEITH | PITAMBRAYAI LLC | 851 PAXTON ELSIE RD | PAXTON | NE | 69155 | 3 | Currently in Use | 8000 | Jacketed | Federally Regulated | None | Poly Jacket | Regular Unleaded | 1995 |  |  | Double Walled | Plastic
11379 | THE LODGE & PAXTON DAYS INN | 851 PAXTON ELSIE RD | PAXTON | 69155 | KEITH | PITAMBRAYAI LLC | 851 PAXTON ELSIE RD | PAXTON | NE | 69155 | 4 | Currently in Use | 4000 | Jacketed | Federally Regulated | None | Poly Jacket | #2 Diesel | 1995 |  |  | Double Walled | Plastic
6346 | UNION PACIFIC RAILROAD | PAXTON SECTION NEAR RR TRACKS | PAXTON | 69155 | KEITH | UNION PACIFIC RR | 1416 DODGE ST RM 1000 | OMAHA | NE | 68179 | 1 | Permanently Out of Use | 150 | Unknown | Federally Regulated | Unknown | Unknown | Mixed | 1901 | 4/1/1986 |  |  | Unknown
2742 | BREITBARTH ONE STOP | 302 N 4TH ST | PENDER | 68047 | THURSTON | BREITBARTH ONE STOP | 302 N 4TH ST | PENDER | NE | 68047 | 4 | Permanently Out of Use | 2000 | Fiberglass Reinforced Plastic | Federally Regulated | None | None | E-10 | 1997 | 9/1/2021 |  |  | Fiberglass Reinforced Plastic
2742 | BREITBARTH ONE STOP | 302 N 4TH ST | PENDER | 68047 | THURSTON | BREITBARTH ONE STOP | 302 N 4TH ST | PENDER | NE | 68047 | 5 | Permanently Out of Use | 1000 | Fiberglass Reinforced Plastic | Federally Regulated | None | None | Regular Unleaded | 1997 | 9/1/2021 |  |  | Fiberglass Reinforced Plastic
2742 | BREITBARTH ONE STOP | 302 N 4TH ST | PENDER | 68047 | THURSTON | BREITBARTH ONE STOP | 302 N 4TH ST | PENDER | NE | 68047 | 6 | Permanently Out of Use | 1000 | Fiberglass Reinforced Plastic | Federally Regulated | None | None | #2 Diesel | 1997 | 9/1/2021 |  |  | Fiberglass Reinforced Plastic
2743 | FRAZEYs FOOD AND FUEL INC | 317 WHITNEY ST | PENDER | 68047 | THURSTON | FRAZEY'S FOOD AND FUEL INC. | 317 WHITNEY ST | PENDER | NE | 68047 | 12 | Currently in Use | 6000 | Fiberglass Reinforced Plastic | Federally Regulated | None | None | #2 Diesel | 1998 |  |  |  | Plastic
2743 | FRAZEYs FOOD AND FUEL INC | 317 WHITNEY ST | PENDER | 68047 | THURSTON | FRAZEY'S FOOD AND FUEL INC. | 317 WHITNEY ST | PENDER | NE | 68047 | 13 | Currently in Use | 6000 | Fiberglass Reinforced Plastic | Federally Regulated | None | None | E-10 | 1998 |  |  |  | Fiberglass Reinforced Plastic
2743 | FRAZEYs FOOD AND FUEL INC | 317 WHITNEY ST | PENDER | 68047 | THURSTON | FRAZEY'S FOOD AND FUEL INC. | 317 WHITNEY ST | PENDER | NE | 68047 | 14 | Currently in Use | 8000 | Fiberglass Reinforced Plastic | Federally Regulated | None | None | Regular Unleaded | 1998 |  |  |  | Plastic
2743 | FRAZEYs FOOD AND FUEL INC | 317 WHITNEY ST | PENDER | 68047 | THURSTON | FRAZEY'S FOOD AND FUEL INC. | 317 WHITNEY ST | PENDER | NE | 68047 | 15 | Currently in Use | 4000 | Fiberglass Reinforced Plastic | Federally Regulated | None | None | #1 Diesel | 1998 |  |  |  | Fiberglass Reinforced Plastic
2743 | FRAZEYs FOOD AND FUEL INC | 317 WHITNEY ST | PENDER | 68047 | THURSTON | FRAZEY'S FOOD AND FUEL INC. | 317 WHITNEY ST | PENDER | NE | 68047 | 16 | Currently in Use | 6000 | Fiberglass Reinforced Plastic | Federally Regulated | None | None | Regular Unleaded | 1998 |  |  |  | Fiberglass Reinforced Plastic
2743 | FRAZEYs FOOD AND FUEL INC | 317 WHITNEY ST | PENDER | 68047 | THURSTON | FRAZEY'S FOOD AND FUEL INC. | 317 WHITNEY ST | PENDER | NE | 68047 | 17 | Currently in Use | 2000 | Fiberglass Reinforced Plastic | Federally Regulated | None | None | Regular Unleaded | 1998 |  |  |  | Plastic
2743 | FRAZEYs FOOD AND FUEL INC | 317 WHITNEY ST | PENDER | 68047 | THURSTON | FRAZEY'S FOOD AND FUEL INC. | 317 WHITNEY ST | PENDER | NE | 68047 | 18 | Currently in Use | 2000 | Fiberglass Reinforced Plastic | Federally Regulated | None | None | #1 Diesel | 1998 |  |  |  | Plastic
3278 | PENDER COMMUNITY HOSPITAL | 603 EARL ST | PENDER | 68047 | THURSTON | NORTHEAST NEBRASKA COMMUNITY ACTION PARTNERSHIP (NENCAP) | 603 EARL ST | PENDER | NE | 68047 | 4 | Permanently Out of Use | 1000 | Composite | Federally Regulated | None | Fiberglass Reinforced Plastic Coated | Regular Unleaded | 1998 | 1/1/1901 |  |  | Steel
6159 | PENDER COMMUNITY STORE | 701 S 4TH ST | PENDER | 68047 | THURSTON | CUBBYs INC | 9229 MORMON BRIDGE PLZ STE 6 | OMAHA | NE | 68152-1942 | 1 | Currently in Use | 12000 | Steel | Federally Regulated | None | Impressed Current Cathodic Protection | #2 Diesel | 1983 |  |  |  | Double walled, Plastic
6159 | PENDER COMMUNITY STORE | 701 S 4TH ST | PENDER | 68047 | THURSTON | CUBBYs INC | 9229 MORMON BRIDGE PLZ STE 6 | OMAHA | NE | 68152-1942 | 2 | Currently in Use | 12000 | Steel | Federally Regulated | None | Impressed Current Cathodic Protection | #1 Diesel | 1983 |  |  |  | DOUBLE WALLED, Plastic
6159 | PENDER COMMUNITY STORE | 701 S 4TH ST | PENDER | 68047 | THURSTON | CUBBYs INC | 9229 MORMON BRIDGE PLZ STE 6 | OMAHA | NE | 68152-1942 | 3 | Currently in Use | 12000 | Steel | Federally Regulated | None | Impressed Current Cathodic Protection | #2 Diesel | 1983 |  |  |  | Plastic
6159 | PENDER COMMUNITY STORE | 701 S 4TH ST | PENDER | 68047 | THURSTON | CUBBYs INC | 9229 MORMON BRIDGE PLZ STE 6 | OMAHA | NE | 68152-1942 | 4 | Currently in Use | 12000 | Steel | Federally Regulated | None | Impressed Current Cathodic Protection | E-10 | 1983 |  |  |  | DOUBLE WALLED, Plastic
6159 | PENDER COMMUNITY STORE | 701 S 4TH ST | PENDER | 68047 | THURSTON | CUBBYs INC | 9229 MORMON BRIDGE PLZ STE 6 | OMAHA | NE | 68152-1942 | 5 | Currently in Use | 12000 | Steel | Federally Regulated | None | Impressed Current Cathodic Protection | Regular Unleaded | 1983 |  |  |  | DOUBLE WALLED, Plastic
6159 | PENDER COMMUNITY STORE | 701 S 4TH ST | PENDER | 68047 | THURSTON | CUBBYs INC | 9229 MORMON BRIDGE PLZ STE 6 | OMAHA | NE | 68152-1942 | 6 | Currently in Use | 12000 | Steel | Federally Regulated | None | Impressed Current Cathodic Protection | Regular Unleaded | 1983 |  |  |  | DOUBLE WALLED, Plastic
4551 | PENDER POWER PLANT | 205 N 3RD ST | PENDER | 68047 | THURSTON | VILLAGE OF PENDER | 205 N 3RD ST | PENDER | NE | 68047 | 1 | Permanently Out of Use | 500 | Steel | Federally Regulated | None | Painted(e.g., asphaltic) | #2 Diesel | 1971 |  |  |  | Steel
4551 | PENDER POWER PLANT | 205 N 3RD ST | PENDER | 68047 | THURSTON | VILLAGE OF PENDER | 205 N 3RD ST | PENDER | NE | 68047 | 2 | Permanently Out of Use | 300 | Steel | Federally Regulated | None | Painted(e.g., asphaltic) | #2 Diesel | 1951 |  |  |  | Steel
8379 | CASEYS GENERAL STORE #1600 | 73461-644 A AVE | PERU | 68421-7700 | NEMAHA | CASEYS RETAIL CO | PO BOX 3001 | ANKENY | IA | 50021-8045 | 1 | Currently in Use | 10000 | Fiberglass Reinforced Plastic | Federally Regulated | Internal Lining(e.g., epoxy resins) | None | Regular Unleaded | 1991 |  |  |  | Fiberglass Reinforced Plastic
8379 | CASEYS GENERAL STORE #1600 | 73461-644 A AVE | PERU | 68421-7700 | NEMAHA | CASEYS RETAIL CO | PO BOX 3001 | ANKENY | IA | 50021-8045 | 2 | Currently in Use | 10000 | Fiberglass Reinforced Plastic | Federally Regulated | Internal Lining(e.g., epoxy resins) | None | Regular Unleaded | 1991 |  |  |  | Fiberglass Reinforced Plastic
8379 | CASEYS GENERAL STORE #1600 | 73461-644 A AVE | PERU | 68421-7700 | NEMAHA | CASEYS RETAIL CO | PO BOX 3001 | ANKENY | IA | 50021-8045 | 3 | Currently in Use | 10000 | Fiberglass Reinforced Plastic | Federally Regulated | Internal Lining(e.g., epoxy resins) | None | #2 Diesel | 1991 |  |  |  | Fiberglass Reinforced Plastic
7180 | PERU STATE COLLEGE/PHYSICAL PLANT | 5TH ST | PERU | 68421 | NEMAHA | PERU STATE COLLEGE | PHYSICAL PLANT PO BOX 10 | PERU | NE | 68421 | 8 | Currently in Use | 30000 | Composite | Federally Regulated | None | Fiberglass Reinforced Plastic Coated | #2 Diesel | 1998 |  |  | Double Walled | Fiberglass Reinforced Plastic, Steel
7180 | PERU STATE COLLEGE/PHYSICAL PLANT | 5TH ST | PERU | 68421 | NEMAHA | PERU STATE COLLEGE | PHYSICAL PLANT PO BOX 10 | PERU | NE | 68421 | 9 | Currently in Use | 6000 | Composite | Federally Regulated | None | Fiberglass Reinforced Plastic Coated | Regular Unleaded | 1998 |  |  | Double Walled | Fiberglass Reinforced Plastic, Steel
4871 | ZABKA SERVICE | 300 S FRONT ST | PETERSBURG | 68652 | BOONE | THOMAS ZABKA | PO BOX 75 | PETERSBURG | NE | 68652 | 3 | Currently in Use | 1000 | Composite | Federally Regulated | None | Fiberglass Reinforced Plastic Coated | Regular Unleaded | 1998 |  |  |  | Fiberglass Reinforced Plastic
4871 | ZABKA SERVICE | 300 S FRONT ST | PETERSBURG | 68652 | BOONE | THOMAS ZABKA | PO BOX 75 | PETERSBURG | NE | 68652 | 4 | Currently in Use | 1000 | Composite | Federally Regulated | None | Fiberglass Reinforced Plastic Coated | Regular Unleaded | 1998 |  |  |  | Fiberglass Reinforced Plastic
3296 | AURORA COOP MURPHY | 905 MURPHY RD | PHILLIPS | 68865 | HAMILTON | AURORA COOPERATIVE ELEVATOR | PO BOX 209 | AURORA | NE | 68818-0209 | 1 | Currently in Use | 2000 | Fiberglass Reinforced Plastic | Federally Regulated | None | None | #2 Diesel | 2005 |  |  |  | Fiberglass Reinforced Plastic
3296 | AURORA COOP MURPHY | 905 MURPHY RD | PHILLIPS | 68865 | HAMILTON | AURORA COOPERATIVE ELEVATOR | PO BOX 209 | AURORA | NE | 68818-0209 | 2 | Currently in Use | 2000 | Fiberglass Reinforced Plastic | Federally Regulated | None | None | E-10 | 2005 |  |  |  | Fiberglass Reinforced Plastic
4202 | W K OTTO | 1304 PHILLIPS SPUR | PHILLIPS | 68865 | HAMILTON | W K OTTO | 1304 PHILLIPS SPUR | PHILLIPS | NE | 68865 | 1 | Permanently Out of Use | 2000 | Steel | Federally Regulated | Unknown | Painted(e.g., asphaltic) | Regular Unleaded | 1976 |  |  |  | Steel
12581 | CASEYS GENERAL STORE #3270 | 309 E WILLOW ST | PIERCE | 68767 | PIERCE | CASEYS RETAIL CO | PO BOX 3001 | ANKENY | IA | 50021-8045 | 1 | Currently in Use | 20000 | Fiberglass Reinforced Plastic | Federally Regulated |  | Double walled | E-10 | 2013 |  |  | Double Walled | Double walled, Fiberglass Reinforced Plastic
12581 | CASEYS GENERAL STORE #3270 | 309 E WILLOW ST | PIERCE | 68767 | PIERCE | CASEYS RETAIL CO | PO BOX 3001 | ANKENY | IA | 50021-8045 | 2 | Currently in Use | 12000 | Fiberglass Reinforced Plastic | Federally Regulated | Double walled |  | Regular Unleaded | 2013 |  |  | Double Walled | Double walled
12581 | CASEYS GENERAL STORE #3270 | 309 E WILLOW ST | PIERCE | 68767 | PIERCE | CASEYS RETAIL CO | PO BOX 3001 | ANKENY | IA | 50021-8045 | 3 | Currently in Use | 8000 | Fiberglass Reinforced Plastic | Federally Regulated | Double walled |  | #2 Diesel | 2013 |  |  | Double Walled | Double walled, Fiberglass Reinforced Plastic
11243 | ONE STOP | 85286 S HWY 13 | PIERCE | 68767 | PIERCE | BAMA LLC | PO BOX 101 | PIERCE | NE | 68167 | 1 | Permanently Out of Use | 10000 | Steel | Federally Regulated | None | Galvanic/Sacrificial Current Cathodic Protection, Painted(e.g., asphaltic) | Regular Unleaded | 1994 |  |  |  | DOUBLE WALLED, Plastic
11243 | ONE STOP | 85286 S HWY 13 | PIERCE | 68767 | PIERCE | BAMA LLC | PO BOX 101 | PIERCE | NE | 68167 | 2 | Permanently Out of Use | 12000 | Fiberglass Reinforced Plastic | Federally Regulated | None | None | #2 Diesel | 2004 |  |  |  | DOUBLE WALLED, Plastic
11243 | ONE STOP | 85286 S HWY 13 | PIERCE | 68767 | PIERCE | BAMA LLC | PO BOX 101 | PIERCE | NE | 68167 | 3 | Permanently Out of Use | 10000 | Fiberglass Reinforced Plastic | Federally Regulated |  |  | E-85 | 2013 |  |  | Double Walled | DOUBLE WALLED, Plastic
11831 | PIERCE HIGH SCHOOL BUS BARN | 201 N SUNSET | PIERCE | 68767 | PIERCE | PIERCE HIGH SCHOOL | 201 N SUNSET | PIERCE | NE | 68767 | 1 | Currently in Use | 2000 | Composite | Federally Regulated | None | Fiberglass Reinforced Plastic Coated | #2 Diesel | 1999
11831 | PIERCE HIGH SCHOOL BUS BARN | 201 N SUNSET | PIERCE | 68767 | PIERCE | PIERCE HIGH SCHOOL | 201 N SUNSET | PIERCE | NE | 68767 | 2 | Currently in Use | 2000 | Composite | Federally Regulated | None | Fiberglass Reinforced Plastic Coated | Regular Unleaded | 1999 |  |  |  | Fiberglass Reinforced Plastic
1860 | THE LIQUOR STORE | 203 W MAIN ST | PIERCE | 68767 | PIERCE | HALBROCK LLC | 203 W MAIN | PIERCE | NE | 68767 | 1 | Currently in Use | 10000 | Steel | Federally Regulated | None | Impressed Current Cathodic Protection, Painted(e.g., asphaltic) | E-10 | 1982 |  |  |  | Steel
1860 | THE LIQUOR STORE | 203 W MAIN ST | PIERCE | 68767 | PIERCE | HALBROCK LLC | 203 W MAIN | PIERCE | NE | 68767 | 2 | Currently in Use | 10000 | Steel | Federally Regulated | None | Impressed Current Cathodic Protection, Painted(e.g., asphaltic) | Regular Unleaded | 1982 |  |  |  | Steel
1860 | THE LIQUOR STORE | 203 W MAIN ST | PIERCE | 68767 | PIERCE | HALBROCK LLC | 203 W MAIN | PIERCE | NE | 68767 | 3 | Currently in Use | 5000 | Steel | Federally Regulated | None | Impressed Current Cathodic Protection, Painted(e.g., asphaltic) | #2 Diesel | 1982 |  |  |  | Steel
7532 | TOMs SERVICE | 332 E MAIN ST | PIERCE | 68767 | PIERCE | TOM'S SERVICE | 332 E MAIN ST | PIERCE | NE | 68767 | 4 | Currently in Use | 2000 | Steel | Federally Regulated | None | Galvanic/Sacrificial Current Cathodic Protection, STIP3 Tank | Regular Unleaded | 1987 |  |  |  | Steel
7532 | TOMs SERVICE | 332 E MAIN ST | PIERCE | 68767 | PIERCE | TOM'S SERVICE | 332 E MAIN ST | PIERCE | NE | 68767 | 5 | Currently in Use | 4000 | Steel | Federally Regulated | None | Galvanic/Sacrificial Current Cathodic Protection, STIP3 Tank | Regular Unleaded | 1987
7532 | TOMs SERVICE | 332 E MAIN ST | PIERCE | 68767 | PIERCE | TOM'S SERVICE | 332 E MAIN ST | PIERCE | NE | 68767 | 6 | Currently in Use | 4000 | Steel | Federally Regulated | None | Galvanic/Sacrificial Current Cathodic Protection, STIP3 Tank | Regular Unleaded | 1987
7532 | TOMs SERVICE | 332 E MAIN ST | PIERCE | 68767 | PIERCE | TOM'S SERVICE | 332 E MAIN ST | PIERCE | NE | 68767 | 7 | Currently in Use | 2000 | Fiberglass Reinforced Plastic | Federally Regulated | None | None | #2 Diesel | 1998 |  |  |  | Fiberglass Reinforced Plastic, Plastic
7532 | TOMs SERVICE | 332 E MAIN ST | PIERCE | 68767 | PIERCE | TOM'S SERVICE | 332 E MAIN ST | PIERCE | NE | 68767 | 8 | Currently in Use | 4000 | Fiberglass Reinforced Plastic | Federally Regulated |  |  | E-95 | 2014 |  |  | Double Walled | Fiberglass Reinforced Plastic
11191 | UNKNOWN | 203 W MAIN | PIERCE | 68767 | PIERCE | GARY CHRISTENSEN | 1944 OTOE | LINCOLN | NE | 68502 | 2 | Permanently Out of Use | 99999 | Unknown | Federally Regulated | Unknown | Unknown | Mixed | 1900 | 1/1/1901 |  |  | Unknown
12677 | PILGER PRIDE | 405 W FIRST ST | PILGER | 68768 | STANTON | PILGER STORE LLC | PO BOX 220 | OSMOND | NE | 68765 | 1 | Currently in Use | 8000 | Fiberglass Reinforced Plastic | Federally Regulated |  |  | #1 Diesel | 2016 |  |  | Double Walled | Plastic
12677 | PILGER PRIDE | 405 W FIRST ST | PILGER | 68768 | STANTON | PILGER STORE LLC | PO BOX 220 | OSMOND | NE | 68765 | 2 | Currently in Use | 8000 | Fiberglass Reinforced Plastic | Federally Regulated |  |  | #2 Diesel, Other->DYED DIESEL | 2016 |  |  | Double Walled | Plastic
12677 | PILGER PRIDE | 405 W FIRST ST | PILGER | 68768 | STANTON | PILGER STORE LLC | PO BOX 220 | OSMOND | NE | 68765 | 3 | Currently in Use | 8000 | Fiberglass Reinforced Plastic | Federally Regulated |  |  | #2 Diesel | 2016 |  |  | Double Walled | Plastic
12677 | PILGER PRIDE | 405 W FIRST ST | PILGER | 68768 | STANTON | PILGER STORE LLC | PO BOX 220 | OSMOND | NE | 68765 | 4 | Currently in Use | 8000 | Steel | Federally Regulated |  |  | Regular Unleaded | 2016 |  |  | Double Walled | Plastic
12677 | PILGER PRIDE | 405 W FIRST ST | PILGER | 68768 | STANTON | PILGER STORE LLC | PO BOX 220 | OSMOND | NE | 68765 | 5 | Currently in Use | 8000 | Fiberglass Reinforced Plastic | Federally Regulated |  |  | , Other->E-98 | 2016 |  |  | Double Walled | Plastic
12677 | PILGER PRIDE | 405 W FIRST ST | PILGER | 68768 | STANTON | PILGER STORE LLC | PO BOX 220 | OSMOND | NE | 68765 | 6 | Currently in Use | 8000 | Steel | Federally Regulated |  |  | Regular Unleaded | 2016 |  |  | Double Walled | Plastic
6480 | CASEYS GENERAL STORE #1160 | 410 E PARK AVE | PLAINVIEW | 68769 | PIERCE | CASEYS RETAIL CO | PO BOX 3001 | ANKENY | IA | 50021-8045 | 3 | Currently in Use | 20000 | Fiberglass Reinforced Plastic | Federally Regulated |  |  | Regular Unleaded | 2012 |  |  | Double Walled | Fiberglass Reinforced Plastic, plus APT Flex
6480 | CASEYS GENERAL STORE #1160 | 410 E PARK AVE | PLAINVIEW | 68769 | PIERCE | CASEYS RETAIL CO | PO BOX 3001 | ANKENY | IA | 50021-8045 | 4 | Currently in Use | 12000 | Fiberglass Reinforced Plastic | Federally Regulated |  |  | Regular Unleaded | 2012 |  |  | Double Walled | And APT Flex, Fiberglass Reinforced Plastic
6480 | CASEYS GENERAL STORE #1160 | 410 E PARK AVE | PLAINVIEW | 68769 | PIERCE | CASEYS RETAIL CO | PO BOX 3001 | ANKENY | IA | 50021-8045 | 5 | Currently in Use | 8000 | Fiberglass Reinforced Plastic | Federally Regulated |  |  | #1 Diesel | 2012 |  |  | Double Walled | And APT Flex, Fiberglass Reinforced Plastic, Plastic
2857 | SPEEDEE MART 2870 PLAINVIEW | 204 W PARK AVE | PLAINVIEW | 68769 | PIERCE | DANCO PLAINVIEW LLC | PO BOX 10 | VALENTINE | NE | 69201 | 1 | Currently in Use | 8000 | Steel | Federally Regulated | None | Impressed Current Cathodic Protection | E-10 | 1984 |  |  |  | Plastic
2857 | SPEEDEE MART 2870 PLAINVIEW | 204 W PARK AVE | PLAINVIEW | 68769 | PIERCE | DANCO PLAINVIEW LLC | PO BOX 10 | VALENTINE | NE | 69201 | 2 | Currently in Use | 8000 | Steel | Federally Regulated | None | Impressed Current Cathodic Protection | Regular Unleaded | 1984 |  |  |  | Plastic
2857 | SPEEDEE MART 2870 PLAINVIEW | 204 W PARK AVE | PLAINVIEW | 68769 | PIERCE | DANCO PLAINVIEW LLC | PO BOX 10 | VALENTINE | NE | 69201 | 3 | Currently in Use | 8000 | Steel | Federally Regulated | None | Impressed Current Cathodic Protection, STIP3 Tank | E-95 | 1987 |  |  |  | Plastic
4112 | STEINKRAUS SERVICE | 602 W LOCUST | PLAINVIEW | 68769 | PIERCE | EUGENE STEINKRAUS | 206 N 4TH ST | PLAINVIEW | NE | 68769 | 1 | Currently in Use | 1000 | Steel | Federally Regulated | None | Galvanic/Sacrificial Current Cathodic Protection | #2 Diesel | 1988 |  |  |  | Steel
4112 | STEINKRAUS SERVICE | 602 W LOCUST | PLAINVIEW | 68769 | PIERCE | EUGENE STEINKRAUS | 206 N 4TH ST | PLAINVIEW | NE | 68769 | 2 | Currently in Use | 4000 | Steel | Federally Regulated | None | Galvanic/Sacrificial Current Cathodic Protection | Regular Unleaded | 1988 |  |  |  | Steel
4112 | STEINKRAUS SERVICE | 602 W LOCUST | PLAINVIEW | 68769 | PIERCE | EUGENE STEINKRAUS | 206 N 4TH ST | PLAINVIEW | NE | 68769 | 3 | Currently in Use | 4000 | Steel | Federally Regulated | None | Galvanic/Sacrificial Current Cathodic Protection | E-85 | 1988 |  |  |  | Steel
4112 | STEINKRAUS SERVICE | 602 W LOCUST | PLAINVIEW | 68769 | PIERCE | EUGENE STEINKRAUS | 206 N 4TH ST | PLAINVIEW | NE | 68769 | 4 | Currently in Use | 1000 | Steel | Federally Regulated | None | Galvanic/Sacrificial Current Cathodic Protection | #2 Diesel | 1988 |  |  |  | Steel
2797 | J & L GENERAL STORE | 321 4TH ST | PLATTE CENTER | 68653 | PLATTE | J & L GENERAL STORE LLC % SCOTT L. LOSEKE | PO BOX 286 | PLATTE CENTER | NE | 68653 | 4 | Currently in Use | 3000 | Steel | Federally Regulated | None | Galvanic/Sacrificial Current Cathodic Protection | #2 Diesel | 1990 |  |  |  | Fiberglass Reinforced Plastic
2797 | J & L GENERAL STORE | 321 4TH ST | PLATTE CENTER | 68653 | PLATTE | J & L GENERAL STORE LLC % SCOTT L. LOSEKE | PO BOX 286 | PLATTE CENTER | NE | 68653 | 5 | Currently in Use | 3000 | Steel | Federally Regulated | None | Galvanic/Sacrificial Current Cathodic Protection | Regular Unleaded | 1990 |  |  |  | Fiberglass Reinforced Plastic
2797 | J & L GENERAL STORE | 321 4TH ST | PLATTE CENTER | 68653 | PLATTE | J & L GENERAL STORE LLC % SCOTT L. LOSEKE | PO BOX 286 | PLATTE CENTER | NE | 68653 | 6 | Currently in Use | 3000 | Steel | Federally Regulated | None | Galvanic/Sacrificial Current Cathodic Protection | Regular Unleaded | 1990 |  |  |  | Fiberglass Reinforced Plastic
7094 | 75 MART | 114 ROCK BLUFF RD | PLATTSMOUTH | 68048 | CASS | WF MANAGEMENT | 9414 CLUBHOUSE CIR | PLATTSMOUTH | NE | 68048 | 1 | Currently in Use | 6000 | Steel | Federally Regulated | None | Galvanic/Sacrificial Current Cathodic Protection, STIP3 Tank | Regular Unleaded | 1989 |  |  |  | Fiberglass Reinforced Plastic
7094 | 75 MART | 114 ROCK BLUFF RD | PLATTSMOUTH | 68048 | CASS | WF MANAGEMENT | 9414 CLUBHOUSE CIR | PLATTSMOUTH | NE | 68048 | 2 | Currently in Use | 6000 | Steel | Federally Regulated | None | Galvanic/Sacrificial Current Cathodic Protection, STIP3 Tank | E-10 | 1989 |  |  |  | Fiberglass Reinforced Plastic
7094 | 75 MART | 114 ROCK BLUFF RD | PLATTSMOUTH | 68048 | CASS | WF MANAGEMENT | 9414 CLUBHOUSE CIR | PLATTSMOUTH | NE | 68048 | 3 | Currently in Use | 4000 | Steel | Federally Regulated | None | Galvanic/Sacrificial Current Cathodic Protection, STIP3 Tank | Regular Unleaded | 1989 |  |  |  | Fiberglass Reinforced Plastic
7094 | 75 MART | 114 ROCK BLUFF RD | PLATTSMOUTH | 68048 | CASS | WF MANAGEMENT | 9414 CLUBHOUSE CIR | PLATTSMOUTH | NE | 68048 | 4 | Currently in Use | 4000 | Composite | Federally Regulated | None | Fiberglass Reinforced Plastic Coated | #2 Diesel | 2004 |  |  |  | Fiberglass Reinforced Plastic
4166 | BETTERWAY TIRE & AUTO | 134 N 6TH ST | PLATTSMOUTH | 68048 | CASS | BETTERWAY TIRE & AUTO | 134 N 6TH ST | PLATTSMOUTH | NE | 68048 | 1 | Currently in Use | 4000 | Steel | Federally Regulated | None | Galvanic/Sacrificial Current Cathodic Protection, STIP3 Tank | Premium Unleaded | 1985 |  |  |  | Fiberglass Reinforced Plastic
4166 | BETTERWAY TIRE & AUTO | 134 N 6TH ST | PLATTSMOUTH | 68048 | CASS | BETTERWAY TIRE & AUTO | 134 N 6TH ST | PLATTSMOUTH | NE | 68048 | 2 | Currently in Use | 4000 | Steel | Federally Regulated | None | Galvanic/Sacrificial Current Cathodic Protection, STIP3 Tank | #2 Diesel | 1985 |  |  |  | Fiberglass Reinforced Plastic
4166 | BETTERWAY TIRE & AUTO | 134 N 6TH ST | PLATTSMOUTH | 68048 | CASS | BETTERWAY TIRE & AUTO | 134 N 6TH ST | PLATTSMOUTH | NE | 68048 | 3 | Currently in Use | 6000 | Steel | Federally Regulated | None | Galvanic/Sacrificial Current Cathodic Protection, STIP3 Tank | Regular Unleaded | 1985 |  |  |  | Fiberglass Reinforced Plastic
6481 | CASEYS GENERAL STORE #1182 | 901 CHICAGO AVE | PLATTSMOUTH | 68048 | CASS | CASEYS RETAIL CO | PO BOX 3001 | ANKENY | IA | 50021-8045 | 3 | Currently in Use | 10000 | Fiberglass Reinforced Plastic | Federally Regulated | None | None | Regular Unleaded | 1994 |  |  |  | Fiberglass Reinforced Plastic
6481 | CASEYS GENERAL STORE #1182 | 901 CHICAGO AVE | PLATTSMOUTH | 68048 | CASS | CASEYS RETAIL CO | PO BOX 3001 | ANKENY | IA | 50021-8045 | 4 | Currently in Use | 10000 | Fiberglass Reinforced Plastic | Federally Regulated | None | None | Regular Unleaded | 1994 |  |  |  | Fiberglass Reinforced Plastic
12702 | CASEYs GENERAL STORE #3529 | 16610 BESTMAN DR | PLATTSMOUTH | 68048 | CASS | CASEYS RETAIL CO | PO BOX 3001 | ANKENY | IA | 50021-8045 | 1 | Currently in Use | 30000 | Fiberglass Reinforced Plastic | Federally Regulated |  |  | E-10 | 2016 |  |  | Double Walled | Plastic
12702 | CASEYs GENERAL STORE #3529 | 16610 BESTMAN DR | PLATTSMOUTH | 68048 | CASS | CASEYS RETAIL CO | PO BOX 3001 | ANKENY | IA | 50021-8045 | 2 | Currently in Use | 14000 | Fiberglass Reinforced Plastic | Federally Regulated |  |  | #1 Diesel | 2016 |  |  | Double Walled | Plastic
12702 | CASEYs GENERAL STORE #3529 | 16610 BESTMAN DR | PLATTSMOUTH | 68048 | CASS | CASEYS RETAIL CO | PO BOX 3001 | ANKENY | IA | 50021-8045 | 3 | Currently in Use | 8000 | Fiberglass Reinforced Plastic | Federally Regulated |  |  | Regular Unleaded | 2016 |  |  | Double Walled | Plastic
12702 | CASEYs GENERAL STORE #3529 | 16610 BESTMAN DR | PLATTSMOUTH | 68048 | CASS | CASEYS RETAIL CO | PO BOX 3001 | ANKENY | IA | 50021-8045 | 4 | Currently in Use | 8000 | Fiberglass Reinforced Plastic | Federally Regulated |  |  | Premium Unleaded | 2016 |  |  | 360 Excavation Liner | Plastic
11486 | CASEYs GENERAL STORE #3999 | 109 ROCK BLUFF RD | PLATTSMOUTH | 68048 | CASS | CASEYS RETAIL CO | PO BOX 3001 | ANKENY | IA | 50021-8045 | 1 | Currently in Use | 10000 | Fiberglass Reinforced Plastic | Federally Regulated | None | None | Regular Unleaded | 1996 |  |  |  | Fiberglass Reinforced Plastic
11486 | CASEYs GENERAL STORE #3999 | 109 ROCK BLUFF RD | PLATTSMOUTH | 68048 | CASS | CASEYS RETAIL CO | PO BOX 3001 | ANKENY | IA | 50021-8045 | 2 | Currently in Use | 10000 | Fiberglass Reinforced Plastic | Federally Regulated | None | None | Regular Unleaded | 1996 |  |  |  | Fiberglass Reinforced Plastic
11486 | CASEYs GENERAL STORE #3999 | 109 ROCK BLUFF RD | PLATTSMOUTH | 68048 | CASS | CASEYS RETAIL CO | PO BOX 3001 | ANKENY | IA | 50021-8045 | 3 | Currently in Use | 6000 | Fiberglass Reinforced Plastic | Federally Regulated | None | None | Regular Unleaded | 1996 |  |  |  | Fiberglass Reinforced Plastic
11486 | CASEYs GENERAL STORE #3999 | 109 ROCK BLUFF RD | PLATTSMOUTH | 68048 | CASS | CASEYS RETAIL CO | PO BOX 3001 | ANKENY | IA | 50021-8045 | 4 | Currently in Use | 5000 | Fiberglass Reinforced Plastic | Federally Regulated | None | None | #2 Diesel | 1996 |  |  |  | Fiberglass Reinforced Plastic
2176 | CENTRAL WI FOLIAGE INC | INDIAN RD PO BOX 314 | PLATTSMOUTH | 68048-0314 | CASS | WINDY HILL FOLIAGE INC | INDIAN RD | PLATTSMOUTH | NE | 68048 | 1 | Permanently Out of Use | 10000 | Steel | Federally Regulated | Unknown | Fiberglass Reinforced Plastic Coated | #2 Diesel | 1982 |  |  |  | Steel
11841 | HY-VEE GAS | 2401 OAK HILL RD | PLATTSMOUTH | 68048 | CASS | HY VEE INC | 5820 WESTOWN PKWY | WEST DES MOINES | IA | 50266 | 1 | Currently in Use | 12000 | Fiberglass Reinforced Plastic | Federally Regulated | None | None | E-10 | 1999 |  |  |  | Plastic
11841 | HY-VEE GAS | 2401 OAK HILL RD | PLATTSMOUTH | 68048 | CASS | HY VEE INC | 5820 WESTOWN PKWY | WEST DES MOINES | IA | 50266 | 2 | Currently in Use | 10000 | Fiberglass Reinforced Plastic | Federally Regulated | None | None | Regular Unleaded | 1999 |  |  |  | Plastic
11841 | HY-VEE GAS | 2401 OAK HILL RD | PLATTSMOUTH | 68048 | CASS | HY VEE INC | 5820 WESTOWN PKWY | WEST DES MOINES | IA | 50266 | 3 | Currently in Use | 8000 | Fiberglass Reinforced Plastic | Federally Regulated | None | None | Regular Unleaded | 1999 |  |  |  | Plastic
11841 | HY-VEE GAS | 2401 OAK HILL RD | PLATTSMOUTH | 68048 | CASS | HY VEE INC | 5820 WESTOWN PKWY | WEST DES MOINES | IA | 50266 | 4 | Currently in Use | 6000 | Fiberglass Reinforced Plastic | Federally Regulated | None | None | #2 Diesel | 1999 |  |  |  | Plastic
982 | PLATTSMOUTH VOL FIRE DEPT | 127 N 5TH ST | PLATTSMOUTH | 68048 | CASS | CITY OF PLATTSMOUTH | 136 N 5TH ST | PLATTSMOUTH | NE | 68048-1922 | 2 | Currently in Use | 500 | Composite | Federally Regulated | None | Fiberglass Reinforced Plastic Coated | Regular Unleaded | 1994 |  |  |  | Fiberglass Reinforced Plastic
982 | PLATTSMOUTH VOL FIRE DEPT | 127 N 5TH ST | PLATTSMOUTH | 68048 | CASS | CITY OF PLATTSMOUTH | 136 N 5TH ST | PLATTSMOUTH | NE | 68048-1922 | 3 | Currently in Use | 500 | Composite | Federally Regulated | None | Fiberglass Reinforced Plastic Coated | #2 Diesel | 1994 |  |  |  | Fiberglass Reinforced Plastic
1935 | SUPERIOR MART | 906 WEBSTER BLVD | PLATTSMOUTH | 68048 | CASS | BABAR BASHIR ABID AZIZ LLC | 3874 HAMILTON ST | OMAHA | NE | 68131 | 1 | Currently in Use | 12000 | Steel | Federally Regulated | None | Galvanic/Sacrificial Current Cathodic Protection, STIP3 Tank | E-87 | 1989 |  |  |  | Fiberglass Reinforced Plastic
1935 | SUPERIOR MART | 906 WEBSTER BLVD | PLATTSMOUTH | 68048 | CASS | BABAR BASHIR ABID AZIZ LLC | 3874 HAMILTON ST | OMAHA | NE | 68131 | 2 | Currently in Use | 8000 | Steel | Federally Regulated | None | Galvanic/Sacrificial Current Cathodic Protection, STIP3 Tank | Regular Unleaded | 1989 |  |  |  | Fiberglass Reinforced Plastic
1935 | SUPERIOR MART | 906 WEBSTER BLVD | PLATTSMOUTH | 68048 | CASS | BABAR BASHIR ABID AZIZ LLC | 3874 HAMILTON ST | OMAHA | NE | 68131 | 3 | Currently in Use | 4000 | Steel | Federally Regulated | None | Galvanic/Sacrificial Current Cathodic Protection, STIP3 Tank | Premium Unleaded | 1989 |  |  |  | Fiberglass Reinforced Plastic
1935 | SUPERIOR MART | 906 WEBSTER BLVD | PLATTSMOUTH | 68048 | CASS | BABAR BASHIR ABID AZIZ LLC | 3874 HAMILTON ST | OMAHA | NE | 68131 | 4 | Currently in Use | 4000 | Composite | Federally Regulated |  | Fiberglass Reinforced Plastic Coated, Galvanic/Sacrificial Current Cathodic Protection | #2 Diesel | 1995 |  |  |  | Fiberglass Reinforced Plastic
6624 | RIVER STOP LLC | 110 E ELM ST | PLEASANTON | 68866 | BUFFALO | RIVER STOP LLC | PO BOX 66 | PLEASANTON | NE | 68866 | 2 | Currently in Use | 4000 | Fiberglass Reinforced Plastic | Federally Regulated | None | None | E-10 | 1992 |  |  |  | Fiberglass Reinforced Plastic
6624 | RIVER STOP LLC | 110 E ELM ST | PLEASANTON | 68866 | BUFFALO | RIVER STOP LLC | PO BOX 66 | PLEASANTON | NE | 68866 | 3 | Currently in Use | 4000 | Fiberglass Reinforced Plastic | Federally Regulated | None | None | #2 Diesel | 1992 |  |  |  | Double walled, Plastic
2152 | TROTTER SERVICE | 112 N SYCAMORE | PLEASANTON | 68866 | BUFFALO | TROTTER INC | PO BOX 158 | ARCADIA | NE | 68815 | 5 | Currently in Use | 3000 | Fiberglass Reinforced Plastic | Federally Regulated | Internal Lining(e.g., epoxy resins) | Fiberglass Reinforced Plastic Coated | Regular Unleaded | 1998 |  |  | Double Walled | Plastic
2152 | TROTTER SERVICE | 112 N SYCAMORE | PLEASANTON | 68866 | BUFFALO | TROTTER INC | PO BOX 158 | ARCADIA | NE | 68815 | 6 | Currently in Use | 3000 | Fiberglass Reinforced Plastic | Federally Regulated | Internal Lining(e.g., epoxy resins) | Fiberglass Reinforced Plastic Coated | E-10 | 1998 |  |  | Double Walled | Plastic
2152 | TROTTER SERVICE | 112 N SYCAMORE | PLEASANTON | 68866 | BUFFALO | TROTTER INC | PO BOX 158 | ARCADIA | NE | 68815 | 7 | Currently in Use | 3000 | Fiberglass Reinforced Plastic | Federally Regulated | Internal Lining(e.g., epoxy resins) | Fiberglass Reinforced Plastic Coated | #2 Diesel | 1998 |  |  | Double Walled | Plastic
3109 | FARMERS COOPERATIVE - PLYMOUTH | 216 E HWY 4 | PLYMOUTH | 68424 | JEFFERSON | FARMERS COOPERATIVE | PO BOX 263 | DORCHESTER | NE | 68343-0263 | 1 | Currently in Use | 10000 | Steel | Federally Regulated | Internal Lining(e.g., epoxy resins) | Painted(e.g., asphaltic) | E-10 | 1984 |  |  |  | Plastic, Steel
3109 | FARMERS COOPERATIVE - PLYMOUTH | 216 E HWY 4 | PLYMOUTH | 68424 | JEFFERSON | FARMERS COOPERATIVE | PO BOX 263 | DORCHESTER | NE | 68343-0263 | 2 | Currently in Use | 10000 | Steel | Federally Regulated | Internal Lining(e.g., epoxy resins) | Painted(e.g., asphaltic) | Regular Unleaded | 1984 |  |  |  | Plastic, Steel
3109 | FARMERS COOPERATIVE - PLYMOUTH | 216 E HWY 4 | PLYMOUTH | 68424 | JEFFERSON | FARMERS COOPERATIVE | PO BOX 263 | DORCHESTER | NE | 68343-0263 | 3 | Currently in Use | 10000 | Steel | Federally Regulated | Internal Lining(e.g., epoxy resins) | Painted(e.g., asphaltic) | #2 Diesel | 1984 |  |  |  | Plastic, Steel
5450 | CENTRAL VALLEY AG COOP | 465 PARK AVE | POLK | 68654 | POLK | CENTRAL VALLEY AG COOP | PO BOX 429 | YORK | NE | 68467 | 5 | Currently in Use | 8000 | Steel | Federally Regulated | None | Galvanic/Sacrificial Current Cathodic Protection, Painted(e.g., asphaltic), STIP3 Tank | Regular Unleaded | 1998 |  |  |  | Fiberglass Reinforced Plastic
5450 | CENTRAL VALLEY AG COOP | 465 PARK AVE | POLK | 68654 | POLK | CENTRAL VALLEY AG COOP | PO BOX 429 | YORK | NE | 68467 | 6 | Currently in Use | 8000 | Steel | Federally Regulated | None | Galvanic/Sacrificial Current Cathodic Protection, Painted(e.g., asphaltic), STIP3 Tank | Regular Unleaded | 1998 |  |  |  | Fiberglass Reinforced Plastic
5450 | CENTRAL VALLEY AG COOP | 465 PARK AVE | POLK | 68654 | POLK | CENTRAL VALLEY AG COOP | PO BOX 429 | YORK | NE | 68467 | 7 | Currently in Use | 4000 | Steel | Federally Regulated | None | Galvanic/Sacrificial Current Cathodic Protection, Painted(e.g., asphaltic), STIP3 Tank | #2 Diesel | 1998 |  |  |  | Fiberglass Reinforced Plastic
3731 | BAZ MART LLC | 201 S HIGHWAY 12 | PONCA | 68770 | DIXON | ZAID RASHIR | 201 S HIGHWAY 12 | PONCA | NE | 68770 | 1 | Currently in Use | 10000 | Steel | Federally Regulated | None | Galvanic/Sacrificial Current Cathodic Protection, STIP3 Tank | E-10 | 1990
3731 | BAZ MART LLC | 201 S HIGHWAY 12 | PONCA | 68770 | DIXON | ZAID RASHIR | 201 S HIGHWAY 12 | PONCA | NE | 68770 | 2 | Currently in Use | 10000 | Steel | Federally Regulated | None | Galvanic/Sacrificial Current Cathodic Protection, STIP3 Tank | Regular Unleaded | 1990
3731 | BAZ MART LLC | 201 S HIGHWAY 12 | PONCA | 68770 | DIXON | ZAID RASHIR | 201 S HIGHWAY 12 | PONCA | NE | 68770 | 3 | Currently in Use | 4000 | Steel | Federally Regulated | None | Galvanic/Sacrificial Current Cathodic Protection, STIP3 Tank | #2 Diesel | 1990
5789 | PONCA COOPERATIVE LLC | 59140 HWY 12 | PONCA | 68770 | DIXON | PONCA COOPERATIVE LLC | 59140 HWY 12 | PONCA | NE | 68770 | 4 | Currently in Use | 4000 | Steel | Federally Regulated | None | Galvanic/Sacrificial Current Cathodic Protection, STIP3 Tank | #2 Diesel | 1998 |  |  |  | Fiberglass Reinforced Plastic
5789 | PONCA COOPERATIVE LLC | 59140 HWY 12 | PONCA | 68770 | DIXON | PONCA COOPERATIVE LLC | 59140 HWY 12 | PONCA | NE | 68770 | 5 | Currently in Use | 4000 | Steel | Federally Regulated | None | Galvanic/Sacrificial Current Cathodic Protection, STIP3 Tank | Regular Unleaded | 1998 |  |  |  | Fiberglass Reinforced Plastic
5789 | PONCA COOPERATIVE LLC | 59140 HWY 12 | PONCA | 68770 | DIXON | PONCA COOPERATIVE LLC | 59140 HWY 12 | PONCA | NE | 68770 | 6 | Currently in Use | 4000 | Steel | Federally Regulated | None | Galvanic/Sacrificial Current Cathodic Protection, STIP3 Tank | Regular Unleaded | 1998 |  |  |  | Fiberglass Reinforced Plastic
4401 | KENNETH MERSCHEIM | 1323 SHERMAN ST | POTTER | 69156 | CHEYENNE | KENNETH MERSCHEIM | 1323 SHERMAN ST | POTTER | NE | 69156 | 1 | Permanently Out of Use | 2000 | Steel | Federally Regulated | None | Painted(e.g., asphaltic) | #2 Diesel | 1980 |  |  |  | Steel
4401 | KENNETH MERSCHEIM | 1323 SHERMAN ST | POTTER | 69156 | CHEYENNE | KENNETH MERSCHEIM | 1323 SHERMAN ST | POTTER | NE | 69156 | 2 | Permanently Out of Use | 500 | Steel | Federally Regulated | None | Painted(e.g., asphaltic) | Regular Unleaded | 1980 |  |  |  | Steel
5195 | PRAGUE PUBLIC SCHOOL (FORMER) | 201 MORAVIA ST | PRAGUE | 68050 | SAUNDERS | DANIEL HOVLOVIC | PO BOX 143 | PRAGUE | NE | 68050 | 4 | Currently in Use | 3000 | Fiberglass Reinforced Plastic | Heating Oil | None | None | Heating Oil 1 | 1998 |  |  |  | Fiberglass Reinforced Plastic
11723 | PRAGUE QUIK STOP | 614 W HIGHWAY AVE | PRAGUE | 68050 | SAUNDERS | MARTIN HALE ENTERPRISES LLC | 2550 IDAHO ST | FREMONT | NE | 68025 | 1 | Currently in Use | 10000 | Fiberglass Reinforced Plastic | Federally Regulated | None | None | Regular Unleaded | 1998 |  |  |  | Fiberglass Reinforced Plastic
11723 | PRAGUE QUIK STOP | 614 W HIGHWAY AVE | PRAGUE | 68050 | SAUNDERS | MARTIN HALE ENTERPRISES LLC | 2550 IDAHO ST | FREMONT | NE | 68025 | 2 | Currently in Use | 8000 | Fiberglass Reinforced Plastic | Federally Regulated | None | None | Regular Unleaded | 1998 |  |  |  | Fiberglass Reinforced Plastic
11723 | PRAGUE QUIK STOP | 614 W HIGHWAY AVE | PRAGUE | 68050 | SAUNDERS | MARTIN HALE ENTERPRISES LLC | 2550 IDAHO ST | FREMONT | NE | 68025 | 3 | Currently in Use | 6000 | Fiberglass Reinforced Plastic | Federally Regulated | None | None | #2 Diesel | 1998 |  |  |  | Fiberglass Reinforced Plastic
8246 | BODE FARMS | RR 1 | RAEVILLE | 68652 | BOONE | BODE FARMS | RR 1 BOX 2 | RAEVILLE | NE | 68652 | 1 | Permanently Out of Use | 560 | Steel | Federally Regulated | None | None | Empty | 1960 | 12/1/1979 |  |  | Steel
8246 | BODE FARMS | RR 1 | RAEVILLE | 68652 | BOONE | BODE FARMS | RR 1 BOX 2 | RAEVILLE | NE | 68652 | 2 | Permanently Out of Use | 400 | Steel | Federally Regulated | None | None | Empty | 1960 | 12/1/1979 |  |  | Steel
7454 | FOOD MART | 8204 HARRISON ST | RALSTON | 68128-2916 | DOUGLAS | RALSTON MANAGEMENT GROUP LLC | 13506 S 22ND ST | BELLEVUE | NE | 68123 | 1 | Currently in Use | 12000 | Steel | Federally Regulated | None | Galvanic/Sacrificial Current Cathodic Protection, STIP3 Tank | Regular Unleaded | 1987 |  |  |  | Fiberglass Reinforced Plastic
7454 | FOOD MART | 8204 HARRISON ST | RALSTON | 68128-2916 | DOUGLAS | RALSTON MANAGEMENT GROUP LLC | 13506 S 22ND ST | BELLEVUE | NE | 68123 | 2 | Currently in Use | 10000 | Steel | Federally Regulated | None | Galvanic/Sacrificial Current Cathodic Protection, STIP3 Tank | Regular Unleaded | 1987 |  |  |  | Fiberglass Reinforced Plastic
7454 | FOOD MART | 8204 HARRISON ST | RALSTON | 68128-2916 | DOUGLAS | RALSTON MANAGEMENT GROUP LLC | 13506 S 22ND ST | BELLEVUE | NE | 68123 | 3 | Currently in Use | 6000 | Steel | Federally Regulated | None | Galvanic/Sacrificial Current Cathodic Protection, STIP3 Tank | Regular Unleaded | 1987 |  |  |  | Fiberglass Reinforced Plastic
7454 | FOOD MART | 8204 HARRISON ST | RALSTON | 68128-2916 | DOUGLAS | RALSTON MANAGEMENT GROUP LLC | 13506 S 22ND ST | BELLEVUE | NE | 68123 | 4 | Currently in Use | 6000 | Steel | Federally Regulated | None | Galvanic/Sacrificial Current Cathodic Protection, STIP3 Tank | #2 Diesel | 1995 |  |  |  | Fiberglass Reinforced Plastic
12153 | KWIK SHOP #672 | 5208 S 72ND ST | RALSTON | 68127 | DOUGLAS | KWIK SHOP INC | 165 FLANDERS RD | WESTBOROUGH | MA | 1581 | 1 | Currently in Use | 15000 | Fiberglass Reinforced Plastic | Federally Regulated | None | None | E-10 | 2002 |  |  | Double Walled | Plastic
12153 | KWIK SHOP #672 | 5208 S 72ND ST | RALSTON | 68127 | DOUGLAS | KWIK SHOP INC | 165 FLANDERS RD | WESTBOROUGH | MA | 1581 | 2 | Currently in Use | 10000 | Fiberglass Reinforced Plastic | Federally Regulated | None | None | E-10 | 2002 |  |  | Double Walled | Plastic
12153 | KWIK SHOP #672 | 5208 S 72ND ST | RALSTON | 68127 | DOUGLAS | KWIK SHOP INC | 165 FLANDERS RD | WESTBOROUGH | MA | 1581 | 3 | Currently in Use | 8000 | Fiberglass Reinforced Plastic | Federally Regulated | None | None | #2 Diesel | 2002 |  |  | Double Walled | Plastic
12153 | KWIK SHOP #672 | 5208 S 72ND ST | RALSTON | 68127 | DOUGLAS | KWIK SHOP INC | 165 FLANDERS RD | WESTBOROUGH | MA | 1581 | 4 | Currently in Use | 7000 | Fiberglass Reinforced Plastic | Federally Regulated | None | None | Premium Unleaded | 2002 |  |  | Double Walled | Plastic
7375 | MEGA SAVER | 7210 HARRISON | RALSTON | 68128 | DOUGLAS | TFL INC | 202 S 73RD ST | OMAHA | NE | 68114-4616 | 1 | Currently in Use | 8000 | Steel | Federally Regulated | None | Impressed Current Cathodic Protection, STIP3 Tank | E-10 | 1986 |  |  |  | Fiberglass Reinforced Plastic
7364 | MEGA SAVER | 4725 S 77TH AVE | RALSTON | 68127 | DOUGLAS | TFL INC | 202 S 73RD ST | OMAHA | NE | 68114-4616 | 1 | Currently in Use | 10000 | Fiberglass Reinforced Plastic | Federally Regulated | None | None | Regular Unleaded | 1985 |  |  |  | Fiberglass Reinforced Plastic
7364 | MEGA SAVER | 4725 S 77TH AVE | RALSTON | 68127 | DOUGLAS | TFL INC | 202 S 73RD ST | OMAHA | NE | 68114-4616 | 2 | Currently in Use | 10000 | Fiberglass Reinforced Plastic | Federally Regulated | None | None | Regular Unleaded | 1985 |  |  |  | Fiberglass Reinforced Plastic
7375 | MEGA SAVER | 7210 HARRISON | RALSTON | 68128 | DOUGLAS | TFL INC | 202 S 73RD ST | OMAHA | NE | 68114-4616 | 2 | Currently in Use | 6000 | Steel | Federally Regulated | None | Impressed Current Cathodic Protection, STIP3 Tank | Regular Unleaded | 1986 |  |  |  | Fiberglass Reinforced Plastic
7375 | MEGA SAVER | 7210 HARRISON | RALSTON | 68128 | DOUGLAS | TFL INC | 202 S 73RD ST | OMAHA | NE | 68114-4616 | 3 | Currently in Use | 6000 | Steel | Federally Regulated | None | Impressed Current Cathodic Protection, STIP3 Tank | Regular Unleaded | 1986 |  |  |  | Fiberglass Reinforced Plastic
5386 | RALSTON FUEL & SERVICE | 7701 MAIN ST | RALSTON | 68127 | DOUGLAS | RALSTON AUTOMOTIVE INC | 7636 MAIN STREET | RALSTON | NE | 68127 | 1 | Currently in Use | 4000 | Steel | Federally Regulated | None | Galvanic/Sacrificial Current Cathodic Protection, STIP3 Tank | #2 Diesel | 1989
5386 | RALSTON FUEL & SERVICE | 7701 MAIN ST | RALSTON | 68127 | DOUGLAS | RALSTON AUTOMOTIVE INC | 7636 MAIN STREET | RALSTON | NE | 68127 | 2 | Currently in Use | 4000 | Steel | Federally Regulated | None | Galvanic/Sacrificial Current Cathodic Protection, STIP3 Tank | E-10 | 1989
5386 | RALSTON FUEL & SERVICE | 7701 MAIN ST | RALSTON | 68127 | DOUGLAS | RALSTON AUTOMOTIVE INC | 7636 MAIN STREET | RALSTON | NE | 68127 | 3 | Currently in Use | 6000 | Steel | Federally Regulated | None | Galvanic/Sacrificial Current Cathodic Protection, STIP3 Tank | Regular Unleaded | 1989
3404 | BERNERS SERVICE | 211 E HWY 20 | RANDOLPH | 68771 | CEDAR | BRUNSSEN REPAIR | PO BOX 44 | RANDOLPH | NE | 68771 | 1 | Permanently Out of Use | 6000 | Steel | Federally Regulated | None | Galvanic/Sacrificial Current Cathodic Protection, STIP3 Tank | E-85 | 1989 | 12/1/2022 |  |  | Fiberglass Reinforced Plastic
3404 | BERNERS SERVICE | 211 E HWY 20 | RANDOLPH | 68771 | CEDAR | BRUNSSEN REPAIR | PO BOX 44 | RANDOLPH | NE | 68771 | 2 | Permanently Out of Use | 6000 | Steel | Federally Regulated | None | Galvanic/Sacrificial Current Cathodic Protection, STIP3 Tank | Regular Unleaded | 1989 | 12/1/2022 |  |  | Fiberglass Reinforced Plastic
3404 | BERNERS SERVICE | 211 E HWY 20 | RANDOLPH | 68771 | CEDAR | BRUNSSEN REPAIR | PO BOX 44 | RANDOLPH | NE | 68771 | 3 | Permanently Out of Use | 6000 | Steel | Federally Regulated | None | Galvanic/Sacrificial Current Cathodic Protection, STIP3 Tank | #2 Diesel | 1989 | 12/1/2022 |  |  | Fiberglass Reinforced Plastic
3404 | BERNERS SERVICE | 211 E HWY 20 | RANDOLPH | 68771 | CEDAR | BRUNSSEN REPAIR | PO BOX 44 | RANDOLPH | NE | 68771 | 4 | Permanently Out of Use | 6000 | Steel | Federally Regulated | None | Galvanic/Sacrificial Current Cathodic Protection, Painted(e.g., asphaltic) | #2 Diesel | 1994 | 12/1/2022 |  |  | Fiberglass Reinforced Plastic
11402 | CARDINAL EXPRESS | 518 W BROADWAY ST | RANDOLPH | 68771 | CEDAR | US 20 LLC | PO BOX 220 | OSMOND | NE | 68765 | 3 | Currently in Use | 6000 | Fiberglass Reinforced Plastic | Federally Regulated |  |  | Regular Unleaded | 2019 |  |  | Double Walled | Plastic
11402 | CARDINAL EXPRESS | 518 W BROADWAY ST | RANDOLPH | 68771 | CEDAR | US 20 LLC | PO BOX 220 | OSMOND | NE | 68765 | 4 | Currently in Use | 4000 | Fiberglass Reinforced Plastic | Federally Regulated |  |  | E-98 | 2019 |  |  | Double Walled | Plastic
5959 | JERRYs HILLTOP SERVICE | 86420 HIGHWAY 81 | RANDOLPH | 68771-5731 | PIERCE | JERRYs HILLTOP SERVICE | 86420 HIGHWAY 81 | RANDOLPH | NE | 68771 | 6 | Currently in Use | 10000 | Fiberglass Reinforced Plastic | Federally Regulated | None | None | E-10 | 1998 |  |  |  | Fiberglass Reinforced Plastic
5959 | JERRYs HILLTOP SERVICE | 86420 HIGHWAY 81 | RANDOLPH | 68771-5731 | PIERCE | JERRYs HILLTOP SERVICE | 86420 HIGHWAY 81 | RANDOLPH | NE | 68771 | 7 | Currently in Use | 6000 | Fiberglass Reinforced Plastic | Federally Regulated | None | None | #2 Diesel | 1998 |  |  |  | Fiberglass Reinforced Plastic
4703 | RANDOLPH FARM SUPPLY WEST | 55760 HWY 20 | RANDOLPH | 68771 | CEDAR | RANDOLPH FARM SUPPLY INC | 550 W JACKSON ST | RANDOLPH | NE | 68771 | 4 | Currently in Use | 4000 | Fiberglass Reinforced Plastic | Federally Regulated | None | None | #1 Diesel | 1996 |  |  |  | Plastic
4703 | RANDOLPH FARM SUPPLY WEST | 55760 HWY 20 | RANDOLPH | 68771 | CEDAR | RANDOLPH FARM SUPPLY INC | 550 W JACKSON ST | RANDOLPH | NE | 68771 | 5 | Currently in Use | 4000 | Fiberglass Reinforced Plastic | Federally Regulated | None | None | Regular Unleaded | 1996 |  |  |  | Plastic
4703 | RANDOLPH FARM SUPPLY WEST | 55760 HWY 20 | RANDOLPH | 68771 | CEDAR | RANDOLPH FARM SUPPLY INC | 550 W JACKSON ST | RANDOLPH | NE | 68771 | 6 | Currently in Use | 4000 | Fiberglass Reinforced Plastic | Federally Regulated | None | None | Regular Unleaded | 1996 |  |  |  | Plastic
5003 | WEYHRICH SERVICE | LOTS 6,7,8 OT | RANDOLPH | 68771 | CEDAR | WEYHRICH SERVICE | PO BOX 427 | RANDOLPH | NE | 68771 | 1 | Permanently Out of Use | 6000 | Steel | Federally Regulated | Unknown | Painted(e.g., asphaltic) | Regular Unleaded | 1956 |  |  |  | Steel
5003 | WEYHRICH SERVICE | LOTS 6,7,8 OT | RANDOLPH | 68771 | CEDAR | WEYHRICH SERVICE | PO BOX 427 | RANDOLPH | NE | 68771 | 2 | Permanently Out of Use | 4000 | Steel | Federally Regulated | Unknown | Painted(e.g., asphaltic) | #2 Diesel | 1956 |  |  |  | Steel
5003 | WEYHRICH SERVICE | LOTS 6,7,8 OT | RANDOLPH | 68771 | CEDAR | WEYHRICH SERVICE | PO BOX 427 | RANDOLPH | NE | 68771 | 3 | Permanently Out of Use | 3000 | Steel | Federally Regulated | Unknown | Painted(e.g., asphaltic) | #2 Diesel | 1956 |  |  |  | Steel
5003 | WEYHRICH SERVICE | LOTS 6,7,8 OT | RANDOLPH | 68771 | CEDAR | WEYHRICH SERVICE | PO BOX 427 | RANDOLPH | NE | 68771 | 4 | Permanently Out of Use | 3000 | Steel | Federally Regulated | Unknown | Painted(e.g., asphaltic) | Regular Unleaded | 1956 |  |  |  | Steel
5003 | WEYHRICH SERVICE | LOTS 6,7,8 OT | RANDOLPH | 68771 | CEDAR | WEYHRICH SERVICE | PO BOX 427 | RANDOLPH | NE | 68771 | 5 | Permanently Out of Use | 1000 | Steel | Federally Regulated | Unknown | Painted(e.g., asphaltic) | Regular Unleaded | 1956 |  |  |  | Steel
5003 | WEYHRICH SERVICE | LOTS 6,7,8 OT | RANDOLPH | 68771 | CEDAR | WEYHRICH SERVICE | PO BOX 427 | RANDOLPH | NE | 68771 | 6 | Permanently Out of Use | 550 | Steel | Federally Regulated | Unknown | Painted(e.g., asphaltic) | Regular Unleaded | 1966 |  |  |  | Steel
5003 | WEYHRICH SERVICE | LOTS 6,7,8 OT | RANDOLPH | 68771 | CEDAR | WEYHRICH SERVICE | PO BOX 427 | RANDOLPH | NE | 68771 | 7 | Permanently Out of Use | 550 | Steel | Federally Regulated | Unknown | Painted(e.g., asphaltic) | Regular Unleaded | 1936 |  |  |  | Steel
5003 | WEYHRICH SERVICE | LOTS 6,7,8 OT | RANDOLPH | 68771 | CEDAR | WEYHRICH SERVICE | PO BOX 427 | RANDOLPH | NE | 68771 | 8 | Permanently Out of Use | 550 | Steel | Federally Regulated | Unknown | Painted(e.g., asphaltic) | Regular Unleaded | 1982 |  |  |  | Steel
140 | FARMERS COOPERATIVE ASSOCIATION | 35885 RAVENNA RD | RAVENNA | 68869 | BUFFALO | FARMERS COOPERATIVE OF RAVENNA NE | PO BOX 170 | RAVENNA | NE | 68869 | 1 | Currently in Use | 4000 | Steel | Federally Regulated | None | Galvanic/Sacrificial Current Cathodic Protection, STIP3 Tank | E-85 | 1987 |  |  |  | Double walled, Plastic
140 | FARMERS COOPERATIVE ASSOCIATION | 35885 RAVENNA RD | RAVENNA | 68869 | BUFFALO | FARMERS COOPERATIVE OF RAVENNA NE | PO BOX 170 | RAVENNA | NE | 68869 | 2 | Currently in Use | 6000 | Steel | Federally Regulated | None | Galvanic/Sacrificial Current Cathodic Protection, STIP3 Tank | #2 Diesel, Other->Roadmaster Diesel | 1989 |  |  |  | Fiberglass Reinforced Plastic, Plastic, Two kinds of piping is correct
140 | FARMERS COOPERATIVE ASSOCIATION | 35885 RAVENNA RD | RAVENNA | 68869 | BUFFALO | FARMERS COOPERATIVE OF RAVENNA NE | PO BOX 170 | RAVENNA | NE | 68869 | 3 | Currently in Use | 6000 | Steel | Federally Regulated | None | Galvanic/Sacrificial Current Cathodic Protection, STIP3 Tank | Regular Unleaded | 1989 |  |  |  | Fiberglass Reinforced Plastic, Plastic, Two kinds of piping is correct
140 | FARMERS COOPERATIVE ASSOCIATION | 35885 RAVENNA RD | RAVENNA | 68869 | BUFFALO | FARMERS COOPERATIVE OF RAVENNA NE | PO BOX 170 | RAVENNA | NE | 68869 | 4 | Currently in Use | 6000 | Steel | Federally Regulated | None | Galvanic/Sacrificial Current Cathodic Protection, STIP3 Tank | E-10 | 1989 |  |  |  | Fiberglass Reinforced Plastic, Plastic, Two kinds of piping is correct
140 | FARMERS COOPERATIVE ASSOCIATION | 35885 RAVENNA RD | RAVENNA | 68869 | BUFFALO | FARMERS COOPERATIVE OF RAVENNA NE | PO BOX 170 | RAVENNA | NE | 68869 | 5 | Currently in Use | 10000 | Composite | Federally Regulated | None | Fiberglass Reinforced Plastic Coated, Galvanic/Sacrificial Current Cathodic Protection | #2 Diesel, Other->Roadmaster Diesel | 2007 |  |  | Double Walled | Double walled, Plastic
3681 | FILL-N-CHILL #004 | 401 GRAND AVE | RAVENNA | 68869 | BUFFALO | HOFF BROS INC | 305 N HASTINGS AVE STE 201 | HASTINGS | NE | 68901 | 1 | Currently in Use | 10000 | Steel | Federally Regulated | Unknown | Galvanic/Sacrificial Current Cathodic Protection, Painted(e.g., asphaltic) | Regular Unleaded | 1988 |  |  |  | Fiberglass Reinforced Plastic
3681 | FILL-N-CHILL #004 | 401 GRAND AVE | RAVENNA | 68869 | BUFFALO | HOFF BROS INC | 305 N HASTINGS AVE STE 201 | HASTINGS | NE | 68901 | 2 | Currently in Use | 10000 | Steel | Federally Regulated | Unknown | Galvanic/Sacrificial Current Cathodic Protection, Painted(e.g., asphaltic) | E-10 | 1988 |  |  |  | Fiberglass Reinforced Plastic
8811 | HENNINGSEN FOODS INC | 200 E RAILWAY ST | RAVENNA | 68869 | BUFFALO | MICHAEL FOODS | 301 CARLSON PKWY STE 400 | MINNETONKA | MN | 55331 | 2 | Currently in Use | 8000 | Fiberglass Reinforced Plastic | Heating Oil | None | None | #2 Diesel | 1998 |  |  | Double Walled | Plastic
4398 | LEO MCKEON | RR2 Box 50 | RAVENNA | 68869 | SHERMAN | LEO MCKEON | 313 KUFUS | RAVENNA | NE | 68869 | 1 | Permanently Out of Use | 2000 | Steel | Federally Regulated | Unknown | Painted(e.g., asphaltic) | #2 Diesel | 1979 |  |  |  | Steel
4398 | LEO MCKEON | RR2 Box 50 | RAVENNA | 68869 | SHERMAN | LEO MCKEON | 313 KUFUS | RAVENNA | NE | 68869 | 2 | Permanently Out of Use | 2000 | Steel | Federally Regulated | Unknown | Painted(e.g., asphaltic) | Regular Unleaded | 1979 |  |  |  | Steel
6702 | NEBRASKA DEPT OF TRANS | 42775 E HWY 2 | RAVENNA | 68869 | BUFFALO | NEB DEPT OF TRANS | 5001 S 14TH ST | LINCOLN | NE | 68512 | 1 | Currently in Use | 1010 | Fiberglass Reinforced Plastic | Federally Regulated | None | None | #2 Diesel | 1985 |  |  |  | Fiberglass Reinforced Plastic
6702 | NEBRASKA DEPT OF TRANS | 42775 E HWY 2 | RAVENNA | 68869 | BUFFALO | NEB DEPT OF TRANS | 5001 S 14TH ST | LINCOLN | NE | 68512 | 2 | Currently in Use | 975 | Fiberglass Reinforced Plastic | Federally Regulated | None | None | #2 Diesel | 1985 |  |  |  | Fiberglass Reinforced Plastic
2931 | RAVENNA OIL CO | LOT 9 BLK 26 O T | RAVENNA | 68869 | BUFFALO | RAVENNA OIL CO | RR 1 BOX 74 | RAVENNA | NE | 68869 | 1 | Permanently Out of Use | 1000 | Steel | Federally Regulated | Unknown | SAND, Unknown | #2 Diesel, Empty | 1901 |  |  |  | Steel
2931 | RAVENNA OIL CO | LOT 9 BLK 26 O T | RAVENNA | 68869 | BUFFALO | RAVENNA OIL CO | RR 1 BOX 74 | RAVENNA | NE | 68869 | 2 | Permanently Out of Use | 3000 | Steel | Federally Regulated | Unknown | SAND, Unknown | #2 Diesel, Empty | 1901 |  |  |  | Steel
2931 | RAVENNA OIL CO | LOT 9 BLK 26 O T | RAVENNA | 68869 | BUFFALO | RAVENNA OIL CO | RR 1 BOX 74 | RAVENNA | NE | 68869 | 3 | Permanently Out of Use | 3000 | Steel | Federally Regulated | Unknown | SAND, Unknown | #2 Diesel, Empty | 1901 |  |  |  | Steel
1195 | BRANCHED OAK MARINA INC | 10001 W DAVEY RD | RAYMOND | 68428 | LANCASTER | ELY'S SERVICE INC DBA BRANCHED OAK MARINA | 10001 W DAVEY ROAD | RAYMOND | NE | 68428 | 2 | Currently in Use | 4000 | Composite | Federally Regulated | None | Fiberglass Reinforced Plastic Coated | Regular Unleaded | 1998 |  |  |  | Fiberglass Reinforced Plastic
3954 | RAYMOND CENTRAL PUBLIC SCHOOLS | 1800 W AGNEW RD | RAYMOND | 68428 | LANCASTER | RAYMOND CENTRAL PUBLIC SCHOOL | 1800 W AGNEW RD | RAYMOND | NE | 68428 | 11 | Currently in Use | 6000 | Fiberglass Reinforced Plastic | Federally Regulated | None | None | #2 Diesel | 1996 |  |  | Double Walled | Plastic
3954 | RAYMOND CENTRAL PUBLIC SCHOOLS | 1800 W AGNEW RD | RAYMOND | 68428 | LANCASTER | RAYMOND CENTRAL PUBLIC SCHOOL | 1800 W AGNEW RD | RAYMOND | NE | 68428 | 12 | Currently in Use | 3000 | Fiberglass Reinforced Plastic | Federally Regulated | None | None | Regular Unleaded | 1996 |  |  | Double Walled | Plastic
3954 | RAYMOND CENTRAL PUBLIC SCHOOLS | 1800 W AGNEW RD | RAYMOND | 68428 | LANCASTER | RAYMOND CENTRAL PUBLIC SCHOOL | 1800 W AGNEW RD | RAYMOND | NE | 68428 | 13 | Temporarily Out of Use | 3000 | Fiberglass Reinforced Plastic | Heating Oil | None | None | Heating Oil 1 | 1996 |  |  | Double Walled | Plastic
12187 | RAYMOND MAINTENANCE STATION | 5TH & PACIFIC | RAYMOND | 68428 | LANCASTER | LANCASTER COUNTY ENGINEERING DEPT | 444 CHERRYCREEK RD STE C | LINCOLN | NE | 68528-1578 | 1 | Currently in Use | 2000 | Jacketed | Federally Regulated | None | Poly Jacket | #1 Diesel | 2003 |  |  | Double Walled
8125 | VETERAN STORAGE | 5700 W RAYMOND RD | RAYMOND | 68428 | LANCASTER | VETERAN STORAGE LLC | 9501 O ST | LINCOLN | NE | 68520 | 1 | Temporarily Out of Use | 6000 | Steel | Federally Regulated | None | Galvanic/Sacrificial Current Cathodic Protection, STIP3 Tank | Regular Unleaded | 1990 |  |  |  | Fiberglass Reinforced Plastic
8125 | VETERAN STORAGE | 5700 W RAYMOND RD | RAYMOND | 68428 | LANCASTER | VETERAN STORAGE LLC | 9501 O ST | LINCOLN | NE | 68520 | 2 | Temporarily Out of Use | 6000 | Steel | Federally Regulated | None | Galvanic/Sacrificial Current Cathodic Protection, STIP3 Tank | E-10 | 1990 |  |  |  | Fiberglass Reinforced Plastic
7178 | CASEYS GENERAL STORE #1583 | 612 N WEBSTER ST | RED CLOUD | 68970 | WEBSTER | CASEYS RETAIL CO | PO BOX 3001 | ANKENY | IA | 50021-8045 | 1 | Currently in Use | 10000 | Fiberglass Reinforced Plastic | Federally Regulated | None | None | Regular Unleaded | 1990 |  |  |  | Double walled, Fiberglass Reinforced Plastic
7178 | CASEYS GENERAL STORE #1583 | 612 N WEBSTER ST | RED CLOUD | 68970 | WEBSTER | CASEYS RETAIL CO | PO BOX 3001 | ANKENY | IA | 50021-8045 | 2 | Currently in Use | 10000 | Fiberglass Reinforced Plastic | Federally Regulated | None | None | Regular Unleaded | 1990 |  |  |  | Double walled, Fiberglass Reinforced Plastic
7178 | CASEYS GENERAL STORE #1583 | 612 N WEBSTER ST | RED CLOUD | 68970 | WEBSTER | CASEYS RETAIL CO | PO BOX 3001 | ANKENY | IA | 50021-8045 | 3 | Currently in Use | 10000 | Fiberglass Reinforced Plastic | Federally Regulated | None | None | Regular Unleaded | 1990 |  |  |  | Double walled, Fiberglass Reinforced Plastic
2935 | CPI/MR TIRE | 305 E 4TH AVE | RED CLOUD | 68970 | WEBSTER | COOPERATIVE PRODUCERS INC | PO BOX 1008 | HASTINGS | NE | 68902-1008 | 1 | Currently in Use | 10000 | Steel | Federally Regulated | None | Impressed Current Cathodic Protection | Regular Unleaded | 1983 |  |  |  | Fiberglass Reinforced Plastic
2935 | CPI/MR TIRE | 305 E 4TH AVE | RED CLOUD | 68970 | WEBSTER | COOPERATIVE PRODUCERS INC | PO BOX 1008 | HASTINGS | NE | 68902-1008 | 2 | Currently in Use | 10000 | Steel | Federally Regulated | None | Impressed Current Cathodic Protection | E-10 | 1983 |  |  |  | Fiberglass Reinforced Plastic
2935 | CPI/MR TIRE | 305 E 4TH AVE | RED CLOUD | 68970 | WEBSTER | COOPERATIVE PRODUCERS INC | PO BOX 1008 | HASTINGS | NE | 68902-1008 | 3 | Currently in Use | 10000 | Steel | Federally Regulated | None | Impressed Current Cathodic Protection | #1 Diesel | 1983 |  |  |  | Fiberglass Reinforced Plastic
2935 | CPI/MR TIRE | 305 E 4TH AVE | RED CLOUD | 68970 | WEBSTER | COOPERATIVE PRODUCERS INC | PO BOX 1008 | HASTINGS | NE | 68902-1008 | 4 | Currently in Use | 1000 | Steel | Federally Regulated | None | Impressed Current Cathodic Protection | #1 Diesel | 1983 |  |  |  | Steel
4005 | LAKE AUTOMOTIVE | HWY 136 & REPUBLICAN CITY | REPUBLICAN CITY | 68971 | HARLAN | COOP OIL CO | 604 W MAIN ST | ALMA | NE | 68920 | 1 | Permanently Out of Use | 3000 | Steel | Federally Regulated | None | Painted(e.g., asphaltic) | Empty, Regular Unleaded | 1971 |  |  |  | Steel
4005 | LAKE AUTOMOTIVE | HWY 136 & REPUBLICAN CITY | REPUBLICAN CITY | 68971 | HARLAN | COOP OIL CO | 604 W MAIN ST | ALMA | NE | 68920 | 2 | Permanently Out of Use | 1000 | Steel | Federally Regulated | None | Painted(e.g., asphaltic) | Empty, Regular Unleaded | 1953 |  |  |  | Steel
3117 | THE BAIT BOX | 15 BERRIGAN RD | REPUBLICAN CITY | 68971 | HARLAN | ANDREW MILLER | PO BOX 63 | ALMA | NE | 68920 | 4 | Currently in Use | 12000 | Fiberglass Reinforced Plastic | Federally Regulated | None | None | Regular Unleaded | 1997 |  |  |  | Fiberglass Reinforced Plastic
5336 | THE ISLAND | 1 BERRIGAN RD | REPUBLICAN CITY | 68971 | HARLAN | ARIK AND SARA HAMMOND | PO BOX 125 | REPUBLICAN CITY | NE | 68971 | 1 | Currently in Use | 3000 | Steel | Federally Regulated | Unknown | Galvanic/Sacrificial Current Cathodic Protection, Painted(e.g., asphaltic), STIP3 Tank | Regular Unleaded | 1986 |  |  |  | Steel
5336 | THE ISLAND | 1 BERRIGAN RD | REPUBLICAN CITY | 68971 | HARLAN | ARIK AND SARA HAMMOND | PO BOX 125 | REPUBLICAN CITY | NE | 68971 | 2 | Currently in Use | 5000 | Steel | Federally Regulated | Unknown | Galvanic/Sacrificial Current Cathodic Protection, Painted(e.g., asphaltic), STIP3 Tank | E-10 | 1986 |  |  |  | Steel
5008 | CENTRAL VALLEY AG COOP | HWY 92 | RISING CITY | 68658 | BUTLER | CENTRAL VALLEY AG COOP | PO BOX 429 | YORK | NE | 68467 | 6 | Currently in Use | 10000 | Composite | Federally Regulated | None | Fiberglass Reinforced Plastic Coated | #2 Diesel | 1998 |  |  |  | Fiberglass Reinforced Plastic
5008 | CENTRAL VALLEY AG COOP | HWY 92 | RISING CITY | 68658 | BUTLER | CENTRAL VALLEY AG COOP | PO BOX 429 | YORK | NE | 68467 | 7 | Currently in Use | 10000 | Composite | Federally Regulated | None | Fiberglass Reinforced Plastic Coated | #2 Diesel | 1998 |  |  |  | Fiberglass Reinforced Plastic, Plastic
5008 | CENTRAL VALLEY AG COOP | HWY 92 | RISING CITY | 68658 | BUTLER | CENTRAL VALLEY AG COOP | PO BOX 429 | YORK | NE | 68467 | 8 | Currently in Use | 20000 | Composite | Federally Regulated | None | Fiberglass Reinforced Plastic Coated | , Other->#2 Dyed Diesel | 1998 |  |  |  | Fiberglass Reinforced Plastic
5008 | CENTRAL VALLEY AG COOP | HWY 92 | RISING CITY | 68658 | BUTLER | CENTRAL VALLEY AG COOP | PO BOX 429 | YORK | NE | 68467 | 9 | Currently in Use | 15000 | Composite | Federally Regulated | None | Fiberglass Reinforced Plastic Coated | E-10 | 1998 |  |  |  | Fiberglass Reinforced Plastic
5008 | CENTRAL VALLEY AG COOP | HWY 92 | RISING CITY | 68658 | BUTLER | CENTRAL VALLEY AG COOP | PO BOX 429 | YORK | NE | 68467 | 10 | Currently in Use | 15000 | Composite | Federally Regulated | None | Fiberglass Reinforced Plastic Coated | Regular Unleaded | 1998 |  |  |  | Fiberglass Reinforced Plastic
6298 | JOHN GRAFF ESTATE | HWY 92 & MAIN ST | RISING CITY | 68658 | BUTLER | GRAFF, BERNICE | 1907 S 113TH ST | OMAHA | NE | 68144 | 1 | Permanently Out of Use | 99999 | Unknown | Federally Regulated | Unknown | Unknown | Empty | 1949 | 1/1/1970 |  |  | Unknown
6298 | JOHN GRAFF ESTATE | HWY 92 & MAIN ST | RISING CITY | 68658 | BUTLER | GRAFF, BERNICE | 1907 S 113TH ST | OMAHA | NE | 68144 | 2 | Permanently Out of Use | 99999 | Unknown | Federally Regulated | Unknown | Unknown | Empty | 1949 | 1/1/1970 |  |  | Unknown
6298 | JOHN GRAFF ESTATE | HWY 92 & MAIN ST | RISING CITY | 68658 | BUTLER | GRAFF, BERNICE | 1907 S 113TH ST | OMAHA | NE | 68144 | 3 | Permanently Out of Use | 99999 | Unknown | Federally Regulated | Unknown | Unknown | Empty | 1949 | 1/1/1970 |  |  | Unknown
3706 | RC PIT STOP - RC EXPRESS | 100 GARHAN AVE | RISING CITY | 68658 | BUTLER | RC EXPRESS | 100 GARHAN AVE | RISING CITY | NE | 68568 | 9 | Currently in Use | 12000 | Fiberglass Reinforced Plastic | Federally Regulated |  |  | E-10 | 2018 |  |  | Double Walled | Plastic
3706 | RC PIT STOP - RC EXPRESS | 100 GARHAN AVE | RISING CITY | 68658 | BUTLER | RC EXPRESS | 100 GARHAN AVE | RISING CITY | NE | 68568 | 10 | Currently in Use | 8000 | Fiberglass Reinforced Plastic | Federally Regulated |  |  | #1 Diesel | 2018 |  |  | Double Walled | Plastic
3706 | RC PIT STOP - RC EXPRESS | 100 GARHAN AVE | RISING CITY | 68658 | BUTLER | RC EXPRESS | 100 GARHAN AVE | RISING CITY | NE | 68568 | 11 | Currently in Use | 6000 | Fiberglass Reinforced Plastic | Federally Regulated |  |  | Premium Unleaded | 2018 |  |  | Double Walled | Plastic
3706 | RC PIT STOP - RC EXPRESS | 100 GARHAN AVE | RISING CITY | 68658 | BUTLER | RC EXPRESS | 100 GARHAN AVE | RISING CITY | NE | 68568 | 12 | Currently in Use | 6000 | Fiberglass Reinforced Plastic | Federally Regulated |  |  | #1 Diesel, Other->OFF ROAD | 2018 |  |  | Double Walled | Plastic
5240 | RIVERDALE ELEVATOR | 100 MAIN ST | RIVERDALE | 68870 | BUFFALO | RIVERDALE ELEVATOR | PO BOX 37 | RIVERDALE | NE | 68870 | 1 | Permanently Out of Use | 500 | Unknown | Federally Regulated | Unknown | Unknown | Empty, Regular Unleaded | 1981 |  |  |  | Unknown
5240 | RIVERDALE ELEVATOR | 100 MAIN ST | RIVERDALE | 68870 | BUFFALO | RIVERDALE ELEVATOR | PO BOX 37 | RIVERDALE | NE | 68870 | 2 | Permanently Out of Use | 500 | Unknown | Federally Regulated | Unknown | Unknown | #2 Diesel, Empty | 1981 |  |  |  | Unknown
4708 | MAJOR OIL CO | 11501 S 12TH ST | ROCA | 68430 | LANCASTER | RONNA HAHN | 11501 S 12TH ST | ROCA | NE | 68430 | 6 | Permanently Out of Use | 4000 | Steel | Federally Regulated |  |  |  | 1901
4708 | MAJOR OIL CO | 11501 S 12TH ST | ROCA | 68430 | LANCASTER | RONNA HAHN | 11501 S 12TH ST | ROCA | NE | 68430 | 7 | Permanently Out of Use | 4000 | Steel | Federally Regulated |  |  |  | 1901
4708 | MAJOR OIL CO | 11501 S 12TH ST | ROCA | 68430 | LANCASTER | RONNA HAHN | 11501 S 12TH ST | ROCA | NE | 68430 | 8 | Permanently Out of Use | 4000 | Steel | Federally Regulated |  |  |  | 1901
3319 | SCHWARCK QUARRIES INC | RR 1 | ROCA | 68430 | LANCASTER | SCHWARCK QUARRIES INC | RR 1 | ROCA | NE | 68430 | 1 | Permanently Out of Use | 7000 | Steel | Federally Regulated | Unknown | Painted(e.g., asphaltic) | Regular Unleaded | 1976 |  |  |  | Steel
3319 | SCHWARCK QUARRIES INC | RR 1 | ROCA | 68430 | LANCASTER | SCHWARCK QUARRIES INC | RR 1 | ROCA | NE | 68430 | 2 | Permanently Out of Use | 6000 | Steel | Federally Regulated | None | Painted(e.g., asphaltic) | #2 Diesel | 1976 |  |  |  | Steel
4193 | SULLIVAN OIL CO | HWY 58 | ROCKVILLE | 68871 | SHERMAN | RICHARD ANDREWS | HWY 58 | ROCKVILLE | NE | 68871 | 1 | Permanently Out of Use | 4000 | Steel | Federally Regulated | Unknown | Unknown | Empty, Regular Unleaded | 1962 |  |  |  | Steel
4193 | SULLIVAN OIL CO | HWY 58 | ROCKVILLE | 68871 | SHERMAN | RICHARD ANDREWS | HWY 58 | ROCKVILLE | NE | 68871 | 2 | Permanently Out of Use | 1000 | Steel | Federally Regulated | Unknown | Unknown | Empty, Regular Unleaded | 1952 |  |  |  | Steel
4193 | SULLIVAN OIL CO | HWY 58 | ROCKVILLE | 68871 | SHERMAN | RICHARD ANDREWS | HWY 58 | ROCKVILLE | NE | 68871 | 3 | Permanently Out of Use | 1000 | Steel | Federally Regulated | Unknown | Unknown | Regular Unleaded | 1954 |  |  |  | Steel
4193 | SULLIVAN OIL CO | HWY 58 | ROCKVILLE | 68871 | SHERMAN | RICHARD ANDREWS | HWY 58 | ROCKVILLE | NE | 68871 | 4 | Permanently Out of Use | 1000 | Steel | Federally Regulated | Unknown | Unknown | Regular Unleaded | 1950 |  |  |  | Steel
6091 | PONY EXPRESS ROSALIE | 1504 HIGHWAY 77 | ROSALIE | 68038 | THURSTON | HO-CHUNK INC | PO BOX 390 | WINNEBAGO | NE | 68071 | 3 | Currently in Use | 8000 | Steel | Federally Regulated | Unknown | Impressed Current Cathodic Protection, Painted(e.g., asphaltic) | #1 Diesel | 1981 |  |  |  | Steel
6091 | PONY EXPRESS ROSALIE | 1504 HIGHWAY 77 | ROSALIE | 68038 | THURSTON | HO-CHUNK INC | PO BOX 390 | WINNEBAGO | NE | 68071 | 4 | Temporarily Out of Use | 12000 | Steel | Federally Regulated | Unknown | Impressed Current Cathodic Protection, Painted(e.g., asphaltic) | Regular Unleaded | 1981 | 1/1/2010 |  |  | Steel
6091 | PONY EXPRESS ROSALIE | 1504 HIGHWAY 77 | ROSALIE | 68038 | THURSTON | HO-CHUNK INC | PO BOX 390 | WINNEBAGO | NE | 68071 | 5 | Temporarily Out of Use | 12000 | Steel | Federally Regulated | Unknown | Impressed Current Cathodic Protection, Painted(e.g., asphaltic) | #2 Diesel | 1981 | 1/1/2010 |  |  | Steel
5859 | SHOVEL DOT RANCH | S 22 R 20 T 25 | ROSE | 68772 | ROCK | SHOVEL DOT RANCH | HC 75 | ROSE | NE | 68772 | 3 | Permanently Out of Use | 99999 | Steel | Federally Regulated | Unknown | Unknown | Other->BUTANE | 1936 | 1/1/1970 |  |  | Unknown
5859 | SHOVEL DOT RANCH | S 22 R 20 T 25 | ROSE | 68772 | ROCK | SHOVEL DOT RANCH | HC 75 | ROSE | NE | 68772 | 4 | Permanently Out of Use | 99999 | Steel | Federally Regulated | Unknown | Unknown | Other->BUTANE | 1936 | 1/1/1970 |  |  | Unknown
6656 | THE STATION LLC | 9225 S LINCOLN AVE | ROSELAND | 68973 | ADAMS | THE STATION LLC | 200 W J ST | HASTINGS | NE | 68901 | 5 | Permanently Out of Use | 6000 | Fiberglass Reinforced Plastic | Federally Regulated | None | None | Regular Unleaded | 1998 | 11/1/2018 |  |  | Plastic
6656 | THE STATION LLC | 9225 S LINCOLN AVE | ROSELAND | 68973 | ADAMS | THE STATION LLC | 200 W J ST | HASTINGS | NE | 68901 | 6 | Permanently Out of Use | 6000 | Fiberglass Reinforced Plastic | Federally Regulated | None | None | Regular Unleaded | 1998 | 11/1/2018 |  |  | Plastic
6656 | THE STATION LLC | 9225 S LINCOLN AVE | ROSELAND | 68973 | ADAMS | THE STATION LLC | 200 W J ST | HASTINGS | NE | 68901 | 7 | Permanently Out of Use | 4000 | Fiberglass Reinforced Plastic | Federally Regulated | None | None | #2 Diesel | 1998 | 11/1/2018 |  |  | Plastic
3686 | ROYAL MINI MART | HWY 20 | ROYAL | 68773 | ANTELOPE | ROYAL MINI MART | HWY 20 | ROYAL | NE | 68773 | 1 | Permanently Out of Use | 500 | Unknown | Federally Regulated | Unknown | Unknown | Empty, Regular Unleaded | 1900 |  |  |  | Unknown
3686 | ROYAL MINI MART | HWY 20 | ROYAL | 68773 | ANTELOPE | ROYAL MINI MART | HWY 20 | ROYAL | NE | 68773 | 2 | Permanently Out of Use | 500 | Unknown | Federally Regulated | Unknown | Unknown | Empty, Regular Unleaded | 1900 |  |  |  | Unknown
2382 | ROYAL ONE STOP | 1000 W HWY 20 | ROYAL | 68773 | ANTELOPE | DAN & ROCHELLE McELHANEY | 205 4TH ST | ROYAL | NE | 68773 | 1 | Currently in Use | 1000 | Steel | Federally Regulated | None | Galvanic/Sacrificial Current Cathodic Protection | Regular Unleaded | 1988 |  |  |  | Steel
2382 | ROYAL ONE STOP | 1000 W HWY 20 | ROYAL | 68773 | ANTELOPE | DAN & ROCHELLE McELHANEY | 205 4TH ST | ROYAL | NE | 68773 | 2 | Currently in Use | 1000 | Steel | Federally Regulated | None | Galvanic/Sacrificial Current Cathodic Protection | E-10 | 1988 |  |  |  | Steel
3689 | NEBRASKALAND MOTEL | 508 E 2ND ST | RUSHVILLE | 69360 | SHERIDAN | ELEANOR CORBIN (DECEASED) | PO BOX 1140 | CHADRON | NE | 69337-1140 | 1 | Permanently Out of Use | 10000 | Steel | Federally Regulated | Unknown | Unknown | Regular Unleaded | 1973 |  |  |  | Steel
3689 | NEBRASKALAND MOTEL | 508 E 2ND ST | RUSHVILLE | 69360 | SHERIDAN | ELEANOR CORBIN (DECEASED) | PO BOX 1140 | CHADRON | NE | 69337-1140 | 2 | Permanently Out of Use | 1500 | Steel | Federally Regulated | Unknown | Unknown | Regular Unleaded | 1973 |  |  |  | Steel
7915 | PUMP & PANTRY #36 | 220 W HWY 20 | RUSHVILLE | 69360 | SHERIDAN | BOSSELMAN PUMP & PANTRY INC | PO BOX 4905 | GRAND ISLAND | NE | 68802-4905 | 1 | Currently in Use | 10000 | Steel | Federally Regulated | None | Galvanic/Sacrificial Current Cathodic Protection, STIP3 Tank | #2 Diesel | 1987
7915 | PUMP & PANTRY #36 | 220 W HWY 20 | RUSHVILLE | 69360 | SHERIDAN | BOSSELMAN PUMP & PANTRY INC | PO BOX 4905 | GRAND ISLAND | NE | 68802-4905 | 2 | Currently in Use | 10000 | Steel | Federally Regulated | None | Galvanic/Sacrificial Current Cathodic Protection, STIP3 Tank | Regular Unleaded | 1987
7915 | PUMP & PANTRY #36 | 220 W HWY 20 | RUSHVILLE | 69360 | SHERIDAN | BOSSELMAN PUMP & PANTRY INC | PO BOX 4905 | GRAND ISLAND | NE | 68802-4905 | 3 | Currently in Use | 12000 | Steel | Federally Regulated | None | Galvanic/Sacrificial Current Cathodic Protection, STIP3 Tank | Regular Unleaded | 1987
7915 | PUMP & PANTRY #36 | 220 W HWY 20 | RUSHVILLE | 69360 | SHERIDAN | BOSSELMAN PUMP & PANTRY INC | PO BOX 4905 | GRAND ISLAND | NE | 68802-4905 | 4 | Currently in Use | 12000 | Steel | Federally Regulated | None | Galvanic/Sacrificial Current Cathodic Protection, STIP3 Tank | Regular Unleaded | 1987
1372 | R & L PIONEER SERVICE (former) | W HWY 20 | RUSHVILLE | 69360-0463 | SHERIDAN | JERRY FAULK | PO BOX 383 314 CHAMBERLIN | RUSHVILLE | NE | 69360 | 1 | Permanently Out of Use | 2000 | Steel | Federally Regulated | Unknown | Painted(e.g., asphaltic), STIP3 Tank | Regular Unleaded | 1981 | 8/1/1998 |  |  | Copper, Steel
1372 | R & L PIONEER SERVICE (former) | W HWY 20 | RUSHVILLE | 69360-0463 | SHERIDAN | JERRY FAULK | PO BOX 383 314 CHAMBERLIN | RUSHVILLE | NE | 69360 | 2 | Permanently Out of Use | 2000 | Steel | Federally Regulated | Unknown | Painted(e.g., asphaltic), STIP3 Tank | Regular Unleaded | 1981 | 8/1/1998 |  |  | Copper, Steel
1372 | R & L PIONEER SERVICE (former) | W HWY 20 | RUSHVILLE | 69360-0463 | SHERIDAN | JERRY FAULK | PO BOX 383 314 CHAMBERLIN | RUSHVILLE | NE | 69360 | 3 | Permanently Out of Use | 2000 | Steel | Federally Regulated | Unknown | Painted(e.g., asphaltic), STIP3 Tank | Regular Unleaded | 1981 | 8/1/1998 |  |  | Copper, Steel
1372 | R & L PIONEER SERVICE (former) | W HWY 20 | RUSHVILLE | 69360-0463 | SHERIDAN | JERRY FAULK | PO BOX 383 314 CHAMBERLIN | RUSHVILLE | NE | 69360 | 4 | Permanently Out of Use | 6000 | Steel | Federally Regulated | None | Impressed Current Cathodic Protection, Painted(e.g., asphaltic) | Regular Unleaded | 1987 | 11/1/2006
1372 | R & L PIONEER SERVICE (former) | W HWY 20 | RUSHVILLE | 69360-0463 | SHERIDAN | JERRY FAULK | PO BOX 383 314 CHAMBERLIN | RUSHVILLE | NE | 69360 | 5 | Permanently Out of Use | 6000 | Steel | Federally Regulated | None | Impressed Current Cathodic Protection, Painted(e.g., asphaltic) | Regular Unleaded | 1987 | 11/1/2006
1372 | R & L PIONEER SERVICE (former) | W HWY 20 | RUSHVILLE | 69360-0463 | SHERIDAN | JERRY FAULK | PO BOX 383 314 CHAMBERLIN | RUSHVILLE | NE | 69360 | 6 | Permanently Out of Use | 4000 | Steel | Federally Regulated | None | Impressed Current Cathodic Protection, Painted(e.g., asphaltic) | Regular Unleaded | 1987 | 11/1/2006
914 | YANKTON SHOP EZ | 89823 HWY 81 | SAINT HELENA | 68774-6600 | CEDAR | SANTEE SIOUX NATION % YANKTON SHOP EZ | 89823 HWY 81 | SAINT HELENA | NE | 68774-6600 | 5 | Currently in Use | 6000 | Steel | Federally Regulated | None | Galvanic/Sacrificial Current Cathodic Protection, STIP3 Tank | E-85 | 1991 |  |  |  | Fiberglass Reinforced Plastic
914 | YANKTON SHOP EZ | 89823 HWY 81 | SAINT HELENA | 68774-6600 | CEDAR | SANTEE SIOUX NATION % YANKTON SHOP EZ | 89823 HWY 81 | SAINT HELENA | NE | 68774-6600 | 6 | Currently in Use | 3000 | Fiberglass Reinforced Plastic | Federally Regulated | None | None | #2 Diesel | 2008 |  |  | Double Walled | Fiberglass Reinforced Plastic
914 | YANKTON SHOP EZ | 89823 HWY 81 | SAINT HELENA | 68774-6600 | CEDAR | SANTEE SIOUX NATION % YANKTON SHOP EZ | 89823 HWY 81 | SAINT HELENA | NE | 68774-6600 | 7 | Currently in Use | 6000 | Fiberglass Reinforced Plastic | Federally Regulated |  |  | Regular Unleaded | 2011 |  |  | Double Walled | Fiberglass Reinforced Plastic
914 | YANKTON SHOP EZ | 89823 HWY 81 | SAINT HELENA | 68774-6600 | CEDAR | SANTEE SIOUX NATION % YANKTON SHOP EZ | 89823 HWY 81 | SAINT HELENA | NE | 68774-6600 | 8 | Currently in Use | 6000 | Fiberglass Reinforced Plastic | Federally Regulated |  |  | #2 Diesel | 2011 |  |  | Double Walled | Fiberglass Reinforced Plastic
914 | YANKTON SHOP EZ | 89823 HWY 81 | SAINT HELENA | 68774-6600 | CEDAR | SANTEE SIOUX NATION % YANKTON SHOP EZ | 89823 HWY 81 | SAINT HELENA | NE | 68774-6600 | 9 | Currently in Use | 4000 | Fiberglass Reinforced Plastic | Federally Regulated |  |  | #2 Diesel | 2011 |  |  | Double Walled | Fiberglass Reinforced Plastic
5116 | FRC MABEL | HWY 281 RR 1 BOX 27 | SARGENT | 68874 | CUSTER | DON FELLOWS&JOHN COX&JD RICKERTSEN | RR 1 BOX 27 | SARGENT | NE | 68874 | 1 | Permanently Out of Use | 3000 | Steel | Federally Regulated | None | Painted(e.g., asphaltic) | #2 Diesel | 1968 |  |  |  | Steel
5116 | FRC MABEL | HWY 281 RR 1 BOX 27 | SARGENT | 68874 | CUSTER | DON FELLOWS&JOHN COX&JD RICKERTSEN | RR 1 BOX 27 | SARGENT | NE | 68874 | 2 | Permanently Out of Use | 3000 | Steel | Federally Regulated | None | Painted(e.g., asphaltic) | Regular Unleaded | 1968 |  |  |  | Steel
5116 | FRC MABEL | HWY 281 RR 1 BOX 27 | SARGENT | 68874 | CUSTER | DON FELLOWS&JOHN COX&JD RICKERTSEN | RR 1 BOX 27 | SARGENT | NE | 68874 | 3 | Permanently Out of Use | 6000 | Steel | Federally Regulated | None | Painted(e.g., asphaltic) | Regular Unleaded | 1968 |  |  |  | Steel
4215 | QUAIL OIL CO | 1ST & JESSE ST | SARGENT | 68874 | CUSTER | L & L TRANSFER | PO BOX 427 | SARGENT | NE | 68874 | 1 | Permanently Out of Use | 3000 | Steel | Federally Regulated | Unknown | Painted(e.g., asphaltic) | Regular Unleaded | 1966 |  |  |  | Steel
4215 | QUAIL OIL CO | 1ST & JESSE ST | SARGENT | 68874 | CUSTER | L & L TRANSFER | PO BOX 427 | SARGENT | NE | 68874 | 2 | Permanently Out of Use | 3000 | Steel | Federally Regulated | Unknown | Painted(e.g., asphaltic) | Regular Unleaded | 1966 |  |  |  | Steel
4215 | QUAIL OIL CO | 1ST & JESSE ST | SARGENT | 68874 | CUSTER | L & L TRANSFER | PO BOX 427 | SARGENT | NE | 68874 | 3 | Permanently Out of Use | 5000 | Steel | Federally Regulated | Unknown | Painted(e.g., asphaltic) | #2 Diesel | 1966 |  |  |  | Steel
4215 | QUAIL OIL CO | 1ST & JESSE ST | SARGENT | 68874 | CUSTER | L & L TRANSFER | PO BOX 427 | SARGENT | NE | 68874 | 4 | Permanently Out of Use | 1000 | Steel | Federally Regulated | Unknown | Painted(e.g., asphaltic) | Regular Unleaded | 1966 |  |  |  | Steel
4215 | QUAIL OIL CO | 1ST & JESSE ST | SARGENT | 68874 | CUSTER | L & L TRANSFER | PO BOX 427 | SARGENT | NE | 68874 | 5 | Permanently Out of Use | 3000 | Steel | Federally Regulated | Unknown | Painted(e.g., asphaltic) | #2 Diesel | 1966 |  |  |  | Steel
1846 | SARGENT MUNICIPAL UTILITIES | 105 N 2ND ST | SARGENT | 68874 | CUSTER | CITY OF SARGENT | PO BOX 40 | SARGENT | NE | 68874-0040 | 1 | Currently in Use | 10000 | Jacketed | Federally Regulated | None | Poly Jacket | #1 Diesel | 1999 |  |  | Double Walled | Fiberglass Reinforced Plastic
8343 | WHOA & GO #8 | 101 E EDITH ST | SARGENT | 68874 | CUSTER | JIM TROTTER | PO BOX 158 | ARCADIA | NE | 68815 | 10 | Currently in Use | 6000 | Fiberglass Reinforced Plastic | Federally Regulated | Unknown |  | #2 Diesel, Other->DYED | 1996 |  |  |  | Double walled, Plastic
8343 | WHOA & GO #8 | 101 E EDITH ST | SARGENT | 68874 | CUSTER | JIM TROTTER | PO BOX 158 | ARCADIA | NE | 68815 | 11 | Currently in Use | 6000 | Fiberglass Reinforced Plastic | Federally Regulated | Unknown |  | Regular Unleaded | 1996 |  |  |  | Double walled, Plastic
8343 | WHOA & GO #8 | 101 E EDITH ST | SARGENT | 68874 | CUSTER | JIM TROTTER | PO BOX 158 | ARCADIA | NE | 68815 | 12 | Currently in Use | 6000 | Fiberglass Reinforced Plastic | Federally Regulated | Unknown |  | E-10 | 1996 |  |  |  | Double walled, Plastic
3941 | CASEYS GENERAL STORE #2716 | 1610 COLFAX ST | SCHUYLER | 68661 | COLFAX | CASEYS RETAIL CO | PO BOX 3001 | ANKENY | IA | 50021-8045 | 3 | Currently in Use | 20000 | Fiberglass Reinforced Plastic | Federally Regulated | None | None | Regular Unleaded | 2008 |  |  | Double Walled | Plastic
3941 | CASEYS GENERAL STORE #2716 | 1610 COLFAX ST | SCHUYLER | 68661 | COLFAX | CASEYS RETAIL CO | PO BOX 3001 | ANKENY | IA | 50021-8045 | 4 | Currently in Use | 12000 | Fiberglass Reinforced Plastic | Federally Regulated | None | None | E-10 | 2008 |  |  | Double Walled | Plastic
3941 | CASEYS GENERAL STORE #2716 | 1610 COLFAX ST | SCHUYLER | 68661 | COLFAX | CASEYS RETAIL CO | PO BOX 3001 | ANKENY | IA | 50021-8045 | 5 | Currently in Use | 8000 | Fiberglass Reinforced Plastic | Federally Regulated | None | None | Regular Unleaded | 2008 |  |  | Double Walled | Plastic
4996 | FUEL MART | 1128 E HWY 30 | SCHUYLER | 68661 | COLFAX | SCHUYLER COOP ASSOC | 1303 G ST | SCHUYLER | NE | 68661 | 1 | Currently in Use | 10000 | Steel | Federally Regulated | Internal Lining(e.g., epoxy resins) | Painted(e.g., asphaltic) | E-85 | 1976 |  |  |  | Plastic
4996 | FUEL MART | 1128 E HWY 30 | SCHUYLER | 68661 | COLFAX | SCHUYLER COOP ASSOC | 1303 G ST | SCHUYLER | NE | 68661 | 2 | Currently in Use | 4000 | Steel | Federally Regulated | Internal Lining(e.g., epoxy resins) | Painted(e.g., asphaltic) | Regular Unleaded | 1976 |  |  |  | Plastic
4996 | FUEL MART | 1128 E HWY 30 | SCHUYLER | 68661 | COLFAX | SCHUYLER COOP ASSOC | 1303 G ST | SCHUYLER | NE | 68661 | 3 | Currently in Use | 12000 | Steel | Federally Regulated | Internal Lining(e.g., epoxy resins) | Painted(e.g., asphaltic) | Regular Unleaded | 1976 |  |  |  | Plastic
4996 | FUEL MART | 1128 E HWY 30 | SCHUYLER | 68661 | COLFAX | SCHUYLER COOP ASSOC | 1303 G ST | SCHUYLER | NE | 68661 | 4 | Currently in Use | 6000 | Steel | Federally Regulated | Internal Lining(e.g., epoxy resins) | Painted(e.g., asphaltic) | Regular Unleaded | 1976 |  |  |  | Plastic
12770 | LOVEs TRAVEL STOP #784 | 979 RD E | SCHUYLER | 68661 | COLFAX | LOVES TRAVEL STOPS & COUNTRY STORES INC | PO BOX 26210 | OKLAHOMA CITY | OK | 73126 | 1 | Currently in Use | 20000 | Fiberglass Reinforced Plastic | Federally Regulated |  |  | Regular Unleaded | 2019 |  |  | Double Walled | Plastic
12770 | LOVEs TRAVEL STOP #784 | 979 RD E | SCHUYLER | 68661 | COLFAX | LOVES TRAVEL STOPS & COUNTRY STORES INC | PO BOX 26210 | OKLAHOMA CITY | OK | 73126 | 2 | Currently in Use | 30000 | Fiberglass Reinforced Plastic | Federally Regulated |  |  | #2 Diesel | 2019 |  |  | Double Walled | Plastic
12770 | LOVEs TRAVEL STOP #784 | 979 RD E | SCHUYLER | 68661 | COLFAX | LOVES TRAVEL STOPS & COUNTRY STORES INC | PO BOX 26210 | OKLAHOMA CITY | OK | 73126 | 3 | Currently in Use | 30000 | Fiberglass Reinforced Plastic | Federally Regulated |  |  | #2 Diesel | 2019 |  |  | Double Walled | Plastic
12770 | LOVEs TRAVEL STOP #784 | 979 RD E | SCHUYLER | 68661 | COLFAX | LOVES TRAVEL STOPS & COUNTRY STORES INC | PO BOX 26210 | OKLAHOMA CITY | OK | 73126 | 4 | Currently in Use | 8000 | Fiberglass Reinforced Plastic | Federally Regulated |  |  | Premium Unleaded | 2019 |  |  | Double Walled | Plastic
12770 | LOVEs TRAVEL STOP #784 | 979 RD E | SCHUYLER | 68661 | COLFAX | LOVES TRAVEL STOPS & COUNTRY STORES INC | PO BOX 26210 | OKLAHOMA CITY | OK | 73126 | 6 | Currently in Use | 20000 | Fiberglass Reinforced Plastic | Federally Regulated |  |  | Regular Unleaded | 2019 |  |  | Double Walled | Plastic
12240 | PARKVIEW ONE STOP | 102 COLFAX ST | SCHUYLER | 68661 | COLFAX | LV HOLDINGS LLC | 102 COLFAX ST | SCHUYLER | NE | 68661 | 1 | Currently in Use | 12000 | Jacketed | Federally Regulated | None | Fiberglass Reinforced Plastic Coated | E-10 | 2004 |  |  |  | Plastic
12240 | PARKVIEW ONE STOP | 102 COLFAX ST | SCHUYLER | 68661 | COLFAX | LV HOLDINGS LLC | 102 COLFAX ST | SCHUYLER | NE | 68661 | 2 | Currently in Use | 8000 | Jacketed | Federally Regulated | None | Fiberglass Reinforced Plastic Coated | Regular Unleaded | 2004 |  |  |  | Plastic
12240 | PARKVIEW ONE STOP | 102 COLFAX ST | SCHUYLER | 68661 | COLFAX | LV HOLDINGS LLC | 102 COLFAX ST | SCHUYLER | NE | 68661 | 3 | Currently in Use | 4000 | Jacketed | Federally Regulated | None | Fiberglass Reinforced Plastic Coated | Regular Unleaded | 2004 |  |  |  | Plastic
2201 | POKORNY OIL CO | 321 E 11TH ST | SCHUYLER | 68661 | COLFAX | VONDRACEK, ROY/VONDRACEK OIL | 803 W 10TH ST | SCHUYLER | NE | 68661 | 1 | Permanently Out of Use | 4000 | Steel | Federally Regulated | None | Painted(e.g., asphaltic) | Regular Unleaded | 1946 | 8/1/1987 |  |  | Steel
2201 | POKORNY OIL CO | 321 E 11TH ST | SCHUYLER | 68661 | COLFAX | VONDRACEK, ROY/VONDRACEK OIL | 803 W 10TH ST | SCHUYLER | NE | 68661 | 2 | Permanently Out of Use | 550 | Steel | Federally Regulated | None | Painted(e.g., asphaltic) | Regular Unleaded | 1946 | 8/1/1987 |  |  | Steel
2201 | POKORNY OIL CO | 321 E 11TH ST | SCHUYLER | 68661 | COLFAX | VONDRACEK, ROY/VONDRACEK OIL | 803 W 10TH ST | SCHUYLER | NE | 68661 | 3 | Permanently Out of Use | 550 | Steel | Federally Regulated | None | Painted(e.g., asphaltic) | Regular Unleaded | 1946 | 8/1/1987 |  |  | Steel
2201 | POKORNY OIL CO | 321 E 11TH ST | SCHUYLER | 68661 | COLFAX | VONDRACEK, ROY/VONDRACEK OIL | 803 W 10TH ST | SCHUYLER | NE | 68661 | 4 | Permanently Out of Use | 4000 | Steel | Federally Regulated | None | Painted(e.g., asphaltic) | Empty | 1946 | 8/1/1987 |  |  | Steel
2201 | POKORNY OIL CO | 321 E 11TH ST | SCHUYLER | 68661 | COLFAX | VONDRACEK, ROY/VONDRACEK OIL | 803 W 10TH ST | SCHUYLER | NE | 68661 | 5 | Permanently Out of Use | 1000 | Steel | Federally Regulated | None | Painted(e.g., asphaltic) | Empty | 1946 | 8/1/1987 |  |  | Steel
2201 | POKORNY OIL CO | 321 E 11TH ST | SCHUYLER | 68661 | COLFAX | VONDRACEK, ROY/VONDRACEK OIL | 803 W 10TH ST | SCHUYLER | NE | 68661 | 6 | Permanently Out of Use | 3000 | Steel | Federally Regulated | None | Painted(e.g., asphaltic) | Empty | 1946 | 8/1/1987 |  |  | Steel
2201 | POKORNY OIL CO | 321 E 11TH ST | SCHUYLER | 68661 | COLFAX | VONDRACEK, ROY/VONDRACEK OIL | 803 W 10TH ST | SCHUYLER | NE | 68661 | 7 | Permanently Out of Use | 500 | Steel | Federally Regulated | None | Painted(e.g., asphaltic) | Empty | 1946 | 8/1/1987 |  |  | Steel
6710 | SCHUYLER COOP | 1303 G ST | SCHUYLER | 68661 | COLFAX | SCHUYLER COOP ASSOC | 1303 G ST | SCHUYLER | NE | 68661 | 1 | Currently in Use | 2000 | Composite | Federally Regulated | None | Fiberglass Reinforced Plastic Coated | Regular Unleaded | 1992 |  |  |  | Fiberglass Reinforced Plastic
6710 | SCHUYLER COOP | 1303 G ST | SCHUYLER | 68661 | COLFAX | SCHUYLER COOP ASSOC | 1303 G ST | SCHUYLER | NE | 68661 | 2 | Currently in Use | 2000 | Composite | Federally Regulated | None | Fiberglass Reinforced Plastic Coated | Regular Unleaded | 1992 |  |  |  | Fiberglass Reinforced Plastic
6710 | SCHUYLER COOP | 1303 G ST | SCHUYLER | 68661 | COLFAX | SCHUYLER COOP ASSOC | 1303 G ST | SCHUYLER | NE | 68661 | 3 | Currently in Use | 2000 | Composite | Federally Regulated | None | Fiberglass Reinforced Plastic Coated | #2 Diesel | 1992 |  |  |  | Fiberglass Reinforced Plastic
6710 | SCHUYLER COOP | 1303 G ST | SCHUYLER | 68661 | COLFAX | SCHUYLER COOP ASSOC | 1303 G ST | SCHUYLER | NE | 68661 | 4 | Currently in Use | 2000 | Composite | Federally Regulated | None | Fiberglass Reinforced Plastic Coated | #2 Diesel | 1992 |  |  |  | Fiberglass Reinforced Plastic
6313 | CJs PETROLEUM | MAIN ST & HWY 22 | SCOTIA | 68875 | GREELEY | CRAIG JANTZ | PO BOX 114 | SCOTIA | NE | 68875 | 3 | Permanently Out of Use | 500 | Steel | Federally Regulated | Unknown | Unknown | #2 Diesel | 1965 | 2/1/1996 |  |  | Unknown
6313 | CJs PETROLEUM | MAIN ST & HWY 22 | SCOTIA | 68875 | GREELEY | CRAIG JANTZ | PO BOX 114 | SCOTIA | NE | 68875 | 4 | Permanently Out of Use | 300 | Steel | Federally Regulated | Unknown | Unknown | Mixed | 1950 | 2/1/1996 |  |  | Unknown
11683 | TROTTERS WHOA & GO EXPRESS II | 502 MAIN ST | SCOTIA | 68875 | GREELEY | RIVERSIDE FERTILIZER CO INC | RT 1 BOX 1B | SCOTIA | NE | 68875 | 1 | Currently in Use | 8000 | Fiberglass Reinforced Plastic | Federally Regulated | None | None | E-10 | 1998 |  |  |  | Fiberglass Reinforced Plastic
11683 | TROTTERS WHOA & GO EXPRESS II | 502 MAIN ST | SCOTIA | 68875 | GREELEY | RIVERSIDE FERTILIZER CO INC | RT 1 BOX 1B | SCOTIA | NE | 68875 | 2 | Currently in Use | 4000 | Fiberglass Reinforced Plastic | Federally Regulated | None | None | Regular Unleaded | 1998 |  |  |  | Fiberglass Reinforced Plastic
11683 | TROTTERS WHOA & GO EXPRESS II | 502 MAIN ST | SCOTIA | 68875 | GREELEY | RIVERSIDE FERTILIZER CO INC | RT 1 BOX 1B | SCOTIA | NE | 68875 | 3 | Currently in Use | 4000 | Fiberglass Reinforced Plastic | Federally Regulated | None | None | #1 Diesel | 1998 |  |  |  | Fiberglass Reinforced Plastic
11683 | TROTTERS WHOA & GO EXPRESS II | 502 MAIN ST | SCOTIA | 68875 | GREELEY | RIVERSIDE FERTILIZER CO INC | RT 1 BOX 1B | SCOTIA | NE | 68875 | 4 | Currently in Use | 4000 | Fiberglass Reinforced Plastic | Federally Regulated | None | None | Other->#2 Dyed Diesel | 1998 |  |  |  | Fiberglass Reinforced Plastic
1602 | ACE BODY SHOP | 1001 E OVERLAND | SCOTTSBLUFF | 69361 | SCOTTS BLUFF | BRETHOUR, ROY | PO BOX 223 | SCOTTSBLUFF | NE | 69361 | 1 | Permanently Out of Use | 1000 | Steel | Federally Regulated |  |  |  | 1951
1602 | ACE BODY SHOP | 1001 E OVERLAND | SCOTTSBLUFF | 69361 | SCOTTS BLUFF | BRETHOUR, ROY | PO BOX 223 | SCOTTSBLUFF | NE | 69361 | 2 | Permanently Out of Use | 1000 | Steel | Federally Regulated |  |  |  | 1951
11311 | BULK TRANSPORT COMPANY WEST INC | 305 9TH AVE | SCOTTSBLUFF | 69361 | SCOTTS BLUFF | BULK TRANSPORT COMPANY WEST INC | PO BOX 1369 | SCOTTSBLUFF | NE | 69363-1369 | 1 | Currently in Use | 10000 | Steel | Federally Regulated | None | Galvanic/Sacrificial Current Cathodic Protection, STIP3 Tank | #2 Diesel | 1991 |  |  |  | Fiberglass Reinforced Plastic
998 | EAST O WATERING HOLE | 503 E OVERLAND | SCOTTSBLUFF | 69361 | SCOTTS BLUFF | EAST OVERLAND WATERING HOLE LLC | 503 E OVERLAND | SCOTTSBLUFF | NE | 69361 | 1 | Currently in Use | 8000 | Steel | Federally Regulated | Unknown | Impressed Current Cathodic Protection | Regular Unleaded | 1984 |  |  |  | Steel
998 | EAST O WATERING HOLE | 503 E OVERLAND | SCOTTSBLUFF | 69361 | SCOTTS BLUFF | EAST OVERLAND WATERING HOLE LLC | 503 E OVERLAND | SCOTTSBLUFF | NE | 69361 | 2 | Currently in Use | 6000 | Steel | Federally Regulated | Unknown | Impressed Current Cathodic Protection | Regular Unleaded | 1984 |  |  |  | Steel
998 | EAST O WATERING HOLE | 503 E OVERLAND | SCOTTSBLUFF | 69361 | SCOTTS BLUFF | EAST OVERLAND WATERING HOLE LLC | 503 E OVERLAND | SCOTTSBLUFF | NE | 69361 | 4 | Permanently Out of Use | 99999 | Unknown | Federally Regulated | Unknown | Unknown | Used Oil | 1901 |  |  |  | Unknown
6743 | ESSENTIAL FUEL C STORE | 837 W 27TH ST | SCOTTSBLUFF | 69361 | SCOTTS BLUFF | ERIC REICHERT | 1502 19TH AVE | SCOTTSBLUFF | NE | 69361 | 6 | Currently in Use | 20000 | Fiberglass Reinforced Plastic | Federally Regulated |  |  | Regular Unleaded | 2023 |  |  | Double Walled | Fiberglass Reinforced Plastic, Plastic
6743 | ESSENTIAL FUEL C STORE | 837 W 27TH ST | SCOTTSBLUFF | 69361 | SCOTTS BLUFF | ERIC REICHERT | 1502 19TH AVE | SCOTTSBLUFF | NE | 69361 | 7 | Currently in Use | 10000 | Fiberglass Reinforced Plastic | Federally Regulated |  |  | Premium Unleaded | 2023 |  |  | Double Walled | Fiberglass Reinforced Plastic, Plastic
6743 | ESSENTIAL FUEL C STORE | 837 W 27TH ST | SCOTTSBLUFF | 69361 | SCOTTS BLUFF | ERIC REICHERT | 1502 19TH AVE | SCOTTSBLUFF | NE | 69361 | 8 | Currently in Use | 10000 | Fiberglass Reinforced Plastic | Federally Regulated |  |  | #1 Diesel | 2023 |  |  | Double Walled | Fiberglass Reinforced Plastic, Plastic
12780 | ESSENTIAL FUEL TRUCK STOP | 2319 E OVERLAND | SCOTTSBLUFF | 69361 | SCOTTS BLUFF | ERIC REICHERT | 1502 19TH AVE | SCOTTSBLUFF | NE | 69361 | 1 | Currently in Use | 25000 | Fiberglass Reinforced Plastic | Federally Regulated |  |  | #1 Diesel | 2019 |  |  | Double Walled | Plastic
12780 | ESSENTIAL FUEL TRUCK STOP | 2319 E OVERLAND | SCOTTSBLUFF | 69361 | SCOTTS BLUFF | ERIC REICHERT | 1502 19TH AVE | SCOTTSBLUFF | NE | 69361 | 2 | Currently in Use | 25000 | Fiberglass Reinforced Plastic | Federally Regulated |  |  | #1 Diesel | 2019 |  |  | Double Walled | Plastic
12780 | ESSENTIAL FUEL TRUCK STOP | 2319 E OVERLAND | SCOTTSBLUFF | 69361 | SCOTTS BLUFF | ERIC REICHERT | 1502 19TH AVE | SCOTTSBLUFF | NE | 69361 | 3 | Currently in Use | 15000 | Fiberglass Reinforced Plastic | Federally Regulated |  |  | #1 Diesel | 2019 |  |  | Double Walled | Plastic
12780 | ESSENTIAL FUEL TRUCK STOP | 2319 E OVERLAND | SCOTTSBLUFF | 69361 | SCOTTS BLUFF | ERIC REICHERT | 1502 19TH AVE | SCOTTSBLUFF | NE | 69361 | 5 | Currently in Use | 20000 | Fiberglass Reinforced Plastic | Federally Regulated |  |  | Premium Unleaded | 2019 |  |  | Double Walled | Plastic
8013 | FAST GAS BY FOOS | 323 E OVERLAND | SCOTTSBLUFF | 69361 | SCOTTS BLUFF | FOOS BROS A PARTNERSHIP | 123 W 17TH ST | SCOTTSBLUFF | NE | 69361 | 1 | Permanently Out of Use | 10000 | Steel | Federally Regulated | None | Unknown | Regular Unleaded | 1969 | 9/1/1990 |  |  | Steel
8013 | FAST GAS BY FOOS | 323 E OVERLAND | SCOTTSBLUFF | 69361 | SCOTTS BLUFF | FOOS BROS A PARTNERSHIP | 123 W 17TH ST | SCOTTSBLUFF | NE | 69361 | 2 | Permanently Out of Use | 10000 | Steel | Federally Regulated | None | Unknown | Regular Unleaded | 1969 | 9/1/1990 |  |  | Steel
8013 | FAST GAS BY FOOS | 323 E OVERLAND | SCOTTSBLUFF | 69361 | SCOTTS BLUFF | FOOS BROS A PARTNERSHIP | 123 W 17TH ST | SCOTTSBLUFF | NE | 69361 | 3 | Permanently Out of Use | 6000 | Steel | Federally Regulated | None | Unknown | #2 Diesel | 1969 | 9/1/1990 |  |  | Steel
86 | GASAMAT SMOKER FRIENDLY #011 | 118 E BELTLINE HWY | SCOTTSBLUFF | 69361 | SCOTTS BLUFF | GASAMAT OIL CORP OF COLORADO | PO BOX 18690 | BOULDER | CO | 80308 | 1 | Currently in Use | 16000 | Steel | Federally Regulated | None | Impressed Current Cathodic Protection | Regular Unleaded | 1968 |  |  |  | Plastic
86 | GASAMAT SMOKER FRIENDLY #011 | 118 E BELTLINE HWY | SCOTTSBLUFF | 69361 | SCOTTS BLUFF | GASAMAT OIL CORP OF COLORADO | PO BOX 18690 | BOULDER | CO | 80308 | 2 | Currently in Use | 16000 | Steel | Federally Regulated | None | Impressed Current Cathodic Protection | Premium Unleaded | 1968 |  |  |  | Plastic
86 | GASAMAT SMOKER FRIENDLY #011 | 118 E BELTLINE HWY | SCOTTSBLUFF | 69361 | SCOTTS BLUFF | GASAMAT OIL CORP OF COLORADO | PO BOX 18690 | BOULDER | CO | 80308 | 3 | Currently in Use | 6000 | Steel | Federally Regulated | None | Impressed Current Cathodic Protection | #1 Diesel | 1968 |  |  |  | Plastic
11799 | GERALDINE BOLLIG | 190255 PCS RD | SCOTTSBLUFF | 69361 | SCOTTS BLUFF | GERALDINE BOLLIG | 190255 PCS ROAD | SCOTTSBLUFF | NE | 69361 | 1 | Permanently Out of Use | 2250 | Unknown | Federally Regulated |  |  | Empty | 1900 | 11/1/1997
1046 | GIT N SPLIT #17 | 506 W 27TH ST | SCOTTSBLUFF | 69361 | SCOTTS BLUFF | GAS N SHOP INC | PO BOX 81463 | LINCOLN | NE | 68501 | 1 | Currently in Use | 10000 | Steel | Federally Regulated | Internal Lining(e.g., epoxy resins) | Impressed Current Cathodic Protection | Regular Unleaded | 1977 |  |  |  | Fiberglass Reinforced Plastic
1046 | GIT N SPLIT #17 | 506 W 27TH ST | SCOTTSBLUFF | 69361 | SCOTTS BLUFF | GAS N SHOP INC | PO BOX 81463 | LINCOLN | NE | 68501 | 2 | Currently in Use | 10000 | Steel | Federally Regulated | Internal Lining(e.g., epoxy resins) | Impressed Current Cathodic Protection | Regular Unleaded | 1977 |  |  |  | Fiberglass Reinforced Plastic
1046 | GIT N SPLIT #17 | 506 W 27TH ST | SCOTTSBLUFF | 69361 | SCOTTS BLUFF | GAS N SHOP INC | PO BOX 81463 | LINCOLN | NE | 68501 | 3 | Currently in Use | 10000 | Steel | Federally Regulated | Internal Lining(e.g., epoxy resins) | Impressed Current Cathodic Protection | Regular Unleaded | 1977 |  |  |  | Fiberglass Reinforced Plastic, Steel
6137 | MARVIN BARTELS | 1401 AVE B | SCOTTSBLUFF | 69361 | SCOTTS BLUFF | MARVIN BARTELS | 1401 AVE 'B' | SCOTTSBLUFF | NE | 69361 | 1 | Permanently Out of Use | 4000 | Steel | Federally Regulated |  | Painted(e.g., asphaltic) | Regular Unleaded | 1983 | 11/1/1990 |  |  | Steel
6137 | MARVIN BARTELS | 1401 AVE B | SCOTTSBLUFF | 69361 | SCOTTS BLUFF | MARVIN BARTELS | 1401 AVE 'B' | SCOTTSBLUFF | NE | 69361 | 2 | Permanently Out of Use | 6000 | Steel | Federally Regulated |  | Painted(e.g., asphaltic) | Regular Unleaded | 1983 | 11/1/1990 |  |  | Steel
12519 | MAVERIK COUNTRY STORE #442 | 920 W 36TH ST | SCOTTSBLUFF | 69361 | SCOTTS BLUFF | MAVERIK INC LICENSING | 185 S STATE ST STE 800 | SALT LAKE CITY | UT | 84111 | 1 | Currently in Use | 12000 | Fiberglass Reinforced Plastic | Federally Regulated |  |  | E-10 | 2011 |  |  | Double Walled | Plastic
12519 | MAVERIK COUNTRY STORE #442 | 920 W 36TH ST | SCOTTSBLUFF | 69361 | SCOTTS BLUFF | MAVERIK INC LICENSING | 185 S STATE ST STE 800 | SALT LAKE CITY | UT | 84111 | 2 | Currently in Use | 12000 | Fiberglass Reinforced Plastic | Federally Regulated |  |  | E-10 | 2011 |  |  | Double Walled | Plastic
12519 | MAVERIK COUNTRY STORE #442 | 920 W 36TH ST | SCOTTSBLUFF | 69361 | SCOTTS BLUFF | MAVERIK INC LICENSING | 185 S STATE ST STE 800 | SALT LAKE CITY | UT | 84111 | 3 | Currently in Use | 12000 | Fiberglass Reinforced Plastic | Federally Regulated |  |  | Premium Unleaded | 2011 |  |  | Double Walled | Plastic
12519 | MAVERIK COUNTRY STORE #442 | 920 W 36TH ST | SCOTTSBLUFF | 69361 | SCOTTS BLUFF | MAVERIK INC LICENSING | 185 S STATE ST STE 800 | SALT LAKE CITY | UT | 84111 | 4 | Currently in Use | 12000 | Fiberglass Reinforced Plastic | Federally Regulated |  |  | #1 Diesel | 2011 |  |  | Double Walled | Plastic
578 | PANHANDLE COOP PLAZA STATION | 401 S BELTLINE HWY W | SCOTTSBLUFF | 69361 | SCOTTS BLUFF | PANHANDLE COOP INC | PO BOX 2188 | SCOTTSBLUFF | NE | 69363-2188 | 1 | Currently in Use | 12000 | Fiberglass Reinforced Plastic | Federally Regulated | None | None | E-10 | 1977 |  |  |  | Plastic
578 | PANHANDLE COOP PLAZA STATION | 401 S BELTLINE HWY W | SCOTTSBLUFF | 69361 | SCOTTS BLUFF | PANHANDLE COOP INC | PO BOX 2188 | SCOTTSBLUFF | NE | 69363-2188 | 2 | Currently in Use | 12000 | Fiberglass Reinforced Plastic | Federally Regulated | None | None | E-10 | 1977 |  |  |  | Plastic
578 | PANHANDLE COOP PLAZA STATION | 401 S BELTLINE HWY W | SCOTTSBLUFF | 69361 | SCOTTS BLUFF | PANHANDLE COOP INC | PO BOX 2188 | SCOTTSBLUFF | NE | 69363-2188 | 3 | Currently in Use | 12000 | Fiberglass Reinforced Plastic | Federally Regulated | None | None | Premium Unleaded | 1977 |  |  |  | Plastic
578 | PANHANDLE COOP PLAZA STATION | 401 S BELTLINE HWY W | SCOTTSBLUFF | 69361 | SCOTTS BLUFF | PANHANDLE COOP INC | PO BOX 2188 | SCOTTSBLUFF | NE | 69363-2188 | 4 | Currently in Use | 4000 | Fiberglass Reinforced Plastic | Federally Regulated | None | None | E-85 | 1977 |  |  |  | Plastic
578 | PANHANDLE COOP PLAZA STATION | 401 S BELTLINE HWY W | SCOTTSBLUFF | 69361 | SCOTTS BLUFF | PANHANDLE COOP INC | PO BOX 2188 | SCOTTSBLUFF | NE | 69363-2188 | 5 | Currently in Use | 12000 | Fiberglass Reinforced Plastic | Federally Regulated | None |  | #2 Diesel | 1977 |  |  |  | Plastic
578 | PANHANDLE COOP PLAZA STATION | 401 S BELTLINE HWY W | SCOTTSBLUFF | 69361 | SCOTTS BLUFF | PANHANDLE COOP INC | PO BOX 2188 | SCOTTSBLUFF | NE | 69363-2188 | 6 | Currently in Use | 10000 | Steel | Federally Regulated | None | Galvanic/Sacrificial Current Cathodic Protection, STIP3 Tank | #2 Diesel | 1990 |  |  |  | Plastic
578 | PANHANDLE COOP PLAZA STATION | 401 S BELTLINE HWY W | SCOTTSBLUFF | 69361 | SCOTTS BLUFF | PANHANDLE COOP INC | PO BOX 2188 | SCOTTSBLUFF | NE | 69363-2188 | 7 | Currently in Use | 4000 | Steel | Federally Regulated | None | Galvanic/Sacrificial Current Cathodic Protection, STIP3 Tank | #1 Diesel | 1990 |  |  |  | Plastic
578 | PANHANDLE COOP PLAZA STATION | 401 S BELTLINE HWY W | SCOTTSBLUFF | 69361 | SCOTTS BLUFF | PANHANDLE COOP INC | PO BOX 2188 | SCOTTSBLUFF | NE | 69363-2188 | 8 | Currently in Use | 4000 | Steel | Federally Regulated | None | Galvanic/Sacrificial Current Cathodic Protection, STIP3 Tank | Kerosene | 1990 |  |  |  | Plastic
578 | PANHANDLE COOP PLAZA STATION | 401 S BELTLINE HWY W | SCOTTSBLUFF | 69361 | SCOTTS BLUFF | PANHANDLE COOP INC | PO BOX 2188 | SCOTTSBLUFF | NE | 69363-2188 | 9 | Currently in Use | 4000 | Steel | Federally Regulated | None | Galvanic/Sacrificial Current Cathodic Protection, STIP3 Tank | #2 Diesel, Other->Dyed diesel | 1990 |  |  |  | Plastic
7697 | Panhandle Coop-Northgate Station | 3302 AVE B | SCOTTSBLUFF | 69361 | SCOTTS BLUFF | PANHANDLE COOP INC | PO BOX 2188 | SCOTTSBLUFF | NE | 69363-2188 | 1 | Currently in Use | 8000 | Fiberglass Reinforced Plastic | Federally Regulated | None | None | Premium Unleaded | 1986 |  |  |  | Fiberglass Reinforced Plastic
7697 | Panhandle Coop-Northgate Station | 3302 AVE B | SCOTTSBLUFF | 69361 | SCOTTS BLUFF | PANHANDLE COOP INC | PO BOX 2188 | SCOTTSBLUFF | NE | 69363-2188 | 2 | Currently in Use | 8000 | Fiberglass Reinforced Plastic | Federally Regulated | None | None | E-10 | 1986 |  |  |  | Fiberglass Reinforced Plastic
7697 | Panhandle Coop-Northgate Station | 3302 AVE B | SCOTTSBLUFF | 69361 | SCOTTS BLUFF | PANHANDLE COOP INC | PO BOX 2188 | SCOTTSBLUFF | NE | 69363-2188 | 3 | Currently in Use | 8000 | Fiberglass Reinforced Plastic | Federally Regulated | None | None | E-10 | 1986 |  |  |  | Fiberglass Reinforced Plastic
11765 | REGIONAL WEST MEDICAL CENTER | 4021 AVE B | SCOTTSBLUFF | 69361 | SCOTTS BLUFF | REGIONAL WEST MEDICAL CENTER | 4021 AVE B | SCOTTSBLUFF | NE | 69361 | 2 | Currently in Use | 10000 | Fiberglass Reinforced Plastic | Federally Regulated | None | None | #2 Diesel | 2004 |  |  | Double Walled | Plastic
6181 | ROUTE 26 MART | 1722 E 20TH ST | SCOTTSBLUFF | 69361 | SCOTTS BLUFF | A S 22 LLC | 1722 E 20TH ST | SCOTTSBLUFF | NE | 69361 | 1 | Currently in Use | 6000 | Steel | Federally Regulated | None | Galvanic/Sacrificial Current Cathodic Protection, Painted(e.g., asphaltic), STIP3 Tank | #2 Diesel | 1988 |  |  |  | Fiberglass Reinforced Plastic
6181 | ROUTE 26 MART | 1722 E 20TH ST | SCOTTSBLUFF | 69361 | SCOTTS BLUFF | A S 22 LLC | 1722 E 20TH ST | SCOTTSBLUFF | NE | 69361 | 2 | Currently in Use | 6000 | Steel | Federally Regulated | None | Galvanic/Sacrificial Current Cathodic Protection, Painted(e.g., asphaltic), STIP3 Tank | Premium Unleaded | 1988 |  |  |  | Fiberglass Reinforced Plastic
6181 | ROUTE 26 MART | 1722 E 20TH ST | SCOTTSBLUFF | 69361 | SCOTTS BLUFF | A S 22 LLC | 1722 E 20TH ST | SCOTTSBLUFF | NE | 69361 | 3 | Currently in Use | 8000 | Steel | Federally Regulated | None | Galvanic/Sacrificial Current Cathodic Protection, Painted(e.g., asphaltic), STIP3 Tank | Regular Unleaded | 1988 |  |  |  | Fiberglass Reinforced Plastic
4473 | SCOTTS BLUFF COUNTY | 1015 AVE I | SCOTTSBLUFF | 69361 | SCOTTS BLUFF | SCOTTSBLUFF COUNTY | 1001 AVE 'I' | SCOTTSBLUFF | NE | 69361 | 5 | Permanently Out of Use | 1000 | Steel | Federally Regulated |  |  |  | 1976
7085 | SHORT STOP | 2002 AVE I | SCOTTSBLUFF | 69361 | SCOTTS BLUFF | GRASS RETAIL LLC | 150095 EXP FARM RD | SCOTTSBLUFF | NE | 69357 | 1 | Currently in Use | 10000 | Steel | Federally Regulated | None | Galvanic/Sacrificial Current Cathodic Protection, STIP3 Tank | Regular Unleaded | 1986 |  |  |  | Fiberglass Reinforced Plastic
7085 | SHORT STOP | 2002 AVE I | SCOTTSBLUFF | 69361 | SCOTTS BLUFF | GRASS RETAIL LLC | 150095 EXP FARM RD | SCOTTSBLUFF | NE | 69357 | 2 | Currently in Use | 10000 | Steel | Federally Regulated | None | Galvanic/Sacrificial Current Cathodic Protection, STIP3 Tank | Premium Unleaded | 1986 |  |  |  | Fiberglass Reinforced Plastic
5415 | SINCLAIR SUPER SHOP | 902 W OVERLAND | SCOTTSBLUFF | 69361 | SCOTTS BLUFF | BIG BATS LLC | 331 MAIN ST | CHADRON | NE | 69337 | 1 | Currently in Use | 8000 | Fiberglass Reinforced Plastic | Federally Regulated | Internal Lining(e.g., epoxy resins) | None | Regular Unleaded | 1986 |  |  |  | Fiberglass Reinforced Plastic
5415 | SINCLAIR SUPER SHOP | 902 W OVERLAND | SCOTTSBLUFF | 69361 | SCOTTS BLUFF | BIG BATS LLC | 331 MAIN ST | CHADRON | NE | 69337 | 2 | Currently in Use | 8000 | Fiberglass Reinforced Plastic | Federally Regulated | Internal Lining(e.g., epoxy resins) | None | Regular Unleaded | 1986 |  |  |  | Fiberglass Reinforced Plastic
5415 | SINCLAIR SUPER SHOP | 902 W OVERLAND | SCOTTSBLUFF | 69361 | SCOTTS BLUFF | BIG BATS LLC | 331 MAIN ST | CHADRON | NE | 69337 | 3 | Currently in Use | 8000 | Fiberglass Reinforced Plastic | Federally Regulated | Internal Lining(e.g., epoxy resins) | None | #2 Diesel | 1986 |  |  |  | Fiberglass Reinforced Plastic
6178 | SLAFTER OIL | 218 S BELTLINE HWY E | SCOTTSBLUFF | 69361 | SCOTTS BLUFF | WESTERN COOPERATIVE CO | PO BOX H | ALLIANCE | NE | 69301 | 1 | Currently in Use | 10000 | Steel | Federally Regulated | Internal Lining(e.g., epoxy resins) | Impressed Current Cathodic Protection | #2 Diesel | 1977 |  |  |  | Steel
6178 | SLAFTER OIL | 218 S BELTLINE HWY E | SCOTTSBLUFF | 69361 | SCOTTS BLUFF | WESTERN COOPERATIVE CO | PO BOX H | ALLIANCE | NE | 69301 | 2 | Currently in Use | 4000 | Steel | Federally Regulated | Internal Lining(e.g., epoxy resins) | Impressed Current Cathodic Protection | Regular Unleaded | 1974 |  |  |  | Steel
7020 | VALLI HI CAR RENTAL | SCOTTS BLUFF COUNTY AIRPORT | SCOTTSBLUFF | 69361 | SCOTTS BLUFF | VALLI HI CAR RENTAL | SCOTTSBLUFF CTY ARPT | SCOTTSBLUFF | NE | 69361 | 1 | Permanently Out of Use | 2000 | Steel | Federally Regulated | None | Painted(e.g., asphaltic) | Regular Unleaded | 1984 | 9/1/1990 |  |  | Steel
4929 | FARMERS COOP MERCANTILE CO | HWY 275 & HORTON ST | SCRIBNER | 68057 | DODGE | FARMERS COOP MERCANTILE CO | PO BOX 350 | SCRIBNER | NE | 68057 | 6 | Permanently Out of Use | 560 | Steel | Federally Regulated | Unknown | Painted(e.g., asphaltic) | #2 Diesel | 1971 |  |  |  | Steel
11798 | SCRIBNER BP STATION | 317 RAILROAD ST | SCRIBNER | 68057 | DODGE | SCRIBNER GRAIN | PO BOX 289 | SCRIBNER | NE | 68057 | 1 | Currently in Use | 10000 | Fiberglass Reinforced Plastic | Federally Regulated | None | None | #2 Diesel | 1999 |  |  | Double Walled | Fiberglass Reinforced Plastic
11798 | SCRIBNER BP STATION | 317 RAILROAD ST | SCRIBNER | 68057 | DODGE | SCRIBNER GRAIN | PO BOX 289 | SCRIBNER | NE | 68057 | 2 | Currently in Use | 3000 | Fiberglass Reinforced Plastic | Federally Regulated | None | None | Regular Unleaded | 1999 |  |  | Double Walled | Fiberglass Reinforced Plastic
11798 | SCRIBNER BP STATION | 317 RAILROAD ST | SCRIBNER | 68057 | DODGE | SCRIBNER GRAIN | PO BOX 289 | SCRIBNER | NE | 68057 | 3 | Currently in Use | 4000 | Fiberglass Reinforced Plastic | Federally Regulated | None | None | E-85 | 1999 |  |  | Double Walled | Fiberglass Reinforced Plastic
11798 | SCRIBNER BP STATION | 317 RAILROAD ST | SCRIBNER | 68057 | DODGE | SCRIBNER GRAIN | PO BOX 289 | SCRIBNER | NE | 68057 | 4 | Currently in Use | 3000 | Fiberglass Reinforced Plastic | Federally Regulated | None | None | Regular Unleaded | 1999 |  |  | Double Walled | Fiberglass Reinforced Plastic
1780 | SCRIBNER EXPRESS | 205 RAILROAD ST | SCRIBNER | 68057 | DODGE | L & R INC | PO BOX 269 | SCRIBNER | NE | 68057 | 1 | Currently in Use | 10000 | Steel | Federally Regulated | None | Impressed Current Cathodic Protection, STIP3 Tank | Regular Unleaded | 1984 |  |  |  | Steel
1780 | SCRIBNER EXPRESS | 205 RAILROAD ST | SCRIBNER | 68057 | DODGE | L & R INC | PO BOX 269 | SCRIBNER | NE | 68057 | 2 | Currently in Use | 6000 | Steel | Federally Regulated | None | Impressed Current Cathodic Protection, STIP3 Tank | E-10 | 1984 |  |  |  | Steel
1780 | SCRIBNER EXPRESS | 205 RAILROAD ST | SCRIBNER | 68057 | DODGE | L & R INC | PO BOX 269 | SCRIBNER | NE | 68057 | 3 | Currently in Use | 4000 | Steel | Federally Regulated | None | Impressed Current Cathodic Protection, STIP3 Tank | #2 Diesel | 1984 |  |  |  | Steel
7184 | CASEYS GENERAL STORE #2730 | 2605 PROGRESSIVE RD | SEWARD | 68434 | SEWARD | CASEYS RETAIL CO | PO BOX 3001 | ANKENY | IA | 50021-8045 | 1 | Currently in Use | 10000 | Steel | Federally Regulated | None | Galvanic/Sacrificial Current Cathodic Protection, STIP3 Tank | Regular Unleaded | 1989 |  |  |  | Fiberglass Reinforced Plastic, Plastic
7184 | CASEYS GENERAL STORE #2730 | 2605 PROGRESSIVE RD | SEWARD | 68434 | SEWARD | CASEYS RETAIL CO | PO BOX 3001 | ANKENY | IA | 50021-8045 | 2 | Currently in Use | 10000 | Steel | Federally Regulated | None | Galvanic/Sacrificial Current Cathodic Protection, STIP3 Tank | Regular Unleaded | 1989 |  |  |  | Fiberglass Reinforced Plastic, Plastic
7184 | CASEYS GENERAL STORE #2730 | 2605 PROGRESSIVE RD | SEWARD | 68434 | SEWARD | CASEYS RETAIL CO | PO BOX 3001 | ANKENY | IA | 50021-8045 | 3 | Currently in Use | 10000 | Steel | Federally Regulated | None | Galvanic/Sacrificial Current Cathodic Protection, STIP3 Tank | #2 Diesel | 1989 |  |  |  | Fiberglass Reinforced Plastic
4669 | CITY OF SEWARD WATER POLLUTION CONTROL FAC | 1040 S COLUMBIA AVE | SEWARD | 68434 | SEWARD | CITY OF SEWARD | PO BOX 38 | SEWARD | NE | 68434 | 3 | Currently in Use | 8000 | Fiberglass Reinforced Plastic | Federally Regulated | None | None | E-10 | 1980 |  |  |  | Fiberglass Reinforced Plastic
2730 | FARMERS COOPERATIVE - SEWARD | 412 SEWARD ST | SEWARD | 68434 | SEWARD | FARMERS COOPERATIVE | PO BOX 263 | DORCHESTER | NE | 68343-0263 | 6 | Currently in Use | 10000 | Steel | Federally Regulated | None | Galvanic/Sacrificial Current Cathodic Protection, STIP3 Tank | Regular Unleaded | 1998 |  |  |  | Fiberglass Reinforced Plastic
2730 | FARMERS COOPERATIVE - SEWARD | 412 SEWARD ST | SEWARD | 68434 | SEWARD | FARMERS COOPERATIVE | PO BOX 263 | DORCHESTER | NE | 68343-0263 | 7 | Currently in Use | 5000 | Steel | Federally Regulated | None | Galvanic/Sacrificial Current Cathodic Protection, STIP3 Tank | Regular Unleaded | 1998 |  |  |  | Fiberglass Reinforced Plastic
2730 | FARMERS COOPERATIVE - SEWARD | 412 SEWARD ST | SEWARD | 68434 | SEWARD | FARMERS COOPERATIVE | PO BOX 263 | DORCHESTER | NE | 68343-0263 | 8 | Currently in Use | 5000 | Steel | Federally Regulated | None | Galvanic/Sacrificial Current Cathodic Protection, STIP3 Tank | #2 Diesel | 1998 |  |  |  | Fiberglass Reinforced Plastic
1144 | FAST MART CONOCO | 215 N 6TH ST | SEWARD | 68434 | SEWARD | FAST MART CONOCO | 215 N 6TH ST | SEWARD | NE | 68434 | 5 | Currently in Use | 12000 | Fiberglass Reinforced Plastic | Federally Regulated |  |  | Regular Unleaded | 2018 |  |  | Double Walled | Plastic
1144 | FAST MART CONOCO | 215 N 6TH ST | SEWARD | 68434 | SEWARD | FAST MART CONOCO | 215 N 6TH ST | SEWARD | NE | 68434 | 6 | Currently in Use | 5000 | Fiberglass Reinforced Plastic | Federally Regulated |  |  | Premium Unleaded | 2018 |  |  | Double Walled | Plastic
1144 | FAST MART CONOCO | 215 N 6TH ST | SEWARD | 68434 | SEWARD | FAST MART CONOCO | 215 N 6TH ST | SEWARD | NE | 68434 | 7 | Currently in Use | 5000 | Fiberglass Reinforced Plastic | Federally Regulated |  |  | #2 Diesel | 2018 |  |  | Double Walled | Plastic
1144 | FAST MART CONOCO | 215 N 6TH ST | SEWARD | 68434 | SEWARD | FAST MART CONOCO | 215 N 6TH ST | SEWARD | NE | 68434 | 8 | Currently in Use | 15000 | Fiberglass Reinforced Plastic | Federally Regulated |  |  | E-10 | 2018 |  |  | Double Walled | Plastic
12012 | GAS N SNACKS | 541 JACKSON AVE | SEWARD | 68434 | SEWARD | KENT MAR INC | 1240 LONGWOOD DRIVE | CRETE | NE | 68333 | 1 | Currently in Use | 4000 | Steel | Federally Regulated | None | Impressed Current Cathodic Protection | Regular Unleaded | 1988 |  |  |  | Fiberglass Reinforced Plastic
12012 | GAS N SNACKS | 541 JACKSON AVE | SEWARD | 68434 | SEWARD | KENT MAR INC | 1240 LONGWOOD DRIVE | CRETE | NE | 68333 | 2 | Currently in Use | 6000 | Steel | Federally Regulated | None | Impressed Current Cathodic Protection | E-10 | 1988 |  |  |  | Fiberglass Reinforced Plastic
12012 | GAS N SNACKS | 541 JACKSON AVE | SEWARD | 68434 | SEWARD | KENT MAR INC | 1240 LONGWOOD DRIVE | CRETE | NE | 68333 | 3 | Currently in Use | 6000 | Steel | Federally Regulated | None | Impressed Current Cathodic Protection | Regular Unleaded | 1988 |  |  |  | Fiberglass Reinforced Plastic
12012 | GAS N SNACKS | 541 JACKSON AVE | SEWARD | 68434 | SEWARD | KENT MAR INC | 1240 LONGWOOD DRIVE | CRETE | NE | 68333 | 4 | Currently in Use | 10000 | Steel | Federally Regulated | None | Impressed Current Cathodic Protection | Regular Unleaded | 1998 |  |  |  | Fiberglass Reinforced Plastic
1710 | GIT N SPLIT #48 | 536 ROBERTS | SEWARD | 68434 | SEWARD | GAS N SHOP INC | PO BOX 81463 | LINCOLN | NE | 68501 | 1 | Currently in Use | 10000 | Steel | Federally Regulated | Internal Lining(e.g., epoxy resins) | Impressed Current Cathodic Protection | Regular Unleaded | 1981 |  |  |  | Steel
1710 | GIT N SPLIT #48 | 536 ROBERTS | SEWARD | 68434 | SEWARD | GAS N SHOP INC | PO BOX 81463 | LINCOLN | NE | 68501 | 2 | Currently in Use | 10000 | Steel | Federally Regulated | Internal Lining(e.g., epoxy resins) | Impressed Current Cathodic Protection | Regular Unleaded | 1981 |  |  |  | Steel
4976 | SEWARD AIRPORT | S HWY 15 | SEWARD | 68434 | SEWARD | SEWARD AIRPORT AUTHORITY | PO BOX 278 | SEWARD | NE | 68434 | 3 | Currently in Use | 10000 | Steel | Federally Regulated | None | Fiberglass Reinforced Plastic Coated | Other->Aviation Fuel | 1998 |  |  |  | Fiberglass Reinforced Plastic
4976 | SEWARD AIRPORT | S HWY 15 | SEWARD | 68434 | SEWARD | SEWARD AIRPORT AUTHORITY | PO BOX 278 | SEWARD | NE | 68434 | 4 | Currently in Use | 10000 | Steel | Federally Regulated | None | Fiberglass Reinforced Plastic Coated | Other->Aviation Fuel | 1998 |  |  |  | Fiberglass Reinforced Plastic
1157 | SEWARD MOTOR FREIGHT INC | 970 280TH RD | SEWARD | 68434 | SEWARD | SEWARD MOTOR FREIGHT INC | PO BOX 126 | SEWARD | NE | 68434 | 1 | Currently in Use | 20000 | Fiberglass Reinforced Plastic | Federally Regulated | None | Fiberglass Reinforced Plastic Coated | #2 Diesel | 1993 |  |  |  | Fiberglass Reinforced Plastic
1157 | SEWARD MOTOR FREIGHT INC | 970 280TH RD | SEWARD | 68434 | SEWARD | SEWARD MOTOR FREIGHT INC | PO BOX 126 | SEWARD | NE | 68434 | 2 | Currently in Use | 4000 | Fiberglass Reinforced Plastic | Federally Regulated | None | Fiberglass Reinforced Plastic Coated | Used Oil | 1993 |  |  |  | Fiberglass Reinforced Plastic
1157 | SEWARD MOTOR FREIGHT INC | 970 280TH RD | SEWARD | 68434 | SEWARD | SEWARD MOTOR FREIGHT INC | PO BOX 126 | SEWARD | NE | 68434 | 5 | Currently in Use | 4000 | Fiberglass Reinforced Plastic | Federally Regulated | None | Fiberglass Reinforced Plastic Coated | New Oil | 1993 |  |  |  | Fiberglass Reinforced Plastic
3058 | SEWARD SCHOOL DISTRICT BUS MAINT | 712 S COLUMBIA AVE | SEWARD | 68434 | SEWARD | SCHOOL DISTRICT OF SEWARD | 410 SOUTH ST | SEWARD | NE | 68434 | 2 | Currently in Use | 10000 | Steel | Federally Regulated | None | Fiberglass Reinforced Plastic Coated | Regular Unleaded | 1997 |  |  | Double Walled | Fiberglass Reinforced Plastic, Plastic
3058 | SEWARD SCHOOL DISTRICT BUS MAINT | 712 S COLUMBIA AVE | SEWARD | 68434 | SEWARD | SCHOOL DISTRICT OF SEWARD | 410 SOUTH ST | SEWARD | NE | 68434 | 3 | Currently in Use | 4000 | Steel | Federally Regulated | None | Fiberglass Reinforced Plastic Coated | #2 Diesel | 1997 |  |  | Double Walled | Plastic
673 | SPEEDEE MART 2737 SEWARD | 930 280TH ST | SEWARD | 68434 | SEWARD | DANCO II 2737 SEWARD LLC | PO BOX 10 | VALENTINE | NE | 69201 | 1 | Currently in Use | 10000 | Steel | Federally Regulated | None | Galvanic/Sacrificial Current Cathodic Protection, Painted(e.g., asphaltic) | E-10 | 1988 |  |  |  | Fiberglass Reinforced Plastic
673 | SPEEDEE MART 2737 SEWARD | 930 280TH ST | SEWARD | 68434 | SEWARD | DANCO II 2737 SEWARD LLC | PO BOX 10 | VALENTINE | NE | 69201 | 2 | Currently in Use | 6000 | Steel | Federally Regulated | None | Galvanic/Sacrificial Current Cathodic Protection, Painted(e.g., asphaltic) | E-10 | 1988 |  |  |  | Fiberglass Reinforced Plastic
673 | SPEEDEE MART 2737 SEWARD | 930 280TH ST | SEWARD | 68434 | SEWARD | DANCO II 2737 SEWARD LLC | PO BOX 10 | VALENTINE | NE | 69201 | 3 | Currently in Use | 6000 | Steel | Federally Regulated | None | Galvanic/Sacrificial Current Cathodic Protection, Painted(e.g., asphaltic) | E-10 | 1988 |  |  |  | Fiberglass Reinforced Plastic
673 | SPEEDEE MART 2737 SEWARD | 930 280TH ST | SEWARD | 68434 | SEWARD | DANCO II 2737 SEWARD LLC | PO BOX 10 | VALENTINE | NE | 69201 | 4 | Currently in Use | 4000 | Steel | Federally Regulated | None | Galvanic/Sacrificial Current Cathodic Protection, Painted(e.g., asphaltic) | #2 Diesel | 2001 |  |  |  | Fiberglass Reinforced Plastic
11729 | CUBBYs SHELBY | 600 E PARK | SHELBY | 68662 | POLK | CUBBYs INC | 9229 MORMON BRIDGE PLZ STE 6 | OMAHA | NE | 68152-1942 | 1 | Currently in Use | 4000 | Steel | Federally Regulated | None | Galvanic/Sacrificial Current Cathodic Protection, Painted(e.g., asphaltic), STIP3 Tank | #1 Diesel | 1998 |  |  |  | Fiberglass Reinforced Plastic
11729 | CUBBYs SHELBY | 600 E PARK | SHELBY | 68662 | POLK | CUBBYs INC | 9229 MORMON BRIDGE PLZ STE 6 | OMAHA | NE | 68152-1942 | 2 | Currently in Use | 10000 | Steel | Federally Regulated | None | Galvanic/Sacrificial Current Cathodic Protection, Painted(e.g., asphaltic), STIP3 Tank | E-10 | 1998 |  |  |  | Fiberglass Reinforced Plastic
11729 | CUBBYs SHELBY | 600 E PARK | SHELBY | 68662 | POLK | CUBBYs INC | 9229 MORMON BRIDGE PLZ STE 6 | OMAHA | NE | 68152-1942 | 3 | Currently in Use | 10000 | Steel | Federally Regulated | None | Galvanic/Sacrificial Current Cathodic Protection, Painted(e.g., asphaltic), STIP3 Tank | E-85 | 1998 |  |  |  | Fiberglass Reinforced Plastic
11729 | CUBBYs SHELBY | 600 E PARK | SHELBY | 68662 | POLK | CUBBYs INC | 9229 MORMON BRIDGE PLZ STE 6 | OMAHA | NE | 68152-1942 | 4 | Currently in Use | 10000 | Steel | Federally Regulated | None | Galvanic/Sacrificial Current Cathodic Protection, Painted(e.g., asphaltic), STIP3 Tank | E-10 | 1998 |  |  |  | Fiberglass Reinforced Plastic
11729 | CUBBYs SHELBY | 600 E PARK | SHELBY | 68662 | POLK | CUBBYs INC | 9229 MORMON BRIDGE PLZ STE 6 | OMAHA | NE | 68152-1942 | 5 | Currently in Use | 10000 | Steel | Federally Regulated | None | Galvanic/Sacrificial Current Cathodic Protection, Painted(e.g., asphaltic), STIP3 Tank | Regular Unleaded | 1998 |  |  |  | Fiberglass Reinforced Plastic
11729 | CUBBYs SHELBY | 600 E PARK | SHELBY | 68662 | POLK | CUBBYs INC | 9229 MORMON BRIDGE PLZ STE 6 | OMAHA | NE | 68152-1942 | 7 | Currently in Use | 12000 | Fiberglass Reinforced Plastic | Federally Regulated | None | None | #2 Diesel | 2010 |  |  | Double Walled | Plastic
6185 | COPPER PENNY | 105 E HWY 30 | SHELTON | 68876 | BUFFALO | COPPER PENNY LLC | PO BOX 113 | SHELTON | NE | 69976 | 5 | Currently in Use | 4000 | Fiberglass Reinforced Plastic | Federally Regulated | None | None | Regular Unleaded | 1996 |  |  |  | Fiberglass Reinforced Plastic
6185 | COPPER PENNY | 105 E HWY 30 | SHELTON | 68876 | BUFFALO | COPPER PENNY LLC | PO BOX 113 | SHELTON | NE | 69976 | 6 | Currently in Use | 4000 | Fiberglass Reinforced Plastic | Federally Regulated | None | None | Premium Unleaded | 1996 |  |  |  | Fiberglass Reinforced Plastic
6185 | COPPER PENNY | 105 E HWY 30 | SHELTON | 68876 | BUFFALO | COPPER PENNY LLC | PO BOX 113 | SHELTON | NE | 69976 | 7 | Currently in Use | 6000 | Steel | Federally Regulated | None | Galvanic/Sacrificial Current Cathodic Protection, STIP3 Tank | #1 Diesel | 2003 |  |  |  | Fiberglass Reinforced Plastic
6185 | COPPER PENNY | 105 E HWY 30 | SHELTON | 68876 | BUFFALO | COPPER PENNY LLC | PO BOX 113 | SHELTON | NE | 69976 | 8 | Currently in Use | 4000 | Steel | Federally Regulated | None | Galvanic/Sacrificial Current Cathodic Protection, STIP3 Tank | Regular Unleaded | 2003 |  |  |  | Fiberglass Reinforced Plastic
6185 | COPPER PENNY | 105 E HWY 30 | SHELTON | 68876 | BUFFALO | COPPER PENNY LLC | PO BOX 113 | SHELTON | NE | 69976 | 9 | Currently in Use | 4000 | Steel | Federally Regulated | None | Galvanic/Sacrificial Current Cathodic Protection, STIP3 Tank | Regular Unleaded | 2003 |  |  |  | Fiberglass Reinforced Plastic
5929 | UNION PACIFIC RAILROAD | HWY 30 | SHELTON | 68876 | BUFFALO | AMOS MOTOR CO | 223 C ST | SHELTON | NE | 68876 | 1 | Permanently Out of Use | 1000 | Steel | Federally Regulated | Unknown | Unknown | Empty | 1946 | 2/1/1980 |  |  | Steel
5929 | UNION PACIFIC RAILROAD | HWY 30 | SHELTON | 68876 | BUFFALO | AMOS MOTOR CO | 223 C ST | SHELTON | NE | 68876 | 2 | Permanently Out of Use | 1000 | Steel | Federally Regulated | Unknown | Unknown | Empty | 1946 | 2/1/1980 |  |  | Steel
11195 | ZAS | 208 C ST | SHELTON | 68876 | BUFFALO | TIMOTHY MONINGER | 320 G ST | SHELTON | NE | 68876 | 1 | Permanently Out of Use | 6000 | Steel | Federally Regulated | None | Galvanic/Sacrificial Current Cathodic Protection, STIP3 Tank | Regular Unleaded | 1993 | 5/1/2019 |  |  | Fiberglass Reinforced Plastic, Fiberglass Reinforced Plastic
11195 | ZAS | 208 C ST | SHELTON | 68876 | BUFFALO | TIMOTHY MONINGER | 320 G ST | SHELTON | NE | 68876 | 2 | Permanently Out of Use | 6000 | Steel | Federally Regulated | None | Galvanic/Sacrificial Current Cathodic Protection, STIP3 Tank | E-10 | 1993 | 5/1/2019 |  |  | Fiberglass Reinforced Plastic, Fiberglass Reinforced Plastic
2308 | SPEEDEE MART #2902 | 302 N MARKET ST | SHICKLEY | 68436 | FILLMORE | DANCO II CB LLC | PO BOX 10 | VALENTINE | NE | 69201-0010 | 8 | Currently in Use | 4000 | Steel | Federally Regulated | None | Impressed Current Cathodic Protection, STIP3 Tank | #2 Diesel | 1998 |  |  |  | Fiberglass Reinforced Plastic
2308 | SPEEDEE MART #2902 | 302 N MARKET ST | SHICKLEY | 68436 | FILLMORE | DANCO II CB LLC | PO BOX 10 | VALENTINE | NE | 69201-0010 | 9 | Currently in Use | 4000 | Steel | Federally Regulated | None | Impressed Current Cathodic Protection, STIP3 Tank | E-10 | 1998 |  |  |  | Fiberglass Reinforced Plastic
2308 | SPEEDEE MART #2902 | 302 N MARKET ST | SHICKLEY | 68436 | FILLMORE | DANCO II CB LLC | PO BOX 10 | VALENTINE | NE | 69201-0010 | 10 | Currently in Use | 4000 | Steel | Federally Regulated | None | Impressed Current Cathodic Protection, STIP3 Tank | E-10 | 1998 |  |  |  | Fiberglass Reinforced Plastic
2308 | SPEEDEE MART #2902 | 302 N MARKET ST | SHICKLEY | 68436 | FILLMORE | DANCO II CB LLC | PO BOX 10 | VALENTINE | NE | 69201-0010 | 11 | Currently in Use | 2000 | Steel | Federally Regulated | None | Impressed Current Cathodic Protection, STIP3 Tank | Premium Unleaded | 1998 |  |  |  | Fiberglass Reinforced Plastic
4125 | LANDON ALEXANDER | 402 MAIN ST | SHUBERT | 68437 | RICHARDSON | LANDON ALEXANDER | 402 MAIN ST | SHUBERT | NE | 68437 | 1 | Permanently Out of Use | 550 | Steel | Federally Regulated | Unknown | TARRED | Regular Unleaded | 1956 |  |  |  | Steel
4125 | LANDON ALEXANDER | 402 MAIN ST | SHUBERT | 68437 | RICHARDSON | LANDON ALEXANDER | 402 MAIN ST | SHUBERT | NE | 68437 | 2 | Permanently Out of Use | 550 | Steel | Federally Regulated | Unknown | TARRED | Regular Unleaded | 1956 |  |  |  | Steel
12329 | ADAMS WAREHOUSING | 3232 RD 101 E | SIDNEY | 69166 | CHEYENNE | ADAMS WAREHOUSING | 1655 INDUSTRIAL AVE | SIDNEY | NE | 69162 | 1 | Currently in Use | 12000 | Composite | Federally Regulated | None | Fiberglass Reinforced Plastic Coated | #2 Diesel | 2005 |  |  |  | Fiberglass Reinforced Plastic
12329 | ADAMS WAREHOUSING | 3232 RD 101 E | SIDNEY | 69166 | CHEYENNE | ADAMS WAREHOUSING | 1655 INDUSTRIAL AVE | SIDNEY | NE | 69162 | 2 | Currently in Use | 8000 | Composite | Federally Regulated | None | Fiberglass Reinforced Plastic Coated | #2 Diesel | 2005 |  |  |  | Fiberglass Reinforced Plastic
680 | ALTA CONVENIENCE #6232 | 440 ILLINOIS AVE | SIDNEY | 69162 | CHEYENNE | CF ALTITUDE LLC | 8400 E PRENTICE AVE STE 400 | GREENWOOD VILLAGE | CO | 80111 | 6 | Currently in Use | 12000 | Fiberglass Reinforced Plastic | Federally Regulated | None | None | #2 Diesel | 1998
680 | ALTA CONVENIENCE #6232 | 440 ILLINOIS AVE | SIDNEY | 69162 | CHEYENNE | CF ALTITUDE LLC | 8400 E PRENTICE AVE STE 400 | GREENWOOD VILLAGE | CO | 80111 | 7 | Currently in Use | 12000 | Fiberglass Reinforced Plastic | Federally Regulated | None | None | Regular Unleaded | 1998
680 | ALTA CONVENIENCE #6232 | 440 ILLINOIS AVE | SIDNEY | 69162 | CHEYENNE | CF ALTITUDE LLC | 8400 E PRENTICE AVE STE 400 | GREENWOOD VILLAGE | CO | 80111 | 8 | Currently in Use | 6000 | Fiberglass Reinforced Plastic | Federally Regulated | None | None | Premium Unleaded | 1998
680 | ALTA CONVENIENCE #6232 | 440 ILLINOIS AVE | SIDNEY | 69162 | CHEYENNE | CF ALTITUDE LLC | 8400 E PRENTICE AVE STE 400 | GREENWOOD VILLAGE | CO | 80111 | 9 | Currently in Use | 6000 | Fiberglass Reinforced Plastic | Federally Regulated | None | None | Regular Unleaded | 1998
6020 | BARKER CLEANERS | 1145 JACKSON | SIDNEY | 69162 | CHEYENNE | BARKER CLEANERS | 1145 JACKSON | SIDNEY | NE | 69162 | 1 | Permanently Out of Use | 800 | Steel | Federally Regulated | Unknown | Unknown | Other->STODDARD SOLVENT | 1946 | 6/1/1989 |  |  | Steel
6020 | BARKER CLEANERS | 1145 JACKSON | SIDNEY | 69162 | CHEYENNE | BARKER CLEANERS | 1145 JACKSON | SIDNEY | NE | 69162 | 2 | Permanently Out of Use | 800 | Steel | Federally Regulated | Unknown | Unknown | Heating Oil 1 | 1946 | 12/1/1993 |  |  | Steel
11971 | CABELAS | 1 CABELA DR | SIDNEY | 69162 | CHEYENNE | CABELAS INC ATTN ACCTS PAYABLE | PO BOX 219 | SIDNEY | NE | 69162 | 1 | Currently in Use | 2000 | Fiberglass Reinforced Plastic | Federally Regulated | None | None | #1 Diesel | 2002 |  |  | Double Walled | Plastic
11782 | FAT DOGS | 3070 SILVERBURG DR | SIDNEY | 69162 | CHEYENNE | WILKINSON DEVELOPMENT INC | PO BOX 768 | NORTH PLATTE | NE | 69103-0768 | 1 | Currently in Use | 20000 | Steel | Federally Regulated | None | Galvanic/Sacrificial Current Cathodic Protection, STIP3 Tank | Regular Unleaded | 1999 |  |  |  | Fiberglass Reinforced Plastic
11782 | FAT DOGS | 3070 SILVERBURG DR | SIDNEY | 69162 | CHEYENNE | WILKINSON DEVELOPMENT INC | PO BOX 768 | NORTH PLATTE | NE | 69103-0768 | 2 | Currently in Use | 10000 | Steel | Federally Regulated | None | Galvanic/Sacrificial Current Cathodic Protection, STIP3 Tank | Premium Unleaded | 1999 |  |  |  | Fiberglass Reinforced Plastic
11782 | FAT DOGS | 3070 SILVERBURG DR | SIDNEY | 69162 | CHEYENNE | WILKINSON DEVELOPMENT INC | PO BOX 768 | NORTH PLATTE | NE | 69103-0768 | 3 | Currently in Use | 8000 | Steel | Federally Regulated | None | Galvanic/Sacrificial Current Cathodic Protection, STIP3 Tank | #2 Diesel | 1999 |  |  |  | Fiberglass Reinforced Plastic
2192 | GIT N SPLIT #54 | 1912 10TH AVE | SIDNEY | 69162 | CHEYENNE | GAS N SHOP INC | PO BOX 81463 | LINCOLN | NE | 68501 | 1 | Currently in Use | 8000 | Steel | Federally Regulated | None | Galvanic/Sacrificial Current Cathodic Protection, STIP3 Tank | E-10 | 1988 |  |  |  | Fiberglass Reinforced Plastic
2192 | GIT N SPLIT #54 | 1912 10TH AVE | SIDNEY | 69162 | CHEYENNE | GAS N SHOP INC | PO BOX 81463 | LINCOLN | NE | 68501 | 2 | Currently in Use | 8000 | Steel | Federally Regulated | None | Galvanic/Sacrificial Current Cathodic Protection, STIP3 Tank | Regular Unleaded | 1988 |  |  |  | Fiberglass Reinforced Plastic
2192 | GIT N SPLIT #54 | 1912 10TH AVE | SIDNEY | 69162 | CHEYENNE | GAS N SHOP INC | PO BOX 81463 | LINCOLN | NE | 68501 | 3 | Currently in Use | 8000 | Steel | Federally Regulated | None | Galvanic/Sacrificial Current Cathodic Protection, STIP3 Tank | #2 Diesel | 1988 |  |  |  | Fiberglass Reinforced Plastic
6623 | GIT N SPLIT #55 | 1145 ILLINOIS | SIDNEY | 69162 | CHEYENNE | GAS N SHOP INC | PO BOX 81463 | LINCOLN | NE | 68501 | 1 | Currently in Use | 10000 | Fiberglass Reinforced Plastic | Federally Regulated | None |  | Regular Unleaded | 1993 |  |  | Double Walled | APT, Plastic
6623 | GIT N SPLIT #55 | 1145 ILLINOIS | SIDNEY | 69162 | CHEYENNE | GAS N SHOP INC | PO BOX 81463 | LINCOLN | NE | 68501 | 2 | Currently in Use | 10000 | Fiberglass Reinforced Plastic | Federally Regulated | None |  | E-10 | 1993 |  |  | Double Walled | APT, Plastic
4592 | HAVORKA MOTORS | 1200 ILLINOIS ST | SIDNEY | 69162 | CHEYENNE | HAVORKA MOTORS | 120 ILLINOIS ST | SIDNEY | NE | 69162 | 1 | Permanently Out of Use | 4000 | Steel | Federally Regulated | Unknown | Unknown | Empty, Regular Unleaded | 1964 |  |  |  | Unknown
4592 | HAVORKA MOTORS | 1200 ILLINOIS ST | SIDNEY | 69162 | CHEYENNE | HAVORKA MOTORS | 120 ILLINOIS ST | SIDNEY | NE | 69162 | 2 | Permanently Out of Use | 4000 | Steel | Federally Regulated | Unknown | Unknown | Empty, Regular Unleaded | 1964 |  |  |  | Unknown
4592 | HAVORKA MOTORS | 1200 ILLINOIS ST | SIDNEY | 69162 | CHEYENNE | HAVORKA MOTORS | 120 ILLINOIS ST | SIDNEY | NE | 69162 | 3 | Permanently Out of Use | 4000 | Steel | Federally Regulated | Unknown | Unknown | Empty, Regular Unleaded | 1964 |  |  |  | Unknown
4592 | HAVORKA MOTORS | 1200 ILLINOIS ST | SIDNEY | 69162 | CHEYENNE | HAVORKA MOTORS | 120 ILLINOIS ST | SIDNEY | NE | 69162 | 4 | Permanently Out of Use | 4000 | Steel | Federally Regulated | Unknown | Unknown | Empty, Regular Unleaded | 1964 |  |  |  | Unknown
4592 | HAVORKA MOTORS | 1200 ILLINOIS ST | SIDNEY | 69162 | CHEYENNE | HAVORKA MOTORS | 120 ILLINOIS ST | SIDNEY | NE | 69162 | 5 | Permanently Out of Use | 1000 | Steel | Federally Regulated | Unknown | Unknown | Used Oil | 1964 |  |  |  | Unknown
12657 | LOVES TRAVEL STOP #625 | 645 CHASE DR | SIDNEY | 69162 | CHEYENNE | LOVES TRAVEL STOPS & COUNTRY STORES INC | PO BOX 26210 | OKLAHOMA CITY | OK | 73126 | 2 | Currently in Use | 20000 | Fiberglass Reinforced Plastic | Federally Regulated |  |  | #2 Diesel | 2015 |  |  | Double Walled | Fiberglass Reinforced Plastic
12657 | LOVES TRAVEL STOP #625 | 645 CHASE DR | SIDNEY | 69162 | CHEYENNE | LOVES TRAVEL STOPS & COUNTRY STORES INC | PO BOX 26210 | OKLAHOMA CITY | OK | 73126 | 3 | Currently in Use | 20000 | Fiberglass Reinforced Plastic | Federally Regulated |  |  | B-5 | 2015 |  |  | Double Walled | Fiberglass Reinforced Plastic
12657 | LOVES TRAVEL STOP #625 | 645 CHASE DR | SIDNEY | 69162 | CHEYENNE | LOVES TRAVEL STOPS & COUNTRY STORES INC | PO BOX 26210 | OKLAHOMA CITY | OK | 73126 | 4 | Currently in Use | 20000 | Fiberglass Reinforced Plastic | Federally Regulated |  |  | B-5 | 2015 |  |  | Double Walled | Fiberglass Reinforced Plastic
12657 | LOVES TRAVEL STOP #625 | 645 CHASE DR | SIDNEY | 69162 | CHEYENNE | LOVES TRAVEL STOPS & COUNTRY STORES INC | PO BOX 26210 | OKLAHOMA CITY | OK | 73126 | 5 | Currently in Use | 20000 | Fiberglass Reinforced Plastic | Federally Regulated |  |  | B-5 | 2015 |  |  | Double Walled | Fiberglass Reinforced Plastic
12657 | LOVES TRAVEL STOP #625 | 645 CHASE DR | SIDNEY | 69162 | CHEYENNE | LOVES TRAVEL STOPS & COUNTRY STORES INC | PO BOX 26210 | OKLAHOMA CITY | OK | 73126 | 6 | Currently in Use | 12000 | Fiberglass Reinforced Plastic | Federally Regulated |  |  | Premium Unleaded | 2015 |  |  | Double Walled | Fiberglass Reinforced Plastic
12657 | LOVES TRAVEL STOP #625 | 645 CHASE DR | SIDNEY | 69162 | CHEYENNE | LOVES TRAVEL STOPS & COUNTRY STORES INC | PO BOX 26210 | OKLAHOMA CITY | OK | 73126 | 7 | Currently in Use | 8000 | Fiberglass Reinforced Plastic | Federally Regulated |  |  | Regular Unleaded | 2015 |  |  | Double Walled | Fiberglass Reinforced Plastic
12657 | LOVES TRAVEL STOP #625 | 645 CHASE DR | SIDNEY | 69162 | CHEYENNE | LOVES TRAVEL STOPS & COUNTRY STORES INC | PO BOX 26210 | OKLAHOMA CITY | OK | 73126 | 8 | Currently in Use | 20000 | Fiberglass Reinforced Plastic | Federally Regulated |  |  | Regular Unleaded | 2015 |  |  | Double Walled | Fiberglass Reinforced Plastic
12854 | MAVERIK #702 | 655 CABELA WAY | SIDNEY | 69162 | CHEYENNE | MAVERIK INC LICENSING | 185 S STATE ST STE 800 | SALT LAKE CITY | UT | 84111 | 1 | Currently in Use | 13000 | Fiberglass Reinforced Plastic | Federally Regulated |  |  | Regular Unleaded | 2022 |  |  | Double Walled | Fiberglass Reinforced Plastic, Plastic
12854 | MAVERIK #702 | 655 CABELA WAY | SIDNEY | 69162 | CHEYENNE | MAVERIK INC LICENSING | 185 S STATE ST STE 800 | SALT LAKE CITY | UT | 84111 | 2 | Currently in Use | 12000 | Fiberglass Reinforced Plastic | Federally Regulated |  |  | E-15 | 2022 |  |  | Double Walled | Fiberglass Reinforced Plastic, Plastic
12854 | MAVERIK #702 | 655 CABELA WAY | SIDNEY | 69162 | CHEYENNE | MAVERIK INC LICENSING | 185 S STATE ST STE 800 | SALT LAKE CITY | UT | 84111 | 3 | Currently in Use | 25000 | Fiberglass Reinforced Plastic | Federally Regulated |  |  | #1 Diesel | 2022 |  |  | Double Walled | Fiberglass Reinforced Plastic, Plastic
12854 | MAVERIK #702 | 655 CABELA WAY | SIDNEY | 69162 | CHEYENNE | MAVERIK INC LICENSING | 185 S STATE ST STE 800 | SALT LAKE CITY | UT | 84111 | 4 | Currently in Use | 8000 | Fiberglass Reinforced Plastic | Federally Regulated |  |  | , Other->Ethanol free | 2022 |  |  | Double Walled | Fiberglass Reinforced Plastic, Plastic
12854 | MAVERIK #702 | 655 CABELA WAY | SIDNEY | 69162 | CHEYENNE | MAVERIK INC LICENSING | 185 S STATE ST STE 800 | SALT LAKE CITY | UT | 84111 | 5 | Currently in Use | 9000 | Fiberglass Reinforced Plastic | Federally Regulated |  |  | Premium Unleaded | 2022 |  |  | Double Walled | Fiberglass Reinforced Plastic, Plastic
5637 | ROGER JORGENSEN FARM | SW/4 28-15-48 6 E 6 N 1 1/4 E | SIDNEY | 69162 | CHEYENNE | ROGER JORGENSEN | 1852 CLINTON CT | SIDNEY | NE | 69162 | 1 | Permanently Out of Use | 1540 | Steel | Federally Regulated | None | Painted(e.g., asphaltic), TAR & POLYETHLYENE | #2 Diesel | 1974 | 10/1/1998 |  |  | Steel
12566 | S & J CONVENIENCE | 1020 OLD POST RD | SIDNEY | 69162 | CHEYENNE | S & J CONVENIENCE LLC | 1403 ILLINOIS | SIDNEY | NE | 69162 | 1 | Currently in Use | 10000 | Composite | Federally Regulated |  |  | Regular Unleaded | 2012 |  |  | Double Walled | Plastic
12566 | S & J CONVENIENCE | 1020 OLD POST RD | SIDNEY | 69162 | CHEYENNE | S & J CONVENIENCE LLC | 1403 ILLINOIS | SIDNEY | NE | 69162 | 2 | Currently in Use | 10000 | Composite | Federally Regulated |  |  | E-10 | 2012 |  |  | Double Walled | Plastic
12566 | S & J CONVENIENCE | 1020 OLD POST RD | SIDNEY | 69162 | CHEYENNE | S & J CONVENIENCE LLC | 1403 ILLINOIS | SIDNEY | NE | 69162 | 3 | Currently in Use | 6000 | Composite | Federally Regulated |  |  | Regular Unleaded | 2012 |  |  | Double Walled | Plastic
12566 | S & J CONVENIENCE | 1020 OLD POST RD | SIDNEY | 69162 | CHEYENNE | S & J CONVENIENCE LLC | 1403 ILLINOIS | SIDNEY | NE | 69162 | 4 | Currently in Use | 6000 | Composite | Federally Regulated |  |  | #2 Diesel | 2012 |  |  | Double Walled | Plastic
7856 | SAPP BROS SIDNEY | 2419 UPLAND PKWY | SIDNEY | 69162 | CHEYENNE | SAPP BROS TRAVEL CENTERS INC | PO BOX 45766 | OMAHA | NE | 68145 | 1 | Currently in Use | 12000 | Fiberglass Reinforced Plastic | Federally Regulated | None | Fiberglass Reinforced Plastic Coated | E-10 | 1988 |  |  |  | Fiberglass Reinforced Plastic
7856 | SAPP BROS SIDNEY | 2419 UPLAND PKWY | SIDNEY | 69162 | CHEYENNE | SAPP BROS TRAVEL CENTERS INC | PO BOX 45766 | OMAHA | NE | 68145 | 2 | Currently in Use | 12000 | Fiberglass Reinforced Plastic | Federally Regulated | None | Fiberglass Reinforced Plastic Coated | Regular Unleaded | 1988 |  |  |  | Fiberglass Reinforced Plastic
7856 | SAPP BROS SIDNEY | 2419 UPLAND PKWY | SIDNEY | 69162 | CHEYENNE | SAPP BROS TRAVEL CENTERS INC | PO BOX 45766 | OMAHA | NE | 68145 | 3 | Currently in Use | 12000 | Fiberglass Reinforced Plastic | Federally Regulated | None | Fiberglass Reinforced Plastic Coated | E-10 | 1988 |  |  |  | Fiberglass Reinforced Plastic
7856 | SAPP BROS SIDNEY | 2419 UPLAND PKWY | SIDNEY | 69162 | CHEYENNE | SAPP BROS TRAVEL CENTERS INC | PO BOX 45766 | OMAHA | NE | 68145 | 4 | Currently in Use | 12000 | Fiberglass Reinforced Plastic | Federally Regulated | None | Fiberglass Reinforced Plastic Coated | #2 Diesel | 1988 |  |  |  | Plastic
7856 | SAPP BROS SIDNEY | 2419 UPLAND PKWY | SIDNEY | 69162 | CHEYENNE | SAPP BROS TRAVEL CENTERS INC | PO BOX 45766 | OMAHA | NE | 68145 | 5 | Currently in Use | 12000 | Fiberglass Reinforced Plastic | Federally Regulated | None | Fiberglass Reinforced Plastic Coated | #2 Diesel | 1988 |  |  |  | Plastic
7856 | SAPP BROS SIDNEY | 2419 UPLAND PKWY | SIDNEY | 69162 | CHEYENNE | SAPP BROS TRAVEL CENTERS INC | PO BOX 45766 | OMAHA | NE | 68145 | 6 | Currently in Use | 12000 | Fiberglass Reinforced Plastic | Federally Regulated | None | Fiberglass Reinforced Plastic Coated | #2 Diesel | 1988 |  |  |  | Plastic
7856 | SAPP BROS SIDNEY | 2419 UPLAND PKWY | SIDNEY | 69162 | CHEYENNE | SAPP BROS TRAVEL CENTERS INC | PO BOX 45766 | OMAHA | NE | 68145 | 7 | Currently in Use | 12000 | Fiberglass Reinforced Plastic | Federally Regulated | None | Fiberglass Reinforced Plastic Coated | #2 Diesel | 1988 |  |  |  | Plastic
3073 | SHAD & SCOTT PITTAM | 1604 ILLINOIS AVE | SIDNEY | 69162 | CHEYENNE | SHAD & SCOTT PITTAM | 819 18TH ST | SIDNEY | NE | 69162 | 1 | Permanently Out of Use | 10000 | Steel | Federally Regulated | Internal Lining(e.g., epoxy resins), UPGRADE 98 | IMPRESSED CURRENT, Impressed Current Cathodic Protection |  | 1971 | 1/1/2000 |  |  | Plastic
3073 | SHAD & SCOTT PITTAM | 1604 ILLINOIS AVE | SIDNEY | 69162 | CHEYENNE | SHAD & SCOTT PITTAM | 819 18TH ST | SIDNEY | NE | 69162 | 2 | Permanently Out of Use | 8000 | Steel | Federally Regulated | Unknown, UPGRADE 98 | IMPRESSED CURRENT, Impressed Current Cathodic Protection |  | 1971 | 1/1/2000 |  |  | Plastic
2933 | SIDNEY AUTO SALES INC | 911 13TH AVE | SIDNEY | 69162 | CHEYENNE | DENNIS T DENOVELLIS | 6523 ROAD 14 | POTTER | NE | 69156 | 1 | Permanently Out of Use | 4000 | Steel | Federally Regulated | None | Galvanic/Sacrificial Current Cathodic Protection, STIP3 Tank | Regular Unleaded | 1993 | 4/1/2005 |  |  | Fiberglass Reinforced Plastic
2933 | SIDNEY AUTO SALES INC | 911 13TH AVE | SIDNEY | 69162 | CHEYENNE | DENNIS T DENOVELLIS | 6523 ROAD 14 | POTTER | NE | 69156 | 2 | Permanently Out of Use | 4000 | Steel | Federally Regulated | None | Galvanic/Sacrificial Current Cathodic Protection, STIP3 Tank | Regular Unleaded | 1993 | 4/1/2005 |  |  | Fiberglass Reinforced Plastic
2933 | SIDNEY AUTO SALES INC | 911 13TH AVE | SIDNEY | 69162 | CHEYENNE | DENNIS T DENOVELLIS | 6523 ROAD 14 | POTTER | NE | 69156 | 3 | Permanently Out of Use | 6000 | Steel | Federally Regulated | None | Galvanic/Sacrificial Current Cathodic Protection, STIP3 Tank | Regular Unleaded | 1993 | 4/1/2005 |  |  | Fiberglass Reinforced Plastic
2933 | SIDNEY AUTO SALES INC | 911 13TH AVE | SIDNEY | 69162 | CHEYENNE | DENNIS T DENOVELLIS | 6523 ROAD 14 | POTTER | NE | 69156 | 4 | Permanently Out of Use | 500 | Steel | Federally Regulated | Internal Lining(e.g., epoxy resins) | None | Used Oil | 1900 | 4/1/2005 |  |  | Steel
12637 | SIDNEY REGIONAL MEDICAL CENTER | 1000 POLE CREEK CROSSING | SIDNEY | 69162 | CHEYENNE | CHEYENNE COUNTY HOSPITAL ASSOC | 645 OSAGE ST | SIDNEY | NE | 69162 | 1 | Currently in Use | 8000 | Fiberglass Reinforced Plastic | Federally Regulated |  |  | #2 Diesel | 2014 |  |  | Double Walled | Fiberglass Reinforced Plastic
6596 | SIDNEY REGIONAL MEDICAL CTR | 645 OSAGE ST | SIDNEY | 69162 | CHEYENNE | CHEYENNE COUNTY HOSPITAL ASSOC | 645 OSAGE ST | SIDNEY | NE | 69162 | 4 | Currently in Use | 1000 | Steel | Federally Regulated | None | Galvanic/Sacrificial Current Cathodic Protection, Painted(e.g., asphaltic) | #2 Diesel | 1998 |  |  |  | CP'd steel to boiler/APT PermaFlex to generator, Plastic, Steel
12061 | THRIFTYs GAS & LIQUOR | 675 SIDNEY CHASE DR | SIDNEY | 69162 | CHEYENNE | CHEEMA CAPITAL LLC | 3305 10TH ST | GERING | NE | 69341 | 1 | Currently in Use | 15000 | Fiberglass Reinforced Plastic | Federally Regulated | None | None | #1 Diesel | 2001 |  |  |  | Fiberglass Reinforced Plastic
12061 | THRIFTYs GAS & LIQUOR | 675 SIDNEY CHASE DR | SIDNEY | 69162 | CHEYENNE | CHEEMA CAPITAL LLC | 3305 10TH ST | GERING | NE | 69341 | 2 | Currently in Use | 10000 | Fiberglass Reinforced Plastic | Federally Regulated | None | None | Regular Unleaded | 2001 |  |  |  | Fiberglass Reinforced Plastic
12061 | THRIFTYs GAS & LIQUOR | 675 SIDNEY CHASE DR | SIDNEY | 69162 | CHEYENNE | CHEEMA CAPITAL LLC | 3305 10TH ST | GERING | NE | 69341 | 3 | Currently in Use | 5000 | Fiberglass Reinforced Plastic | Federally Regulated | None | None | Regular Unleaded | 2001 |  |  |  | Fiberglass Reinforced Plastic
11386 | CHS SMITHFIELD | 43265 HIGHWAY 23 | SMITHFIELD | 68976 | GOSPER | CHS INC | 310 LOGAN | HOLDREGE | NE | 68949 | 1 | Currently in Use | 7000 | Fiberglass Reinforced Plastic | Federally Regulated | None | None | E-10 | 1995 |  |  |  | Fiberglass Reinforced Plastic
11386 | CHS SMITHFIELD | 43265 HIGHWAY 23 | SMITHFIELD | 68976 | GOSPER | CHS INC | 310 LOGAN | HOLDREGE | NE | 68949 | 2 | Currently in Use | 5000 | Fiberglass Reinforced Plastic | Federally Regulated | None | None | #2 Diesel | 1995 |  |  |  | Fiberglass Reinforced Plastic
3194 | TAYLOR QUIK PIK #34 | 306 4TH ST | SNYDER | 68664 | DODGE | TAYLOR OIL CO INC | PO BOX 548 | BLAIR | NE | 68008-9990 | 1 | Currently in Use | 6000 | Steel | Federally Regulated | None | Impressed Current Cathodic Protection | #2 Diesel | 1982 |  |  |  | Plastic
3194 | TAYLOR QUIK PIK #34 | 306 4TH ST | SNYDER | 68664 | DODGE | TAYLOR OIL CO INC | PO BOX 548 | BLAIR | NE | 68008-9990 | 2 | Currently in Use | 6000 | Steel | Federally Regulated | None | Impressed Current Cathodic Protection | Premium Unleaded | 1982 |  |  |  | Plastic
3194 | TAYLOR QUIK PIK #34 | 306 4TH ST | SNYDER | 68664 | DODGE | TAYLOR OIL CO INC | PO BOX 548 | BLAIR | NE | 68008-9990 | 3 | Currently in Use | 8000 | Steel | Federally Regulated | None | Impressed Current Cathodic Protection | E-10 | 1982 |  |  |  | Plastic
7130 | FUEL DEPOT (FORMER) | 106 S NEVADA | SOUTH BEND | 68058 | CASS | SLOMOTION | 16508 LAKE PARK DR | SOUTH BEND | NE | 68058 | 1 | Temporarily Out of Use | 6000 | Steel | Federally Regulated | None | Galvanic/Sacrificial Current Cathodic Protection, Painted(e.g., asphaltic), STIP3 Tank | Regular Unleaded | 1991 |  |  |  | Fiberglass Reinforced Plastic
7130 | FUEL DEPOT (FORMER) | 106 S NEVADA | SOUTH BEND | 68058 | CASS | SLOMOTION | 16508 LAKE PARK DR | SOUTH BEND | NE | 68058 | 2 | Temporarily Out of Use | 6000 | Steel | Federally Regulated | None | Galvanic/Sacrificial Current Cathodic Protection, Painted(e.g., asphaltic), STIP3 Tank | #2 Diesel | 1991 |  |  |  | Fiberglass Reinforced Plastic
12089 | ANDERSON RADIO | 2200 DAKOTA AVE | SOUTH SIOUX CITY | 68776 | DAKOTA | GERALD W ANDERSON | 2200 DAKOTA AVE | SOUTH SIOUX CITY | NE | 68776 | 1 | Permanently Out of Use | 9999 | Unknown | Federally Regulated | Unknown | Unknown | Regular Unleaded | 1901 | 1/1/1969
12089 | ANDERSON RADIO | 2200 DAKOTA AVE | SOUTH SIOUX CITY | 68776 | DAKOTA | GERALD W ANDERSON | 2200 DAKOTA AVE | SOUTH SIOUX CITY | NE | 68776 | 2 | Permanently Out of Use | 9999 | Unknown | Federally Regulated | Unknown | Unknown | Regular Unleaded | 1901 | 1/1/1969
7967 | BARNHART CRANE & RIGGING LLC | 720 W 21ST ST | SOUTH SIOUX CITY | 68776 | DAKOTA | BARNHART CRANE AND RIGGING CO | 2163 AIRWAYS BLVD | MEMPHIS | TN | 38114 | 1 | Currently in Use | 12000 | Steel | Federally Regulated | None | Galvanic/Sacrificial Current Cathodic Protection, Painted(e.g., asphaltic), STIP3 Tank | #2 Diesel | 1989 |  |  |  | Fiberglass Reinforced Plastic
2878 | CASEYS GENERAL STORE #2722 | 1424 DAKOTA ST | SOUTH SIOUX CITY | 68776 | DAKOTA | CASEYS RETAIL CO | PO BOX 3001 | ANKENY | IA | 50021-8045 | 1 | Currently in Use | 10000 | Steel | Federally Regulated | Internal Lining(e.g., epoxy resins) | Impressed Current Cathodic Protection | Regular Unleaded | 1969 |  |  |  | Fiberglass Reinforced Plastic
2878 | CASEYS GENERAL STORE #2722 | 1424 DAKOTA ST | SOUTH SIOUX CITY | 68776 | DAKOTA | CASEYS RETAIL CO | PO BOX 3001 | ANKENY | IA | 50021-8045 | 2 | Currently in Use | 10000 | Steel | Federally Regulated | Internal Lining(e.g., epoxy resins) | Impressed Current Cathodic Protection | Regular Unleaded | 1969 |  |  |  | Fiberglass Reinforced Plastic
2878 | CASEYS GENERAL STORE #2722 | 1424 DAKOTA ST | SOUTH SIOUX CITY | 68776 | DAKOTA | CASEYS RETAIL CO | PO BOX 3001 | ANKENY | IA | 50021-8045 | 3 | Currently in Use | 10000 | Steel | Federally Regulated | Internal Lining(e.g., epoxy resins) | Impressed Current Cathodic Protection | E-10 | 1969 |  |  |  | Fiberglass Reinforced Plastic
2878 | CASEYS GENERAL STORE #2722 | 1424 DAKOTA ST | SOUTH SIOUX CITY | 68776 | DAKOTA | CASEYS RETAIL CO | PO BOX 3001 | ANKENY | IA | 50021-8045 | 4 | Currently in Use | 10000 | Steel | Federally Regulated | Internal Lining(e.g., epoxy resins) | Impressed Current Cathodic Protection | Regular Unleaded | 1969 |  |  |  | Fiberglass Reinforced Plastic
8355 | CIRCLE S SOUTH | 5312 DAKOTA AVE | SOUTH SIOUX CITY | 68776 | DAKOTA | AZ INCORPORATED | 5312 DAKOTA AVE | SOUTH SIOUX CITY | NE | 68776 | 1 | Currently in Use | 10000 | Steel | Federally Regulated | None | Galvanic/Sacrificial Current Cathodic Protection, STIP3 Tank | Regular Unleaded | 1990 |  |  |  | Fiberglass Reinforced Plastic
8355 | CIRCLE S SOUTH | 5312 DAKOTA AVE | SOUTH SIOUX CITY | 68776 | DAKOTA | AZ INCORPORATED | 5312 DAKOTA AVE | SOUTH SIOUX CITY | NE | 68776 | 2 | Currently in Use | 8000 | Steel | Federally Regulated | None | Galvanic/Sacrificial Current Cathodic Protection, STIP3 Tank | E-10 | 1990 |  |  |  | Fiberglass Reinforced Plastic
8355 | CIRCLE S SOUTH | 5312 DAKOTA AVE | SOUTH SIOUX CITY | 68776 | DAKOTA | AZ INCORPORATED | 5312 DAKOTA AVE | SOUTH SIOUX CITY | NE | 68776 | 3 | Currently in Use | 8000 | Steel | Federally Regulated | None | Galvanic/Sacrificial Current Cathodic Protection, STIP3 Tank | Regular Unleaded | 1990 |  |  |  | Fiberglass Reinforced Plastic
8355 | CIRCLE S SOUTH | 5312 DAKOTA AVE | SOUTH SIOUX CITY | 68776 | DAKOTA | AZ INCORPORATED | 5312 DAKOTA AVE | SOUTH SIOUX CITY | NE | 68776 | 4 | Currently in Use | 8000 | Steel | Federally Regulated | None | Galvanic/Sacrificial Current Cathodic Protection, STIP3 Tank | #2 Diesel | 1990 |  |  |  | Fiberglass Reinforced Plastic
2227 | CIRCLE S STOP N SHOP | 604 W 29TH ST | SOUTH SIOUX CITY | 68776 | DAKOTA | NEBRASKA HORIZON LLC | 604 W 29TH ST | SOUTH SIOUX CITY | NE | 68776 | 1 | Currently in Use | 10000 | Steel | Federally Regulated | None | Galvanic/Sacrificial Current Cathodic Protection, STIP3 Tank | Regular Unleaded | 1986 |  |  |  | Fiberglass Reinforced Plastic
2227 | CIRCLE S STOP N SHOP | 604 W 29TH ST | SOUTH SIOUX CITY | 68776 | DAKOTA | NEBRASKA HORIZON LLC | 604 W 29TH ST | SOUTH SIOUX CITY | NE | 68776 | 2 | Currently in Use | 10000 | Steel | Federally Regulated | None | Galvanic/Sacrificial Current Cathodic Protection, STIP3 Tank | Regular Unleaded | 1986 |  |  |  | Fiberglass Reinforced Plastic
2227 | CIRCLE S STOP N SHOP | 604 W 29TH ST | SOUTH SIOUX CITY | 68776 | DAKOTA | NEBRASKA HORIZON LLC | 604 W 29TH ST | SOUTH SIOUX CITY | NE | 68776 | 3 | Currently in Use | 10000 | Steel | Federally Regulated | None | Galvanic/Sacrificial Current Cathodic Protection, STIP3 Tank | Regular Unleaded | 1986 |  |  |  | Fiberglass Reinforced Plastic
2227 | CIRCLE S STOP N SHOP | 604 W 29TH ST | SOUTH SIOUX CITY | 68776 | DAKOTA | NEBRASKA HORIZON LLC | 604 W 29TH ST | SOUTH SIOUX CITY | NE | 68776 | 4 | Currently in Use | 10000 | Steel | Federally Regulated | None | Galvanic/Sacrificial Current Cathodic Protection, STIP3 Tank | #2 Diesel | 1986 |  |  |  | Fiberglass Reinforced Plastic
2225 | CRYSTAL OIL CO | 4604 DAKOTA AVE | SOUTH SIOUX CITY | 68776 | DAKOTA | CRYSTAL OIL CO | 4601 DAKOTA AVE | SOUTH SIOUX CITY | NE | 68776 | 1 | Currently in Use | 12000 | Steel | Federally Regulated | None | Impressed Current Cathodic Protection | #2 Diesel | 1984
2225 | CRYSTAL OIL CO | 4604 DAKOTA AVE | SOUTH SIOUX CITY | 68776 | DAKOTA | CRYSTAL OIL CO | 4601 DAKOTA AVE | SOUTH SIOUX CITY | NE | 68776 | 2 | Currently in Use | 10000 | Steel | Federally Regulated | None | Impressed Current Cathodic Protection | Regular Unleaded | 1983
2225 | CRYSTAL OIL CO | 4604 DAKOTA AVE | SOUTH SIOUX CITY | 68776 | DAKOTA | CRYSTAL OIL CO | 4601 DAKOTA AVE | SOUTH SIOUX CITY | NE | 68776 | 3 | Currently in Use | 6000 | Steel | Federally Regulated | None | Impressed Current Cathodic Protection | Regular Unleaded | 1983
2225 | CRYSTAL OIL CO | 4604 DAKOTA AVE | SOUTH SIOUX CITY | 68776 | DAKOTA | CRYSTAL OIL CO | 4601 DAKOTA AVE | SOUTH SIOUX CITY | NE | 68776 | 4 | Currently in Use | 6000 | Steel | Federally Regulated | None | Impressed Current Cathodic Protection | #2 Diesel | 1983
2225 | CRYSTAL OIL CO | 4604 DAKOTA AVE | SOUTH SIOUX CITY | 68776 | DAKOTA | CRYSTAL OIL CO | 4601 DAKOTA AVE | SOUTH SIOUX CITY | NE | 68776 | 5 | Currently in Use | 12000 | Steel | Federally Regulated | None | Impressed Current Cathodic Protection | #2 Diesel | 1990
11288 | HERITAGE EXPRESS | 1501 STABLE DR | SOUTH SIOUX CITY | 68776 | DAKOTA | HCI HERITAGE EXPRESS ATTN: LANCE MORGAN | 1 MISSION DRIVE | WINNEBAGO | NE | 68071 | 1 | Currently in Use | 10000 | Fiberglass Reinforced Plastic | Federally Regulated | None | None | E-85 | 1995 |  |  |  | Fiberglass Reinforced Plastic
11288 | HERITAGE EXPRESS | 1501 STABLE DR | SOUTH SIOUX CITY | 68776 | DAKOTA | HCI HERITAGE EXPRESS ATTN: LANCE MORGAN | 1 MISSION DRIVE | WINNEBAGO | NE | 68071 | 2 | Currently in Use | 10000 | Fiberglass Reinforced Plastic | Federally Regulated | None | None | , Other->V grade | 1995 |  |  |  | Fiberglass Reinforced Plastic
11288 | HERITAGE EXPRESS | 1501 STABLE DR | SOUTH SIOUX CITY | 68776 | DAKOTA | HCI HERITAGE EXPRESS ATTN: LANCE MORGAN | 1 MISSION DRIVE | WINNEBAGO | NE | 68071 | 3 | Currently in Use | 4000 | Fiberglass Reinforced Plastic | Federally Regulated | None | None | Premium Unleaded | 1995 |  |  |  | Fiberglass Reinforced Plastic
11288 | HERITAGE EXPRESS | 1501 STABLE DR | SOUTH SIOUX CITY | 68776 | DAKOTA | HCI HERITAGE EXPRESS ATTN: LANCE MORGAN | 1 MISSION DRIVE | WINNEBAGO | NE | 68071 | 4 | Currently in Use | 15000 | Steel | Federally Regulated | None | Galvanic/Sacrificial Current Cathodic Protection, STIP3 Tank | #2 Diesel | 2000 |  |  |  | Plastic
11288 | HERITAGE EXPRESS | 1501 STABLE DR | SOUTH SIOUX CITY | 68776 | DAKOTA | HCI HERITAGE EXPRESS ATTN: LANCE MORGAN | 1 MISSION DRIVE | WINNEBAGO | NE | 68071 | 5 | Currently in Use | 5000 | Fiberglass Reinforced Plastic | Federally Regulated |  |  | #2 Diesel | 2011 |  |  | Double Walled | Plastic
12578 | HY-VEE GAS | 1030 W 25TH ST | SOUTH SIOUX CITY | 68776 | DAKOTA | HY VEE INC | 5820 WESTOWN PKWY | WEST DES MOINES | IA | 50266 | 1 | Currently in Use | 20000 | Fiberglass Reinforced Plastic | Federally Regulated |  |  | E-10 | 2013 |  |  | Double Walled | DOUBLE WALLED, Fiberglass Reinforced Plastic
12578 | HY-VEE GAS | 1030 W 25TH ST | SOUTH SIOUX CITY | 68776 | DAKOTA | HY VEE INC | 5820 WESTOWN PKWY | WEST DES MOINES | IA | 50266 | 2 | Currently in Use | 8000 | Fiberglass Reinforced Plastic | Federally Regulated | Unknown | Unknown | Regular Unleaded | 2013 |  |  | Double Walled | DOUBLE WALLED, Fiberglass Reinforced Plastic
12578 | HY-VEE GAS | 1030 W 25TH ST | SOUTH SIOUX CITY | 68776 | DAKOTA | HY VEE INC | 5820 WESTOWN PKWY | WEST DES MOINES | IA | 50266 | 3 | Currently in Use | 6000 | Fiberglass Reinforced Plastic | Federally Regulated | None | None | Regular Unleaded | 2013 |  |  | Double Walled | DOUBLE WALLED, Fiberglass Reinforced Plastic
12578 | HY-VEE GAS | 1030 W 25TH ST | SOUTH SIOUX CITY | 68776 | DAKOTA | HY VEE INC | 5820 WESTOWN PKWY | WEST DES MOINES | IA | 50266 | 4 | Currently in Use | 6000 | Fiberglass Reinforced Plastic | Federally Regulated |  | None | #2 Diesel | 2013 |  |  | Double Walled | DOUBLE WALLED, Fiberglass Reinforced Plastic
12560 | KUM & GO #250 | 3808 DAKOTA AVE | SOUTH SIOUX CITY | 68776 | DAKOTA | KUM & GO LC COMPLIANCE | 1459 GRAND AVE | DES MOINES | IA | 50309 | 1 | Currently in Use | 20000 | Fiberglass Reinforced Plastic | Federally Regulated |  |  | E-10 | 2013 |  |  | Double Walled | Plastic
12560 | KUM & GO #250 | 3808 DAKOTA AVE | SOUTH SIOUX CITY | 68776 | DAKOTA | KUM & GO LC COMPLIANCE | 1459 GRAND AVE | DES MOINES | IA | 50309 | 2 | Currently in Use | 12000 | Fiberglass Reinforced Plastic | Federally Regulated |  |  | #1 Diesel, Regular Unleaded | 2013 |  |  | Double Walled | Plastic
12560 | KUM & GO #250 | 3808 DAKOTA AVE | SOUTH SIOUX CITY | 68776 | DAKOTA | KUM & GO LC COMPLIANCE | 1459 GRAND AVE | DES MOINES | IA | 50309 | 3 | Currently in Use | 12000 | Fiberglass Reinforced Plastic | Federally Regulated |  |  | , Other->B-2 | 2013 |  |  | Double Walled | Plastic
12560 | KUM & GO #250 | 3808 DAKOTA AVE | SOUTH SIOUX CITY | 68776 | DAKOTA | KUM & GO LC COMPLIANCE | 1459 GRAND AVE | DES MOINES | IA | 50309 | 4 | Currently in Use | 8000 | Fiberglass Reinforced Plastic | Federally Regulated |  |  | Regular Unleaded | 2013 |  |  | Double Walled | Plastic
12560 | KUM & GO #250 | 3808 DAKOTA AVE | SOUTH SIOUX CITY | 68776 | DAKOTA | KUM & GO LC COMPLIANCE | 1459 GRAND AVE | DES MOINES | IA | 50309 | 5 | Currently in Use | 8000 | Fiberglass Reinforced Plastic | Federally Regulated |  |  | E-85 | 2013 |  |  | Double Walled | Plastic
5258 | SELECT MART | 800 DAKOTA AVE | SOUTH SIOUX CITY | 68776 | DAKOTA | HRA INC | 623 14TH STREET | SIOUX CITY | IA | 51105 | 4 | Currently in Use | 8000 | Composite | Federally Regulated | None | Fiberglass Reinforced Plastic Coated | #2 Diesel | 1998 |  |  |  | Plastic
5258 | SELECT MART | 800 DAKOTA AVE | SOUTH SIOUX CITY | 68776 | DAKOTA | HRA INC | 623 14TH STREET | SIOUX CITY | IA | 51105 | 5 | Currently in Use | 8000 | Composite | Federally Regulated | None | Fiberglass Reinforced Plastic Coated | Regular Unleaded | 1998 |  |  |  | Plastic
5258 | SELECT MART | 800 DAKOTA AVE | SOUTH SIOUX CITY | 68776 | DAKOTA | HRA INC | 623 14TH STREET | SIOUX CITY | IA | 51105 | 6 | Currently in Use | 4000 | Composite | Federally Regulated | None | Fiberglass Reinforced Plastic Coated | Regular Unleaded | 1998 |  |  |  | Plastic
7790 | SPEED MART | 801 DAKOTA AVE | SOUTH SIOUX CITY | 68776 | DAKOTA | NILKANTH MART LLC | 801 DAKOTA AVE | SOUTH SIOUX CITY | NE | 68776 | 1 | Currently in Use | 10000 | Steel | Federally Regulated | None | Galvanic/Sacrificial Current Cathodic Protection, Painted(e.g., asphaltic), STIP3 Tank | Regular Unleaded | 1990 |  |  |  | Fiberglass Reinforced Plastic
7790 | SPEED MART | 801 DAKOTA AVE | SOUTH SIOUX CITY | 68776 | DAKOTA | NILKANTH MART LLC | 801 DAKOTA AVE | SOUTH SIOUX CITY | NE | 68776 | 2 | Currently in Use | 10000 | Steel | Federally Regulated | None | Galvanic/Sacrificial Current Cathodic Protection, Painted(e.g., asphaltic), STIP3 Tank | Regular Unleaded | 1990 |  |  |  | Fiberglass Reinforced Plastic
7790 | SPEED MART | 801 DAKOTA AVE | SOUTH SIOUX CITY | 68776 | DAKOTA | NILKANTH MART LLC | 801 DAKOTA AVE | SOUTH SIOUX CITY | NE | 68776 | 3 | Currently in Use | 10000 | Steel | Federally Regulated | None | Galvanic/Sacrificial Current Cathodic Protection, Painted(e.g., asphaltic), STIP3 Tank | Regular Unleaded | 1990 |  |  |  | Fiberglass Reinforced Plastic
3693 | MILLER POWER SPORTS | 120 S WALNUT | SPALDING | 68665 | GREELEY | ANDREW MILLER | 120 S WALNUT | SPALDING | NE | 68665 | 1 | Currently in Use | 2000 | Steel | Federally Regulated | Internal Lining(e.g., epoxy resins) | Impressed Current Cathodic Protection | E-10 | 1979 |  |  |  | Steel
3693 | MILLER POWER SPORTS | 120 S WALNUT | SPALDING | 68665 | GREELEY | ANDREW MILLER | 120 S WALNUT | SPALDING | NE | 68665 | 2 | Currently in Use | 2000 | Steel | Federally Regulated | Internal Lining(e.g., epoxy resins) | Impressed Current Cathodic Protection | Regular Unleaded | 1979 |  |  |  | Steel
3693 | MILLER POWER SPORTS | 120 S WALNUT | SPALDING | 68665 | GREELEY | ANDREW MILLER | 120 S WALNUT | SPALDING | NE | 68665 | 3 | Currently in Use | 1000 | Fiberglass Reinforced Plastic | Federally Regulated |  |  | #2 Diesel | 2018 |  |  | Double Walled | Plastic
3693 | MILLER POWER SPORTS | 120 S WALNUT | SPALDING | 68665 | GREELEY | ANDREW MILLER | 120 S WALNUT | SPALDING | NE | 68665 | 4 | Currently in Use | 1000 | Fiberglass Reinforced Plastic | Federally Regulated |  |  | E-85 | 2018 |  |  | Double Walled | Plastic
1397 | PEOPLES SERVICE INC | 110 E ST JOSEPH ST | SPALDING | 68665 | GREELEY | PEOPLES SERVICE INC | PO BOX 248 | SPALDING | NE | 68665 | 3 | Currently in Use | 4000 | Steel | Federally Regulated | None | Galvanic/Sacrificial Current Cathodic Protection, STIP3 Tank | Regular Unleaded | 1989 |  |  |  | Fiberglass Reinforced Plastic
1397 | PEOPLES SERVICE INC | 110 E ST JOSEPH ST | SPALDING | 68665 | GREELEY | PEOPLES SERVICE INC | PO BOX 248 | SPALDING | NE | 68665 | 4 | Currently in Use | 4000 | Steel | Federally Regulated | None | Galvanic/Sacrificial Current Cathodic Protection, STIP3 Tank | Regular Unleaded | 1989 |  |  |  | Fiberglass Reinforced Plastic
1397 | PEOPLES SERVICE INC | 110 E ST JOSEPH ST | SPALDING | 68665 | GREELEY | PEOPLES SERVICE INC | PO BOX 248 | SPALDING | NE | 68665 | 5 | Currently in Use | 4000 | Steel | Federally Regulated | None | Galvanic/Sacrificial Current Cathodic Protection, STIP3 Tank | E-10 | 1989 |  |  |  | Fiberglass Reinforced Plastic
1397 | PEOPLES SERVICE INC | 110 E ST JOSEPH ST | SPALDING | 68665 | GREELEY | PEOPLES SERVICE INC | PO BOX 248 | SPALDING | NE | 68665 | 6 | Currently in Use | 1500 | Composite | Federally Regulated | None | Fiberglass Reinforced Plastic Coated | Other->#1 Dyed Diesel | 1996 |  |  |  | Fiberglass Reinforced Plastic
1397 | PEOPLES SERVICE INC | 110 E ST JOSEPH ST | SPALDING | 68665 | GREELEY | PEOPLES SERVICE INC | PO BOX 248 | SPALDING | NE | 68665 | 7 | Currently in Use | 3000 | Composite | Federally Regulated | None | Fiberglass Reinforced Plastic Coated | Other->#2 Dyed Diesel | 1996 |  |  |  | Fiberglass Reinforced Plastic
1397 | PEOPLES SERVICE INC | 110 E ST JOSEPH ST | SPALDING | 68665 | GREELEY | PEOPLES SERVICE INC | PO BOX 248 | SPALDING | NE | 68665 | 8 | Currently in Use | 1500 | Composite | Federally Regulated | None | Fiberglass Reinforced Plastic Coated | #1 Diesel | 1996 |  |  |  | Fiberglass Reinforced Plastic
1397 | PEOPLES SERVICE INC | 110 E ST JOSEPH ST | SPALDING | 68665 | GREELEY | PEOPLES SERVICE INC | PO BOX 248 | SPALDING | NE | 68665 | 9 | Currently in Use | 3000 | Composite | Federally Regulated | None | Fiberglass Reinforced Plastic Coated | #2 Diesel | 1996 |  |  |  | Fiberglass Reinforced Plastic
7174 | KCs ROADRUNNER | 217 N THAYER | SPENCER | 68777 | BOYD | DANCO SPENCER LLC | PO BOX 10 | VALENTINE | NE | 69201 | 6 | Currently in Use | 8000 | Fiberglass Reinforced Plastic | Federally Regulated | None | None | E-10 | 1998 |  |  |  | Fiberglass Reinforced Plastic
7174 | KCs ROADRUNNER | 217 N THAYER | SPENCER | 68777 | BOYD | DANCO SPENCER LLC | PO BOX 10 | VALENTINE | NE | 69201 | 7 | Currently in Use | 8000 | Fiberglass Reinforced Plastic | Federally Regulated | None | None | Regular Unleaded | 1998 |  |  |  | Fiberglass Reinforced Plastic
7174 | KCs ROADRUNNER | 217 N THAYER | SPENCER | 68777 | BOYD | DANCO SPENCER LLC | PO BOX 10 | VALENTINE | NE | 69201 | 8 | Currently in Use | 3000 | Fiberglass Reinforced Plastic | Federally Regulated | None | None | #1 Diesel | 1998 |  |  |  | Fiberglass Reinforced Plastic
7174 | KCs ROADRUNNER | 217 N THAYER | SPENCER | 68777 | BOYD | DANCO SPENCER LLC | PO BOX 10 | VALENTINE | NE | 69201 | 9 | Currently in Use | 5000 | Fiberglass Reinforced Plastic | Federally Regulated | None | None | #1 Diesel | 1998 |  |  |  | Fiberglass Reinforced Plastic
1566 | WEST BOYD SCHOOL DISTRICT | 106 E GREIG ST | SPENCER | 68777 | BOYD | WEST BOYD SCHOOL DISTRICT | PO BOX 109 | SPENCER | NE | 68777 | 2 | Currently in Use | 12000 | Jacketed | Heating Oil | None | Plastic Jacket | Heating Oil 2 | 1995 |  |  | Double Walled | Copper, Fiberglass Reinforced Plastic
8023 | B & D PITSTOP | 14111 PLATTEVIEW RD | SPRINGFIELD | 68059 | SARPY | BRP INVESTMENTS LLC dba B&D PITSTOP | 16115 BUFFALO RD | SPRINGFIELD | NE | 68059 | 1 | Currently in Use | 8000 | Steel | Federally Regulated | None | Galvanic/Sacrificial Current Cathodic Protection, STIP3 Tank | Regular Unleaded | 1989 |  |  |  | Fiberglass Reinforced Plastic
8023 | B & D PITSTOP | 14111 PLATTEVIEW RD | SPRINGFIELD | 68059 | SARPY | BRP INVESTMENTS LLC dba B&D PITSTOP | 16115 BUFFALO RD | SPRINGFIELD | NE | 68059 | 2 | Currently in Use | 8000 | Steel | Federally Regulated | None | Galvanic/Sacrificial Current Cathodic Protection, STIP3 Tank | #2 Diesel | 1989 |  |  |  | Fiberglass Reinforced Plastic
8023 | B & D PITSTOP | 14111 PLATTEVIEW RD | SPRINGFIELD | 68059 | SARPY | BRP INVESTMENTS LLC dba B&D PITSTOP | 16115 BUFFALO RD | SPRINGFIELD | NE | 68059 | 3 | Currently in Use | 8000 | Steel | Federally Regulated | None | Galvanic/Sacrificial Current Cathodic Protection, STIP3 Tank | E-10 | 1989 |  |  |  | Fiberglass Reinforced Plastic
11969 | CASEYS GENERAL STORE #2853 | 15811 S 144TH ST | SPRINGFIELD | 68059 | SARPY | CASEYS RETAIL CO | PO BOX 3001 | ANKENY | IA | 50021-8045 | 1 | Currently in Use | 12000 | Fiberglass Reinforced Plastic | Federally Regulated | None | None | Regular Unleaded | 2002 |  |  |  | Plastic
11969 | CASEYS GENERAL STORE #2853 | 15811 S 144TH ST | SPRINGFIELD | 68059 | SARPY | CASEYS RETAIL CO | PO BOX 3001 | ANKENY | IA | 50021-8045 | 2 | Currently in Use | 12000 | Fiberglass Reinforced Plastic | Federally Regulated | None | None | E-10 | 2002 |  |  |  | Plastic
11969 | CASEYS GENERAL STORE #2853 | 15811 S 144TH ST | SPRINGFIELD | 68059 | SARPY | CASEYS RETAIL CO | PO BOX 3001 | ANKENY | IA | 50021-8045 | 3 | Currently in Use | 5000 | Fiberglass Reinforced Plastic | Federally Regulated | None | None | Premium Unleaded | 2002 |  |  |  | Plastic
11969 | CASEYS GENERAL STORE #2853 | 15811 S 144TH ST | SPRINGFIELD | 68059 | SARPY | CASEYS RETAIL CO | PO BOX 3001 | ANKENY | IA | 50021-8045 | 4 | Currently in Use | 6000 | Fiberglass Reinforced Plastic | Federally Regulated | None | None | #2 Diesel | 2002 |  |  |  | Plastic
4531 | SPRINGFIELD WASTE WATER TREATMENT PLANT | 1 MI S OF HWY 50 | SPRINGFIELD | 68059 | SARPY | CITY OF SPRINGFIELD | PO BOX 189 | SPRINGFIELD | NE | 68059 | 1 | Currently in Use | 1500 | Fiberglass Reinforced Plastic | Federally Regulated | None | None | #2 Diesel | 1975 |  |  |  | Copper
7011 | RED ARROW SERVICE | N HWY 183 | SPRINGVIEW | 68778 | KEYA PAHA | GARY ROSS | PO BOX 40 | SPRINGVIEW | NE | 68778 | 1 | Permanently Out of Use | 2000 | Steel | Federally Regulated | None | Unknown | #2 Diesel | 1978 | 6/1/1999 |  |  | Steel
7011 | RED ARROW SERVICE | N HWY 183 | SPRINGVIEW | 68778 | KEYA PAHA | GARY ROSS | PO BOX 40 | SPRINGVIEW | NE | 68778 | 2 | Permanently Out of Use | 8000 | Steel | Federally Regulated | None | Unknown | Regular Unleaded | 1978 | 6/1/1999 |  |  | Steel
7011 | RED ARROW SERVICE | N HWY 183 | SPRINGVIEW | 68778 | KEYA PAHA | GARY ROSS | PO BOX 40 | SPRINGVIEW | NE | 68778 | 3 | Permanently Out of Use | 8000 | Steel | Federally Regulated | None | Unknown | Regular Unleaded | 1978 | 6/1/1999 |  |  | Steel
11899 | TURBINE MART | 105 W TURBINE AVE | SPRINGVIEW | 68778 | KEYA PAHA | SCHRANTZ LLC | 105 W TURBINE AVE | SPRINGVIEW | NE | 68778 | 1 | Currently in Use | 10000 | Fiberglass Reinforced Plastic | Federally Regulated | None | None | Regular Unleaded | 2001 |  |  |  | Plastic
11899 | TURBINE MART | 105 W TURBINE AVE | SPRINGVIEW | 68778 | KEYA PAHA | SCHRANTZ LLC | 105 W TURBINE AVE | SPRINGVIEW | NE | 68778 | 2 | Currently in Use | 10000 | Fiberglass Reinforced Plastic | Federally Regulated | None | None | Regular Unleaded | 2001 |  |  |  | Plastic
11899 | TURBINE MART | 105 W TURBINE AVE | SPRINGVIEW | 68778 | KEYA PAHA | SCHRANTZ LLC | 105 W TURBINE AVE | SPRINGVIEW | NE | 68778 | 3 | Currently in Use | 8000 | Fiberglass Reinforced Plastic | Federally Regulated | None | None | #2 Diesel | 2001 |  |  |  | Plastic
11899 | TURBINE MART | 105 W TURBINE AVE | SPRINGVIEW | 68778 | KEYA PAHA | SCHRANTZ LLC | 105 W TURBINE AVE | SPRINGVIEW | NE | 68778 | 4 | Currently in Use | 4000 | Fiberglass Reinforced Plastic | Federally Regulated | None | None | Regular Unleaded | 2001 |  |  |  | Plastic
1314 | C & S CONVENIENCE STORE | 102 S 3RD ST | ST EDWARD | 68660 | BOONE | C & S CONV STORE OF ST EDWARD INC | 102 S 3RD ST | ST EDWARD | NE | 68660 | 1 | Currently in Use | 6000 | Steel | Federally Regulated | Internal Lining(e.g., epoxy resins) | Impressed Current Cathodic Protection | Regular Unleaded | 1985 |  |  |  | Steel
1314 | C & S CONVENIENCE STORE | 102 S 3RD ST | ST EDWARD | 68660 | BOONE | C & S CONV STORE OF ST EDWARD INC | 102 S 3RD ST | ST EDWARD | NE | 68660 | 2 | Currently in Use | 6000 | Steel | Federally Regulated | Internal Lining(e.g., epoxy resins) | Impressed Current Cathodic Protection | E-10 | 1985 |  |  |  | Steel
1314 | C & S CONVENIENCE STORE | 102 S 3RD ST | ST EDWARD | 68660 | BOONE | C & S CONV STORE OF ST EDWARD INC | 102 S 3RD ST | ST EDWARD | NE | 68660 | 3 | Currently in Use | 6000 | Steel | Federally Regulated | Internal Lining(e.g., epoxy resins) | Impressed Current Cathodic Protection | #2 Diesel | 1985 |  |  |  | Steel
6770 | CENTRAL VALLEY AG COOP | 2ND & BEAVER ST | ST EDWARD | 68660 | BOONE | CENTRAL VALLEY AG COOP | PO BOX 429 | YORK | NE | 68467 | 1 | Currently in Use | 15000 | Steel | Federally Regulated | Internal Lining(e.g., epoxy resins) | Impressed Current Cathodic Protection | #2 Diesel | 1965 |  |  |  | Steel
6770 | CENTRAL VALLEY AG COOP | 2ND & BEAVER ST | ST EDWARD | 68660 | BOONE | CENTRAL VALLEY AG COOP | PO BOX 429 | YORK | NE | 68467 | 2 | Currently in Use | 15000 | Steel | Federally Regulated | Internal Lining(e.g., epoxy resins) | Impressed Current Cathodic Protection | Regular Unleaded | 1965 |  |  |  | Steel
6770 | CENTRAL VALLEY AG COOP | 2ND & BEAVER ST | ST EDWARD | 68660 | BOONE | CENTRAL VALLEY AG COOP | PO BOX 429 | YORK | NE | 68467 | 3 | Currently in Use | 10000 | Steel | Federally Regulated | Internal Lining(e.g., epoxy resins) | Impressed Current Cathodic Protection | #2 Diesel | 1965 |  |  |  | Steel
6770 | CENTRAL VALLEY AG COOP | 2ND & BEAVER ST | ST EDWARD | 68660 | BOONE | CENTRAL VALLEY AG COOP | PO BOX 429 | YORK | NE | 68467 | 4 | Currently in Use | 1000 | Steel | Federally Regulated | Internal Lining(e.g., epoxy resins) | Impressed Current Cathodic Protection | Kerosene | 1965 |  |  |  | Steel
6770 | CENTRAL VALLEY AG COOP | 2ND & BEAVER ST | ST EDWARD | 68660 | BOONE | CENTRAL VALLEY AG COOP | PO BOX 429 | YORK | NE | 68467 | 5 | Currently in Use | 2000 | Steel | Federally Regulated | Internal Lining(e.g., epoxy resins) | Impressed Current Cathodic Protection | #2 Diesel | 1965 |  |  |  | Steel
6770 | CENTRAL VALLEY AG COOP | 2ND & BEAVER ST | ST EDWARD | 68660 | BOONE | CENTRAL VALLEY AG COOP | PO BOX 429 | YORK | NE | 68467 | 6 | Currently in Use | 5000 | Steel | Federally Regulated | Internal Lining(e.g., epoxy resins) | Impressed Current Cathodic Protection | #2 Diesel | 1965 |  |  |  | Steel
6770 | CENTRAL VALLEY AG COOP | 2ND & BEAVER ST | ST EDWARD | 68660 | BOONE | CENTRAL VALLEY AG COOP | PO BOX 429 | YORK | NE | 68467 | 7 | Currently in Use | 5000 | Steel | Federally Regulated | Internal Lining(e.g., epoxy resins) | Impressed Current Cathodic Protection | Regular Unleaded | 1965 |  |  |  | Steel
3578 | LONE TREE SERVICE & AUTO SALES | RT 1 BOX 3 HWY 281 | ST LIBORY | 68872 | HOWARD | JIM L HAWK | RT 1 BOX 3 | ST LIBORY | NE | 68872 | 1 | Permanently Out of Use | 2000 | Steel | Federally Regulated | Unknown | Unknown | Empty, Regular Unleaded | 1964 |  |  |  | Steel
3578 | LONE TREE SERVICE & AUTO SALES | RT 1 BOX 3 HWY 281 | ST LIBORY | 68872 | HOWARD | JIM L HAWK | RT 1 BOX 3 | ST LIBORY | NE | 68872 | 2 | Permanently Out of Use | 1000 | Steel | Federally Regulated | Unknown | Unknown | Empty | 1973 |  |  |  | Steel
3578 | LONE TREE SERVICE & AUTO SALES | RT 1 BOX 3 HWY 281 | ST LIBORY | 68872 | HOWARD | JIM L HAWK | RT 1 BOX 3 | ST LIBORY | NE | 68872 | 3 | Permanently Out of Use | 1000 | Steel | Federally Regulated | Unknown | Unknown | Empty, Regular Unleaded | 1973 |  |  |  | Steel
11332 | PUMP & PANTRY #37 | 495 ST LIBORY AVE | ST LIBORY | 68872 | HOWARD | BOSSELMAN PUMP & PANTRY INC | PO BOX 4905 | GRAND ISLAND | NE | 68802-4905 | 1 | Currently in Use | 12000 | Fiberglass Reinforced Plastic | Federally Regulated | None | None | Regular Unleaded | 1995 |  |  |  | Fiberglass Reinforced Plastic
11332 | PUMP & PANTRY #37 | 495 ST LIBORY AVE | ST LIBORY | 68872 | HOWARD | BOSSELMAN PUMP & PANTRY INC | PO BOX 4905 | GRAND ISLAND | NE | 68802-4905 | 2 | Currently in Use | 6000 | Fiberglass Reinforced Plastic | Federally Regulated | None | None | E-10 | 1995 |  |  |  | Fiberglass Reinforced Plastic, Plastic
11332 | PUMP & PANTRY #37 | 495 ST LIBORY AVE | ST LIBORY | 68872 | HOWARD | BOSSELMAN PUMP & PANTRY INC | PO BOX 4905 | GRAND ISLAND | NE | 68802-4905 | 3 | Currently in Use | 6000 | Fiberglass Reinforced Plastic | Federally Regulated | None | None | #2 Diesel | 1995 |  |  |  | Fiberglass Reinforced Plastic, Plastic
3946 | AURORA COOPERATIVE | 614 2ND ST | ST PAUL | 68873 | HOWARD | AURORA COOPERATIVE ELEVATOR | PO BOX 209 | AURORA | NE | 68818-0209 | 10 | Currently in Use | 6000 | Fiberglass Reinforced Plastic | Federally Regulated | None | None | E-10 | 1998 |  |  |  | Plastic
3946 | AURORA COOPERATIVE | 614 2ND ST | ST PAUL | 68873 | HOWARD | AURORA COOPERATIVE ELEVATOR | PO BOX 209 | AURORA | NE | 68818-0209 | 11 | Currently in Use | 6000 | Fiberglass Reinforced Plastic | Federally Regulated | None | None | #2 Diesel | 1998 |  |  |  | Plastic
3946 | AURORA COOPERATIVE | 614 2ND ST | ST PAUL | 68873 | HOWARD | AURORA COOPERATIVE ELEVATOR | PO BOX 209 | AURORA | NE | 68818-0209 | 12 | Currently in Use | 5000 | Fiberglass Reinforced Plastic | Federally Regulated | None | None | Regular Unleaded | 1998 |  |  |  | Fiberglass Reinforced Plastic
3946 | AURORA COOPERATIVE | 614 2ND ST | ST PAUL | 68873 | HOWARD | AURORA COOPERATIVE ELEVATOR | PO BOX 209 | AURORA | NE | 68818-0209 | 13 | Currently in Use | 3000 | Fiberglass Reinforced Plastic | Federally Regulated | None | None | #2 Diesel | 1998 |  |  |  | Plastic
12703 | CASEYs GENERAL STORE #3526 | 1013 2ND ST | ST PAUL | 68873 | HOWARD | CASEYS RETAIL CO | PO BOX 3001 | ANKENY | IA | 50021-8045 | 1 | Currently in Use | 30000 | Fiberglass Reinforced Plastic | Federally Regulated |  |  | E-10 | 2016 |  |  | Double Walled | Fiberglass Reinforced Plastic
12703 | CASEYs GENERAL STORE #3526 | 1013 2ND ST | ST PAUL | 68873 | HOWARD | CASEYS RETAIL CO | PO BOX 3001 | ANKENY | IA | 50021-8045 | 2 | Currently in Use | 14000 | Fiberglass Reinforced Plastic | Federally Regulated |  |  | #2 Diesel | 2016 |  |  | Double Walled | Fiberglass Reinforced Plastic
12703 | CASEYs GENERAL STORE #3526 | 1013 2ND ST | ST PAUL | 68873 | HOWARD | CASEYS RETAIL CO | PO BOX 3001 | ANKENY | IA | 50021-8045 | 3 | Currently in Use | 8000 | Fiberglass Reinforced Plastic | Federally Regulated |  |  | Regular Unleaded | 2016 |  |  | Double Walled | Fiberglass Reinforced Plastic
12703 | CASEYs GENERAL STORE #3526 | 1013 2ND ST | ST PAUL | 68873 | HOWARD | CASEYS RETAIL CO | PO BOX 3001 | ANKENY | IA | 50021-8045 | 4 | Currently in Use | 8000 | Fiberglass Reinforced Plastic | Federally Regulated |  |  | E-85 | 2016 |  |  | Double Walled | Fiberglass Reinforced Plastic
8510 | KWIK STOP #21 | 710 2ND ST | ST PAUL | 68873 | HOWARD | KS PLUS INC | PO BOX 1665 | NORTH PLATTE | NE | 69103 | 1 | Currently in Use | 10000 | Fiberglass Reinforced Plastic | Federally Regulated | None | None | Regular Unleaded | 1992 |  |  |  | Fiberglass Reinforced Plastic
8510 | KWIK STOP #21 | 710 2ND ST | ST PAUL | 68873 | HOWARD | KS PLUS INC | PO BOX 1665 | NORTH PLATTE | NE | 69103 | 2 | Currently in Use | 10000 | Fiberglass Reinforced Plastic | Federally Regulated | None | None | E-10 | 1992 |  |  |  | Fiberglass Reinforced Plastic
11711 | PUMP & PANTRY #13 | 514 2ND ST | ST PAUL | 68873 | HOWARD | BOSSELMAN PUMP & PANTRY INC | PO BOX 4905 | GRAND ISLAND | NE | 68802-4905 | 1 | Currently in Use | 12000 | Fiberglass Reinforced Plastic | Federally Regulated | None | None | E-10 | 1998 |  |  |  | Fiberglass Reinforced Plastic, Plastic
11711 | PUMP & PANTRY #13 | 514 2ND ST | ST PAUL | 68873 | HOWARD | BOSSELMAN PUMP & PANTRY INC | PO BOX 4905 | GRAND ISLAND | NE | 68802-4905 | 2 | Currently in Use | 6000 | Fiberglass Reinforced Plastic | Federally Regulated | None | None | Regular Unleaded | 1998 |  |  |  | Fiberglass Reinforced Plastic, Plastic
11711 | PUMP & PANTRY #13 | 514 2ND ST | ST PAUL | 68873 | HOWARD | BOSSELMAN PUMP & PANTRY INC | PO BOX 4905 | GRAND ISLAND | NE | 68802-4905 | 3 | Currently in Use | 6000 | Fiberglass Reinforced Plastic | Federally Regulated | None | None | #2 Diesel | 1998 |  |  |  | Fiberglass Reinforced Plastic
11711 | PUMP & PANTRY #13 | 514 2ND ST | ST PAUL | 68873 | HOWARD | BOSSELMAN PUMP & PANTRY INC | PO BOX 4905 | GRAND ISLAND | NE | 68802-4905 | 4 | Currently in Use | 8000 | Jacketed | Federally Regulated |  |  | #2 Diesel | 2023 |  |  | Double Walled | Plastic
3997 | SAPPA VALLEY FARM & AUTO | 102 W WEBSTER ST | STAMFORD | 68977-0124 | HARLAN | SAPPA VALLEY FARM & AUTO LLC | PO BOX 560 | ORLEANS | NE | 68966 | 1 | Currently in Use | 6000 | Steel | Federally Regulated | Unknown | Galvanic/Sacrificial Current Cathodic Protection, STIP3 Tank | E-10 | 1990 |  |  |  | Steel
3997 | SAPPA VALLEY FARM & AUTO | 102 W WEBSTER ST | STAMFORD | 68977-0124 | HARLAN | SAPPA VALLEY FARM & AUTO LLC | PO BOX 560 | ORLEANS | NE | 68966 | 2 | Currently in Use | 6000 | Steel | Federally Regulated | Unknown | Galvanic/Sacrificial Current Cathodic Protection, STIP3 Tank | #2 Diesel | 1990 |  |  |  | Steel
11920 | CASEYS GENERAL STORE #2414 | 1001 VETERANS AVE | STANTON | 68779 | STANTON | CASEYS RETAIL CO | PO BOX 3001 | ANKENY | IA | 50021-8045 | 1 | Currently in Use | 12000 | Fiberglass Reinforced Plastic | Federally Regulated | None | None | Regular Unleaded | 2001 |  |  |  | Fiberglass Reinforced Plastic
11920 | CASEYS GENERAL STORE #2414 | 1001 VETERANS AVE | STANTON | 68779 | STANTON | CASEYS RETAIL CO | PO BOX 3001 | ANKENY | IA | 50021-8045 | 2 | Currently in Use | 12000 | Fiberglass Reinforced Plastic | Federally Regulated | None | None | Regular Unleaded | 2001 |  |  |  | Fiberglass Reinforced Plastic
3353 | ELKHORN ACRES GOLF COURSE | 56611 GOLF COURSE RD | STANTON | 68779 | STANTON | CITY OF STANTON | PO BOX 747 | STANTON | NE | 68779 | 2 | Currently in Use | 550 | Jacketed | Federally Regulated | None | Poly Jacket | Regular Unleaded | 1998 |  |  | Double Walled | Fiberglass Reinforced Plastic
8426 | FARMERS COOP ASSOCIATION | 1009 HICKORY | STANTON | 68779 | STANTON | FARMERS COOPERATIVE | 325 W 1ST ST | PILGER | NE | 68768 | 1 | Currently in Use | 10000 | Steel | Federally Regulated | None | Impressed Current Cathodic Protection | Regular Unleaded | 1983 |  |  |  | Steel
8426 | FARMERS COOP ASSOCIATION | 1009 HICKORY | STANTON | 68779 | STANTON | FARMERS COOPERATIVE | 325 W 1ST ST | PILGER | NE | 68768 | 2 | Currently in Use | 10000 | Steel | Federally Regulated | None | Impressed Current Cathodic Protection | #2 Diesel | 1983 |  |  |  | Steel
8426 | FARMERS COOP ASSOCIATION | 1009 HICKORY | STANTON | 68779 | STANTON | FARMERS COOPERATIVE | 325 W 1ST ST | PILGER | NE | 68768 | 3 | Currently in Use | 10000 | Steel | Federally Regulated | None | Impressed Current Cathodic Protection | Regular Unleaded | 1983 |  |  |  | Steel
3167 | LUEDEKE OIL CO INC | 801 IVY ST | STANTON | 68779 | STANTON | LUEDEKE OIL CO INC | PO BOX 146 | STANTON | NE | 68779 | 1 | Currently in Use | 3000 | Steel | Federally Regulated | None | Galvanic/Sacrificial Current Cathodic Protection, STIP3 Tank | Regular Unleaded | 1991 |  |  |  | Fiberglass Reinforced Plastic
3167 | LUEDEKE OIL CO INC | 801 IVY ST | STANTON | 68779 | STANTON | LUEDEKE OIL CO INC | PO BOX 146 | STANTON | NE | 68779 | 2 | Currently in Use | 4000 | Steel | Federally Regulated | None | Galvanic/Sacrificial Current Cathodic Protection, STIP3 Tank | Regular Unleaded | 1991 |  |  |  | Fiberglass Reinforced Plastic
3167 | LUEDEKE OIL CO INC | 801 IVY ST | STANTON | 68779 | STANTON | LUEDEKE OIL CO INC | PO BOX 146 | STANTON | NE | 68779 | 3 | Currently in Use | 5000 | Steel | Federally Regulated | None | Galvanic/Sacrificial Current Cathodic Protection, STIP3 Tank | Regular Unleaded | 1991 |  |  |  | Fiberglass Reinforced Plastic
11507 | LUEDEKE OIL CO INC/CARDTROL SYSTEM | 8TH ST & RAILROAD AVE | STANTON | 68779 | STANTON | LUEDEKE OIL CO INC | PO BOX 146 | STANTON | NE | 68779 | 1 | Currently in Use | 4000 | Fiberglass Reinforced Plastic | Federally Regulated | None | None | Regular Unleaded | 1996 |  |  |  | Fiberglass Reinforced Plastic
11507 | LUEDEKE OIL CO INC/CARDTROL SYSTEM | 8TH ST & RAILROAD AVE | STANTON | 68779 | STANTON | LUEDEKE OIL CO INC | PO BOX 146 | STANTON | NE | 68779 | 2 | Currently in Use | 4000 | Fiberglass Reinforced Plastic | Federally Regulated | None | None | #2 Diesel | 1996 |  |  |  | Fiberglass Reinforced Plastic
11507 | LUEDEKE OIL CO INC/CARDTROL SYSTEM | 8TH ST & RAILROAD AVE | STANTON | 68779 | STANTON | LUEDEKE OIL CO INC | PO BOX 146 | STANTON | NE | 68779 | 3 | Currently in Use | 4000 | Fiberglass Reinforced Plastic | Federally Regulated | None | None | #2 Diesel | 1996 |  |  |  | Fiberglass Reinforced Plastic
1863 | STANCO FARM SUPPLY INC | RR 2 | STANTON | 68779 | STANTON | STANCO FARM SUPPLY INC | BOX 589 | STANTON | NE | 68779 | 1 | Permanently Out of Use | 995 | Steel | Federally Regulated | None | Painted(e.g., asphaltic) | Regular Unleaded | 1978 |  |  |  | Steel
12057 | STANTON COUNTY ROADS SHOP | HWY 57 & 32 (1 MI E OF INT) | STANTON | 68779 | STANTON | STANTON COUNTY | PO BOX 347 | STANTON | NE | 68779 | 1 | Currently in Use | 1125 | Jacketed | Federally Regulated | None | Poly Jacket | #1 Diesel | 2000 |  |  | Double Walled | Fiberglass Reinforced Plastic
12057 | STANTON COUNTY ROADS SHOP | HWY 57 & 32 (1 MI E OF INT) | STANTON | 68779 | STANTON | STANTON COUNTY | PO BOX 347 | STANTON | NE | 68779 | 2 | Currently in Use | 750 | Jacketed | Federally Regulated | None | Poly Jacket | Regular Unleaded | 2000 |  |  | Double Walled | Fiberglass Reinforced Plastic
12057 | STANTON COUNTY ROADS SHOP | HWY 57 & 32 (1 MI E OF INT) | STANTON | 68779 | STANTON | STANTON COUNTY | PO BOX 347 | STANTON | NE | 68779 | 3 | Currently in Use | 1125 | Jacketed | Federally Regulated | None | Poly Jacket | #1 Diesel | 2000 |  |  | Double Walled | Fiberglass Reinforced Plastic
5461 | SEWARD COUNTY HWY DEPT/MISSLE SITE | 3427 WAVERLY RD | STAPLEHURST | 68434 | SEWARD | SEWARD COUNTY HWY DEPT | PO BOX 190 | SEWARD | NE | 68434 | 3 | Currently in Use | 6000 | Fiberglass Reinforced Plastic | Federally Regulated |  |  | E-10 | 2016 |  |  | Double Walled | Plastic
5461 | SEWARD COUNTY HWY DEPT/MISSLE SITE | 3427 WAVERLY RD | STAPLEHURST | 68434 | SEWARD | SEWARD COUNTY HWY DEPT | PO BOX 190 | SEWARD | NE | 68434 | 4 | Currently in Use | 6000 | Fiberglass Reinforced Plastic | Federally Regulated |  |  | #2 Diesel | 2016 |  |  | Double Walled | Plastic
5461 | SEWARD COUNTY HWY DEPT/MISSLE SITE | 3427 WAVERLY RD | STAPLEHURST | 68434 | SEWARD | SEWARD COUNTY HWY DEPT | PO BOX 190 | SEWARD | NE | 68434 | 5 | Currently in Use | 12000 | Fiberglass Reinforced Plastic | Federally Regulated |  |  | #2 Diesel, Other->DYED | 2016 |  |  | Double Walled | Plastic
11649 | KIMBERs | 68 HWY 83 | STAPLETON | 69163 | LOGAN | KIMBER'S LLC | PO BOX 236 | STAPLETON | NE | 69163 | 1 | Currently in Use | 12000 | Fiberglass Reinforced Plastic | Federally Regulated | None | None | E-10 | 1997 |  |  |  | Fiberglass Reinforced Plastic
11649 | KIMBERs | 68 HWY 83 | STAPLETON | 69163 | LOGAN | KIMBER'S LLC | PO BOX 236 | STAPLETON | NE | 69163 | 2 | Currently in Use | 8000 | Fiberglass Reinforced Plastic | Federally Regulated | None | None | Regular Unleaded | 1997 |  |  |  | Fiberglass Reinforced Plastic
11649 | KIMBERs | 68 HWY 83 | STAPLETON | 69163 | LOGAN | KIMBER'S LLC | PO BOX 236 | STAPLETON | NE | 69163 | 3 | Currently in Use | 4000 | Fiberglass Reinforced Plastic | Federally Regulated | None | None | Regular Unleaded | 1997 |  |  |  | Fiberglass Reinforced Plastic
11649 | KIMBERs | 68 HWY 83 | STAPLETON | 69163 | LOGAN | KIMBER'S LLC | PO BOX 236 | STAPLETON | NE | 69163 | 4 | Currently in Use | 8000 | Fiberglass Reinforced Plastic | Federally Regulated | None | None | #2 Diesel | 1997 |  |  |  | Fiberglass Reinforced Plastic
11649 | KIMBERs | 68 HWY 83 | STAPLETON | 69163 | LOGAN | KIMBER'S LLC | PO BOX 236 | STAPLETON | NE | 69163 | 5 | Currently in Use | 4000 | Fiberglass Reinforced Plastic | Federally Regulated | None | None | #2 Diesel | 1997 |  |  |  | Fiberglass Reinforced Plastic
1775 | STAPLETON STATION | 34 HWY 83 | STAPLETON | 69163 | LOGAN | COUNTRY PARTNERS COOPERATIVE | PO BOX 80 | GOTHENBURG | NE | 69138 | 1 | Currently in Use | 4000 | Steel | Federally Regulated | None | Galvanic/Sacrificial Current Cathodic Protection, STIP3 Tank | Regular Unleaded | 1989 |  |  |  | Fiberglass Reinforced Plastic
1775 | STAPLETON STATION | 34 HWY 83 | STAPLETON | 69163 | LOGAN | COUNTRY PARTNERS COOPERATIVE | PO BOX 80 | GOTHENBURG | NE | 69138 | 2 | Currently in Use | 4000 | Steel | Federally Regulated | None | Galvanic/Sacrificial Current Cathodic Protection, STIP3 Tank | E-10 | 1989 |  |  |  | Fiberglass Reinforced Plastic
1775 | STAPLETON STATION | 34 HWY 83 | STAPLETON | 69163 | LOGAN | COUNTRY PARTNERS COOPERATIVE | PO BOX 80 | GOTHENBURG | NE | 69138 | 3 | Currently in Use | 4000 | Steel | Federally Regulated | None | Galvanic/Sacrificial Current Cathodic Protection, STIP3 Tank | #2 Diesel | 1989 |  |  |  | Fiberglass Reinforced Plastic
5702 | BERWICK COOPERATIVE FUEL STATION | 301 MAIN ST | STELLA | 68442 | RICHARDSON | THE BERWICK COOPERATIVE OIL CO | 1111 S OLD US 75 HIGHWAY | SABETHA | KS | 66534 | 3 | Currently in Use | 4000 | Composite | Federally Regulated | None | Fiberglass Reinforced Plastic Coated | E-10 | 1997 |  |  |  | Fiberglass Reinforced Plastic
5702 | BERWICK COOPERATIVE FUEL STATION | 301 MAIN ST | STELLA | 68442 | RICHARDSON | THE BERWICK COOPERATIVE OIL CO | 1111 S OLD US 75 HIGHWAY | SABETHA | KS | 66534 | 4 | Currently in Use | 2000 | Composite | Federally Regulated | None | Fiberglass Reinforced Plastic Coated | #2 Diesel | 1997 |  |  |  | Fiberglass Reinforced Plastic
3748 | DENNIS LOCKARD | 408 MAIN ST | STELLA | 68442 | RICHARDSON | LOCKARD, DENNIS | 408 MAIN ST | STELLA | NE | 68442 | 1 | Permanently Out of Use | 500 | Unknown | Federally Regulated |  |  |  | 1946
6168 | JET STOP | 385 HWY 41 | STERLING | 68443 | JOHNSON | JET STOP INC | PO BOX 974 | ADAMS | NE | 68301 | 1 | Currently in Use | 8000 | Composite | Federally Regulated | None | Fiberglass Reinforced Plastic Coated | Regular Unleaded | 1993 |  |  |  | Fiberglass Reinforced Plastic
6168 | JET STOP | 385 HWY 41 | STERLING | 68443 | JOHNSON | JET STOP INC | PO BOX 974 | ADAMS | NE | 68301 | 2 | Currently in Use | 8000 | Composite | Federally Regulated | None | Fiberglass Reinforced Plastic Coated | E-10 | 1993 |  |  |  | Fiberglass Reinforced Plastic
6168 | JET STOP | 385 HWY 41 | STERLING | 68443 | JOHNSON | JET STOP INC | PO BOX 974 | ADAMS | NE | 68301 | 3 | Currently in Use | 4000 | Composite | Federally Regulated | None | Fiberglass Reinforced Plastic Coated | #1 Diesel | 1993 |  |  |  | Plastic
6168 | JET STOP | 385 HWY 41 | STERLING | 68443 | JOHNSON | JET STOP INC | PO BOX 974 | ADAMS | NE | 68301 | 4 | Currently in Use | 6000 | Composite | Federally Regulated | None | Fiberglass Reinforced Plastic Coated | #1 Diesel | 1993 |  |  |  | Plastic
2674 | CASEYS GENERAL STORE #2733 | 117 MAIN ST | STROMSBURG | 68666 | POLK | CASEYS RETAIL CO | PO BOX 3001 | ANKENY | IA | 50021-8045 | 1 | Currently in Use | 10000 | Steel | Federally Regulated | None | Impressed Current Cathodic Protection | Regular Unleaded | 1984 |  |  |  | Fiberglass Reinforced Plastic
2674 | CASEYS GENERAL STORE #2733 | 117 MAIN ST | STROMSBURG | 68666 | POLK | CASEYS RETAIL CO | PO BOX 3001 | ANKENY | IA | 50021-8045 | 2 | Currently in Use | 10000 | Steel | Federally Regulated | None | Impressed Current Cathodic Protection | E-10 | 1984 |  |  |  | Fiberglass Reinforced Plastic
4225 | CENTRAL VALLEY AG COOP | 201 MAIN ST | STROMSBURG | 68666 | POLK | CENTRAL VALLEY AG COOP | PO BOX 429 | YORK | NE | 68467 | 1 | Currently in Use | 10000 | Steel | Federally Regulated | None | Galvanic/Sacrificial Current Cathodic Protection, Painted(e.g., asphaltic), STIP3 Tank | Regular Unleaded | 1990 |  |  |  | Fiberglass Reinforced Plastic
4225 | CENTRAL VALLEY AG COOP | 201 MAIN ST | STROMSBURG | 68666 | POLK | CENTRAL VALLEY AG COOP | PO BOX 429 | YORK | NE | 68467 | 2 | Currently in Use | 8000 | Steel | Federally Regulated | None | Galvanic/Sacrificial Current Cathodic Protection, Painted(e.g., asphaltic), STIP3 Tank | Regular Unleaded | 1990 |  |  |  | Fiberglass Reinforced Plastic
4225 | CENTRAL VALLEY AG COOP | 201 MAIN ST | STROMSBURG | 68666 | POLK | CENTRAL VALLEY AG COOP | PO BOX 429 | YORK | NE | 68467 | 3 | Currently in Use | 4000 | Steel | Federally Regulated | None | Galvanic/Sacrificial Current Cathodic Protection, Painted(e.g., asphaltic), STIP3 Tank | #2 Diesel | 1990 |  |  |  | Fiberglass Reinforced Plastic
63 | OLSONs STANDARD SERVICE | 108 W 4TH ST | STROMSBURG | 68666 | POLK | RICHARD OLSON | 501 E 5TH ST | STROMSBURG | NE | 68666 | 1 | Permanently Out of Use | 10000 | Steel | Federally Regulated | None | Painted(e.g., asphaltic) | Empty | 1974 | 11/1/1993 |  |  | Steel
63 | OLSONs STANDARD SERVICE | 108 W 4TH ST | STROMSBURG | 68666 | POLK | RICHARD OLSON | 501 E 5TH ST | STROMSBURG | NE | 68666 | 2 | Permanently Out of Use | 4000 | Steel | Federally Regulated | None | Painted(e.g., asphaltic) | Empty | 1974 | 11/1/1993 |  |  | Steel
63 | OLSONs STANDARD SERVICE | 108 W 4TH ST | STROMSBURG | 68666 | POLK | RICHARD OLSON | 501 E 5TH ST | STROMSBURG | NE | 68666 | 3 | Permanently Out of Use | 4000 | Steel | Federally Regulated | None | Painted(e.g., asphaltic) | Empty | 1985 | 11/1/1993 |  |  | Steel
63 | OLSONs STANDARD SERVICE | 108 W 4TH ST | STROMSBURG | 68666 | POLK | RICHARD OLSON | 501 E 5TH ST | STROMSBURG | NE | 68666 | 4 | Permanently Out of Use | 4000 | Steel | Federally Regulated | None | Painted(e.g., asphaltic) | Empty | 1985 | 11/1/1993 |  |  | Steel
63 | OLSONs STANDARD SERVICE | 108 W 4TH ST | STROMSBURG | 68666 | POLK | RICHARD OLSON | 501 E 5TH ST | STROMSBURG | NE | 68666 | 5 | Permanently Out of Use | 560 | Steel | Federally Regulated | None | Painted(e.g., asphaltic) | Empty | 1974 | 11/1/1993 |  |  | Steel
6250 | ROBERT RAMM | 2 MI NW ON J RAMM FARM | STUART | 68780 | HOLT | RAMM, ROBERT | RR 1 BOX 116 | STUART | NE | 68780 | 1 | Permanently Out of Use | 5000 | Steel | Federally Regulated | None | Painted(e.g., asphaltic) | Empty | 1971 | 12/1/1991 |  |  | Steel
5355 | B & L AUTO REPAIR | 505 MAIN ST | SUMNER | 68878 | DAWSON | ROBERT & MARIA HOLLANDER | 505 MAIN ST | SUMNER | NE | 68878 | 1 | Permanently Out of Use | 3000 | Steel | Federally Regulated | Unknown | Painted(e.g., asphaltic) | Empty, Regular Unleaded | 1971 |  |  |  | Steel
5355 | B & L AUTO REPAIR | 505 MAIN ST | SUMNER | 68878 | DAWSON | ROBERT & MARIA HOLLANDER | 505 MAIN ST | SUMNER | NE | 68878 | 2 | Permanently Out of Use | 1000 | Steel | Federally Regulated | Unknown | None | Empty | 1956 |  |  |  | Steel
9 | SUMNER CAR CARE | 605 MAIN ST | SUMNER | 68878 | DAWSON | COUNTRY PARTNERS COOPERATIVE | PO BOX 80 | GOTHENBURG | NE | 69138 | 1 | Currently in Use | 4000 | Fiberglass Reinforced Plastic | Federally Regulated | None | Fiberglass Reinforced Plastic Coated | Regular Unleaded | 1975 |  |  |  | Fiberglass Reinforced Plastic
9 | SUMNER CAR CARE | 605 MAIN ST | SUMNER | 68878 | DAWSON | COUNTRY PARTNERS COOPERATIVE | PO BOX 80 | GOTHENBURG | NE | 69138 | 2 | Currently in Use | 4000 | Fiberglass Reinforced Plastic | Federally Regulated | None | Fiberglass Reinforced Plastic Coated | E-10 | 1975 |  |  |  | Fiberglass Reinforced Plastic, Fiberglass Reinforced Plastic
9 | SUMNER CAR CARE | 605 MAIN ST | SUMNER | 68878 | DAWSON | COUNTRY PARTNERS COOPERATIVE | PO BOX 80 | GOTHENBURG | NE | 69138 | 3 | Currently in Use | 4000 | Fiberglass Reinforced Plastic | Federally Regulated | None | Fiberglass Reinforced Plastic Coated | #2 Diesel | 1975 |  |  |  | Plastic
9 | SUMNER CAR CARE | 605 MAIN ST | SUMNER | 68878 | DAWSON | COUNTRY PARTNERS COOPERATIVE | PO BOX 80 | GOTHENBURG | NE | 69138 | 4 | Currently in Use | 10000 | Fiberglass Reinforced Plastic | Federally Regulated | None | Fiberglass Reinforced Plastic Coated | #2 Diesel | 1975 |  |  |  | Fiberglass Reinforced Plastic, Plastic
9 | SUMNER CAR CARE | 605 MAIN ST | SUMNER | 68878 | DAWSON | COUNTRY PARTNERS COOPERATIVE | PO BOX 80 | GOTHENBURG | NE | 69138 | 5 | Currently in Use | 10000 | Fiberglass Reinforced Plastic | Federally Regulated | None | Fiberglass Reinforced Plastic Coated | Other->#2 Dyed Diesel | 1975 |  |  |  | Plastic
9 | SUMNER CAR CARE | 605 MAIN ST | SUMNER | 68878 | DAWSON | COUNTRY PARTNERS COOPERATIVE | PO BOX 80 | GOTHENBURG | NE | 69138 | 6 | Currently in Use | 3000 | Steel | Federally Regulated | None | Galvanic/Sacrificial Current Cathodic Protection, STIP3 Tank | #1 Diesel | 1992 |  |  |  | Plastic
6342 | UNION PACIFIC RAILROAD | SUNOL SECTION NEAR RR TRACKS | SUNOL | 69164 | CHEYENNE | UNION PACIFIC RR | 1416 DODGE ST RM 1000 | OMAHA | NE | 68179 | 1 | Permanently Out of Use | 300 | Unknown | Federally Regulated | Unknown | Unknown | Mixed | 1901 | 4/1/1986 |  |  | Unknown
7134 | C & M SUPPLY INC | 1789 IDAHO | SUPERIOR | 68978 | NUCKOLLS | C & M SUPPLY INC | PO BOX 8 | RUSKIN | NE | 68974-0008 | 1 | Temporarily Out of Use | 12000 | Steel | Federally Regulated | None | Galvanic/Sacrificial Current Cathodic Protection, Painted(e.g., asphaltic), STIP3 Tank | Kerosene | 1992 |  |  |  | Fiberglass Reinforced Plastic
7134 | C & M SUPPLY INC | 1789 IDAHO | SUPERIOR | 68978 | NUCKOLLS | C & M SUPPLY INC | PO BOX 8 | RUSKIN | NE | 68974-0008 | 2 | Temporarily Out of Use | 8000 | Steel | Federally Regulated | None | Galvanic/Sacrificial Current Cathodic Protection, Painted(e.g., asphaltic), STIP3 Tank | Kerosene | 1992 |  |  |  | Fiberglass Reinforced Plastic
7134 | C & M SUPPLY INC | 1789 IDAHO | SUPERIOR | 68978 | NUCKOLLS | C & M SUPPLY INC | PO BOX 8 | RUSKIN | NE | 68974-0008 | 3 | Temporarily Out of Use | 4000 | Steel | Federally Regulated | None | Galvanic/Sacrificial Current Cathodic Protection, Painted(e.g., asphaltic), STIP3 Tank | #2 Diesel | 1992 |  |  |  | Fiberglass Reinforced Plastic
7134 | C & M SUPPLY INC | 1789 IDAHO | SUPERIOR | 68978 | NUCKOLLS | C & M SUPPLY INC | PO BOX 8 | RUSKIN | NE | 68974-0008 | 4 | Temporarily Out of Use | 4000 | Steel | Federally Regulated | None | Galvanic/Sacrificial Current Cathodic Protection, Painted(e.g., asphaltic), STIP3 Tank | #2 Diesel | 1992 |  |  |  | Fiberglass Reinforced Plastic
7134 | C & M SUPPLY INC | 1789 IDAHO | SUPERIOR | 68978 | NUCKOLLS | C & M SUPPLY INC | PO BOX 8 | RUSKIN | NE | 68974-0008 | 5 | Temporarily Out of Use | 12000 | Steel | Federally Regulated | None | Galvanic/Sacrificial Current Cathodic Protection, Painted(e.g., asphaltic), STIP3 Tank | #2 Diesel | 1992 |  |  |  | Fiberglass Reinforced Plastic
7892 | CASEYS GENERAL STORE #2712 | 420 E 3RD ST | SUPERIOR | 68978 | NUCKOLLS | CASEYS RETAIL CO | PO BOX 3001 | ANKENY | IA | 50021-8045 | 4 | Currently in Use | 20000 | Fiberglass Reinforced Plastic | Federally Regulated |  |  | Regular Unleaded | 2014 |  |  | Double Walled | Double Walled, Fiberglass Reinforced Plastic
7892 | CASEYS GENERAL STORE #2712 | 420 E 3RD ST | SUPERIOR | 68978 | NUCKOLLS | CASEYS RETAIL CO | PO BOX 3001 | ANKENY | IA | 50021-8045 | 5 | Currently in Use | 12000 | Fiberglass Reinforced Plastic | Federally Regulated |  |  | #2 Diesel | 2014 |  |  | Double Walled | Double Walled, Fiberglass Reinforced Plastic
7892 | CASEYS GENERAL STORE #2712 | 420 E 3RD ST | SUPERIOR | 68978 | NUCKOLLS | CASEYS RETAIL CO | PO BOX 3001 | ANKENY | IA | 50021-8045 | 6 | Currently in Use | 8000 | Fiberglass Reinforced Plastic | Federally Regulated |  |  | Regular Unleaded | 2014 |  |  | Double Walled
11159 | LESLIE HOTEL | 449 CENTRAL AVE | SUPERIOR | 68978 | NUCKOLLS | LESLIE HOTEL | 449 CENTRAL AVE | SUPERIOR | NE | 68978 | 1 | Permanently Out of Use | 2500 | Steel | Federally Regulated | Unknown | Unknown | Mixed | 1900 | 1/1/1901 |  |  | Unknown
1779 | M & R BOOKKEEPING | 310 BLOOM | SUPERIOR | 68978 | NUCKOLLS | UNKNOWN | 310 BLOOM | SUPERIOR | NE | 68978 | 1 | Permanently Out of Use | 3000 | Steel | Federally Regulated | None | Painted(e.g., asphaltic) | Empty, Regular Unleaded | 1956 |  |  |  | Steel
1779 | M & R BOOKKEEPING | 310 BLOOM | SUPERIOR | 68978 | NUCKOLLS | UNKNOWN | 310 BLOOM | SUPERIOR | NE | 68978 | 2 | Permanently Out of Use | 1000 | Steel | Federally Regulated | None | Painted(e.g., asphaltic) | Empty, Regular Unleaded | 1956 |  |  |  | Steel
1779 | M & R BOOKKEEPING | 310 BLOOM | SUPERIOR | 68978 | NUCKOLLS | UNKNOWN | 310 BLOOM | SUPERIOR | NE | 68978 | 3 | Permanently Out of Use | 99999 | Unknown | Federally Regulated | Unknown | Unknown | Mixed | 1901 |  |  |  | Unknown
6422 | PETRO PLUS INC 1 | 212 N COMMERCIAL | SUPERIOR | 68978 | NUCKOLLS | PETRO PLUS INC | 212 N COMMERCIAL | SUPERIOR | NE | 68978 | 1 | Currently in Use | 4000 | Steel | Federally Regulated | None | Galvanic/Sacrificial Current Cathodic Protection, STIP3 Tank | Regular Unleaded | 1992 |  |  |  | Fiberglass Reinforced Plastic
6422 | PETRO PLUS INC 1 | 212 N COMMERCIAL | SUPERIOR | 68978 | NUCKOLLS | PETRO PLUS INC | 212 N COMMERCIAL | SUPERIOR | NE | 68978 | 2 | Currently in Use | 4000 | Steel | Federally Regulated | None | Galvanic/Sacrificial Current Cathodic Protection, STIP3 Tank | Regular Unleaded | 1992 |  |  |  | Fiberglass Reinforced Plastic
6422 | PETRO PLUS INC 1 | 212 N COMMERCIAL | SUPERIOR | 68978 | NUCKOLLS | PETRO PLUS INC | 212 N COMMERCIAL | SUPERIOR | NE | 68978 | 3 | Currently in Use | 3000 | Steel | Federally Regulated | None | Galvanic/Sacrificial Current Cathodic Protection, STIP3 Tank | #2 Diesel | 1992 |  |  |  | Fiberglass Reinforced Plastic
4695 | PREMIER STOP SUPERIOR | 548 BLOOM | SUPERIOR | 68978 | NUCKOLLS | COOPERATIVE PRODUCERS INC | PO BOX 1008 | HASTINGS | NE | 68902-1008 | 4 | Currently in Use | 10000 | Steel | Federally Regulated | None | Galvanic/Sacrificial Current Cathodic Protection, STIP3 Tank | #2 Diesel | 1998 |  |  |  | Fiberglass Reinforced Plastic
4695 | PREMIER STOP SUPERIOR | 548 BLOOM | SUPERIOR | 68978 | NUCKOLLS | COOPERATIVE PRODUCERS INC | PO BOX 1008 | HASTINGS | NE | 68902-1008 | 5 | Currently in Use | 10000 | Steel | Federally Regulated | None | Galvanic/Sacrificial Current Cathodic Protection, STIP3 Tank | Regular Unleaded | 1998 |  |  |  | Fiberglass Reinforced Plastic
4695 | PREMIER STOP SUPERIOR | 548 BLOOM | SUPERIOR | 68978 | NUCKOLLS | COOPERATIVE PRODUCERS INC | PO BOX 1008 | HASTINGS | NE | 68902-1008 | 6 | Currently in Use | 10000 | Steel | Federally Regulated | None | Galvanic/Sacrificial Current Cathodic Protection, STIP3 Tank | E-85 | 1998 |  |  |  | Fiberglass Reinforced Plastic
2842 | GERALD GENTLEMAN STATION | 6089 S HWY 25 | SUTHERLAND | 69165 | LINCOLN | NEBRASKA PUBLIC POWER DIST ATTN: KEITH KAREL | 1414 15TH ST | COLUMBUS | NE | 68602 | 1 | Currently in Use | 8000 | Steel | Federally Regulated | None | Impressed Current Cathodic Protection, Painted(e.g., asphaltic), STIP3 Tank | E-10 | 1985 |  |  |  | Steel
2842 | GERALD GENTLEMAN STATION | 6089 S HWY 25 | SUTHERLAND | 69165 | LINCOLN | NEBRASKA PUBLIC POWER DIST ATTN: KEITH KAREL | 1414 15TH ST | COLUMBUS | NE | 68602 | 2 | Currently in Use | 500 | Fiberglass Reinforced Plastic | Federally Regulated | None | Fiberglass Reinforced Plastic Coated | Used Oil | 1980 |  |  |  | Fiberglass Reinforced Plastic
540 | KPNE TV CHANNEL 9 | 12392 S HIGHWAY 25 | SUTHERLAND | 69165 | LINCOLN | NEBRASKA ETV COMMISSION | 1800 N 33RD ST | LINCOLN | NE | 68503 | 3 | Currently in Use | 550 | Jacketed | Federally Regulated | None | Plastic Jacket | #2 Diesel, Other->Dyed diesel | 1998 |  |  |  | Steel
7704 | OZZIEs GENERAL STORE | 221 1ST ST | SUTHERLAND | 69165 | LINCOLN | OZZIES INC | PO BOX 278 | SUTHERLAND | NE | 69165 | 1 | Currently in Use | 8000 | Steel | Federally Regulated | None | Galvanic/Sacrificial Current Cathodic Protection, STIP3 Tank | E-10 | 1987 |  |  |  | Steel
7704 | OZZIEs GENERAL STORE | 221 1ST ST | SUTHERLAND | 69165 | LINCOLN | OZZIES INC | PO BOX 278 | SUTHERLAND | NE | 69165 | 2 | Currently in Use | 6000 | Steel | Federally Regulated | None | Galvanic/Sacrificial Current Cathodic Protection, STIP3 Tank | Regular Unleaded | 1987 |  |  |  | Steel
11566 | OZZIES I-80 | 381 N HWY 25 | SUTHERLAND | 69165 | LINCOLN | OZZIES INC | PO BOX 278 | SUTHERLAND | NE | 69165 | 1 | Currently in Use | 4000 | Steel | Federally Regulated | None | Galvanic/Sacrificial Current Cathodic Protection, STIP3 Tank | #2 Diesel | 1996 |  |  |  | Fiberglass Reinforced Plastic
2781 | PRONTO | 1000 1ST ST | SUTHERLAND | 69165 | LINCOLN | MIKE SCHROER | PO BOX 910 | GRANT | NE | 69140 | 6 | Currently in Use | 10000 | Fiberglass Reinforced Plastic | Federally Regulated | None | None | E-10 | 1995 |  |  | 360 Excavation Liner | Fiberglass Reinforced Plastic
2781 | PRONTO | 1000 1ST ST | SUTHERLAND | 69165 | LINCOLN | MIKE SCHROER | PO BOX 910 | GRANT | NE | 69140 | 7 | Currently in Use | 10000 | Fiberglass Reinforced Plastic | Federally Regulated | None | None | Regular Unleaded | 1995 |  |  | 360 Excavation Liner | Fiberglass Reinforced Plastic
2781 | PRONTO | 1000 1ST ST | SUTHERLAND | 69165 | LINCOLN | MIKE SCHROER | PO BOX 910 | GRANT | NE | 69140 | 8 | Currently in Use | 6000 | Fiberglass Reinforced Plastic | Federally Regulated | None | None | #2 Diesel | 1995 |  |  | 360 Excavation Liner | Fiberglass Reinforced Plastic
2781 | PRONTO | 1000 1ST ST | SUTHERLAND | 69165 | LINCOLN | MIKE SCHROER | PO BOX 910 | GRANT | NE | 69140 | 9 | Currently in Use | 4000 | Fiberglass Reinforced Plastic | Federally Regulated | None | None |  | 1995 |  |  | 360 Excavation Liner | Fiberglass Reinforced Plastic
3147 | CASEYs GENERAL STORE #4633 | 306 S FRENCH AVE | SUTTON | 68979 | CLAY | CASEYS RETAIL CO | PO BOX 3001 | ANKENY | IA | 50021-8045 | 6 | Currently in Use | 8000 | Steel | Federally Regulated | None | Galvanic/Sacrificial Current Cathodic Protection, STIP3 Tank | E-85 | 1998 |  |  |  | Fiberglass Reinforced Plastic
3147 | CASEYs GENERAL STORE #4633 | 306 S FRENCH AVE | SUTTON | 68979 | CLAY | CASEYS RETAIL CO | PO BOX 3001 | ANKENY | IA | 50021-8045 | 7 | Currently in Use | 4000 | Steel | Federally Regulated | None | Galvanic/Sacrificial Current Cathodic Protection, STIP3 Tank | E-85 | 1998 |  |  |  | Fiberglass Reinforced Plastic
3147 | CASEYs GENERAL STORE #4633 | 306 S FRENCH AVE | SUTTON | 68979 | CLAY | CASEYS RETAIL CO | PO BOX 3001 | ANKENY | IA | 50021-8045 | 8 | Currently in Use | 4000 | Steel | Federally Regulated | None | Galvanic/Sacrificial Current Cathodic Protection, STIP3 Tank | Regular Unleaded | 1998 |  |  |  | Fiberglass Reinforced Plastic
7252 | GEORGEs 66 SERVICE | 105 E HWY 6 | SUTTON | 68979 | CLAY | GEORGE BROTHERS | PO BOX 492 | SUTTON | NE | 68979 | 7 | Currently in Use | 8000 | Fiberglass Reinforced Plastic | Federally Regulated | None | None | Regular Unleaded | 1997 |  |  |  | Fiberglass Reinforced Plastic
7252 | GEORGEs 66 SERVICE | 105 E HWY 6 | SUTTON | 68979 | CLAY | GEORGE BROTHERS | PO BOX 492 | SUTTON | NE | 68979 | 8 | Currently in Use | 8000 | Fiberglass Reinforced Plastic | Federally Regulated | None | None | Regular Unleaded | 1997 |  |  |  | Fiberglass Reinforced Plastic
7252 | GEORGEs 66 SERVICE | 105 E HWY 6 | SUTTON | 68979 | CLAY | GEORGE BROTHERS | PO BOX 492 | SUTTON | NE | 68979 | 9 | Currently in Use | 4000 | Fiberglass Reinforced Plastic | Federally Regulated | None | None | Regular Unleaded | 1997 |  |  |  | Fiberglass Reinforced Plastic
7252 | GEORGEs 66 SERVICE | 105 E HWY 6 | SUTTON | 68979 | CLAY | GEORGE BROTHERS | PO BOX 492 | SUTTON | NE | 68979 | 10 | Currently in Use | 4000 | Fiberglass Reinforced Plastic | Federally Regulated | None | None | #2 Diesel | 1997 |  |  |  | Fiberglass Reinforced Plastic
7252 | GEORGEs 66 SERVICE | 105 E HWY 6 | SUTTON | 68979 | CLAY | GEORGE BROTHERS | PO BOX 492 | SUTTON | NE | 68979 | 11 | Currently in Use | 8000 | Fiberglass Reinforced Plastic | Federally Regulated | None | None | #2 Diesel | 1997 |  |  |  | Fiberglass Reinforced Plastic
1859 | MID-NEBRASKA LUBRICANTS | 104 W ELM ST | SUTTON | 68979 | CLAY | COOPERATIVE PRODUCERS INC | PO BOX 1008 | HASTINGS | NE | 68902-1008 | 6 | Currently in Use | 10000 | Fiberglass Reinforced Plastic | Federally Regulated | None | None | Regular Unleaded | 1997 |  |  |  | Fiberglass Reinforced Plastic
1859 | MID-NEBRASKA LUBRICANTS | 104 W ELM ST | SUTTON | 68979 | CLAY | COOPERATIVE PRODUCERS INC | PO BOX 1008 | HASTINGS | NE | 68902-1008 | 7 | Currently in Use | 10000 | Fiberglass Reinforced Plastic | Federally Regulated | None | None | E-10 | 1997 |  |  |  | Fiberglass Reinforced Plastic
1859 | MID-NEBRASKA LUBRICANTS | 104 W ELM ST | SUTTON | 68979 | CLAY | COOPERATIVE PRODUCERS INC | PO BOX 1008 | HASTINGS | NE | 68902-1008 | 8 | Currently in Use | 6000 | Fiberglass Reinforced Plastic | Federally Regulated | None | None | #2 Diesel | 1997 |  |  |  | Fiberglass Reinforced Plastic
1859 | MID-NEBRASKA LUBRICANTS | 104 W ELM ST | SUTTON | 68979 | CLAY | COOPERATIVE PRODUCERS INC | PO BOX 1008 | HASTINGS | NE | 68902-1008 | 9 | Currently in Use | 4000 | Fiberglass Reinforced Plastic | Federally Regulated | None | None | #2 Diesel | 1997 |  |  |  | Fiberglass Reinforced Plastic
1859 | MID-NEBRASKA LUBRICANTS | 104 W ELM ST | SUTTON | 68979 | CLAY | COOPERATIVE PRODUCERS INC | PO BOX 1008 | HASTINGS | NE | 68902-1008 | 10 | Currently in Use | 2000 | Fiberglass Reinforced Plastic | Federally Regulated | None | None | Kerosene | 1997 |  |  |  | Fiberglass Reinforced Plastic
11516 | CASEYS GENERAL STORE #2735 | 946 11TH ST | SYRACUSE | 68446 | OTOE | CASEYS RETAIL CO | PO BOX 3001 | ANKENY | IA | 50021-8045 | 1 | Currently in Use | 10000 | Fiberglass Reinforced Plastic | Federally Regulated |  |  | Regular Unleaded | 1996 |  |  |  | Fiberglass Reinforced Plastic
11516 | CASEYS GENERAL STORE #2735 | 946 11TH ST | SYRACUSE | 68446 | OTOE | CASEYS RETAIL CO | PO BOX 3001 | ANKENY | IA | 50021-8045 | 2 | Currently in Use | 10000 | Fiberglass Reinforced Plastic | Federally Regulated |  |  | E-10 | 1996 |  |  |  | Fiberglass Reinforced Plastic
12743 | COMMUNITY MEMORIAL HOSPITAL | 231 N 30TH RD | SYRACUSE | 68446 | OTOE | COMMUNITY MEMORIAL HOSPITAL | 231 N 30TH RD | SYRACUSE | NE | 68446 | 1 | Currently in Use | 5000 | Fiberglass Reinforced Plastic | Federally Regulated |  |  | #2 Diesel | 2018 |  |  | Double Walled | Plastic
11814 | CUBBYs SYRACUSE | 110 N 30TH RD | SYRACUSE | 68446 | OTOE | CUBBYs INC | 9229 MORMON BRIDGE PLZ STE 6 | OMAHA | NE | 68152-1942 | 1 | Currently in Use | 15000 | Fiberglass Reinforced Plastic | Federally Regulated | None | None | #2 Diesel | 1999 |  |  |  | Plastic
11814 | CUBBYs SYRACUSE | 110 N 30TH RD | SYRACUSE | 68446 | OTOE | CUBBYs INC | 9229 MORMON BRIDGE PLZ STE 6 | OMAHA | NE | 68152-1942 | 2 | Currently in Use | 15000 | Fiberglass Reinforced Plastic | Federally Regulated | None | None | Regular Unleaded | 1999 |  |  |  | Plastic
11814 | CUBBYs SYRACUSE | 110 N 30TH RD | SYRACUSE | 68446 | OTOE | CUBBYs INC | 9229 MORMON BRIDGE PLZ STE 6 | OMAHA | NE | 68152-1942 | 3 | Currently in Use | 10000 | Fiberglass Reinforced Plastic | Federally Regulated | None | None | E-10 | 1999 |  |  |  | Plastic
11814 | CUBBYs SYRACUSE | 110 N 30TH RD | SYRACUSE | 68446 | OTOE | CUBBYs INC | 9229 MORMON BRIDGE PLZ STE 6 | OMAHA | NE | 68152-1942 | 4 | Currently in Use | 5000 | Fiberglass Reinforced Plastic | Federally Regulated | None | None | Regular Unleaded | 1999 |  |  |  | Plastic
1616 | DINAH INC | 535 PARK ST | SYRACUSE | 68446 | OTOE | NEIL ARMANI | 535 PARK ST | SYRACUSE | NE | 68446 | 1 | Currently in Use | 6000 | Steel | Federally Regulated | None | Impressed Current Cathodic Protection, STIP3 Tank | #1 Diesel | 1990 |  |  |  | Fiberglass Reinforced Plastic
1616 | DINAH INC | 535 PARK ST | SYRACUSE | 68446 | OTOE | NEIL ARMANI | 535 PARK ST | SYRACUSE | NE | 68446 | 2 | Currently in Use | 6000 | Steel | Federally Regulated | None | Impressed Current Cathodic Protection, STIP3 Tank | Regular Unleaded | 1990 |  |  |  | Fiberglass Reinforced Plastic
1616 | DINAH INC | 535 PARK ST | SYRACUSE | 68446 | OTOE | NEIL ARMANI | 535 PARK ST | SYRACUSE | NE | 68446 | 3 | Currently in Use | 6000 | Steel | Federally Regulated | None | Impressed Current Cathodic Protection, STIP3 Tank | Regular Unleaded | 1990 |  |  |  | Fiberglass Reinforced Plastic
1616 | DINAH INC | 535 PARK ST | SYRACUSE | 68446 | OTOE | NEIL ARMANI | 535 PARK ST | SYRACUSE | NE | 68446 | 4 | Currently in Use | 4000 | Steel | Federally Regulated | None | Impressed Current Cathodic Protection, STIP3 Tank | Regular Unleaded | 1990 |  |  |  | Fiberglass Reinforced Plastic
12689 | LOVES TRAVEL STOP #676 | 188 N 30 RD | SYRACUSE | 68446 | OTOE | LOVES TRAVEL STOPS & COUNTRY STORES INC | PO BOX 26210 | OKLAHOMA CITY | OK | 73126 | 1 | Currently in Use | 20000 | Fiberglass Reinforced Plastic | Federally Regulated |  |  | Regular Unleaded | 2016 |  |  | Double Walled | Fiberglass Reinforced Plastic
12689 | LOVES TRAVEL STOP #676 | 188 N 30 RD | SYRACUSE | 68446 | OTOE | LOVES TRAVEL STOPS & COUNTRY STORES INC | PO BOX 26210 | OKLAHOMA CITY | OK | 73126 | 3 | Currently in Use | 8000 | Fiberglass Reinforced Plastic | Federally Regulated |  |  | Premium Unleaded | 2016 |  |  | Double Walled | Fiberglass Reinforced Plastic
12689 | LOVES TRAVEL STOP #676 | 188 N 30 RD | SYRACUSE | 68446 | OTOE | LOVES TRAVEL STOPS & COUNTRY STORES INC | PO BOX 26210 | OKLAHOMA CITY | OK | 73126 | 4 | Currently in Use | 30000 | Fiberglass Reinforced Plastic | Federally Regulated |  |  | , Other->B-20 | 2016 |  |  | 360 Excavation Liner | Fiberglass Reinforced Plastic
12689 | LOVES TRAVEL STOP #676 | 188 N 30 RD | SYRACUSE | 68446 | OTOE | LOVES TRAVEL STOPS & COUNTRY STORES INC | PO BOX 26210 | OKLAHOMA CITY | OK | 73126 | 5 | Currently in Use | 30000 | Fiberglass Reinforced Plastic | Federally Regulated |  |  | , Other->B-20 | 2016 |  |  | Double Walled | Fiberglass Reinforced Plastic
12689 | LOVES TRAVEL STOP #676 | 188 N 30 RD | SYRACUSE | 68446 | OTOE | LOVES TRAVEL STOPS & COUNTRY STORES INC | PO BOX 26210 | OKLAHOMA CITY | OK | 73126 | 6 | Currently in Use | 20000 | Fiberglass Reinforced Plastic | Federally Regulated |  |  | B-100, Other->B-99 | 2016 |  |  | Double Walled | Fiberglass Reinforced Plastic
12151 | NEBRASKA CITY UTILITIES | 204 N 30TH RD | SYRACUSE | 68446 | OTOE | NEBRASKA CITY UTILITIES | PO BOX 670 | NEBRASKA CITY | NE | 68410 | 1 | Currently in Use | 20000 | Fiberglass Reinforced Plastic | Federally Regulated | None | None | #2 Diesel | 2002 |  |  | Double Walled | APT, Plastic, Steel
7131 | OPPD SYRACUSE CTR | 935 11TH ST | SYRACUSE | 68446 | OTOE | OMAHA PUBLIC POWER DIST | 444 S 16TH ST MALL | OMAHA | NE | 68102 | 1 | Currently in Use | 10000 | Fiberglass Reinforced Plastic | Federally Regulated | None | None | #2 Diesel | 1992 |  |  | Double Walled | Douible Walled, Fiberglass Reinforced Plastic
7131 | OPPD SYRACUSE CTR | 935 11TH ST | SYRACUSE | 68446 | OTOE | OMAHA PUBLIC POWER DIST | 444 S 16TH ST MALL | OMAHA | NE | 68102 | 2 | Currently in Use | 10000 | Fiberglass Reinforced Plastic | Federally Regulated | None | None | Regular Unleaded | 1992 |  |  | Double Walled | Douible Walled, Fiberglass Reinforced Plastic
7131 | OPPD SYRACUSE CTR | 935 11TH ST | SYRACUSE | 68446 | OTOE | OMAHA PUBLIC POWER DIST | 444 S 16TH ST MALL | OMAHA | NE | 68102 | 3 | Currently in Use | 550 | Fiberglass Reinforced Plastic | Federally Regulated | None | None | Used Oil | 1992 |  |  | Double Walled | Douible Walled, Fiberglass Reinforced Plastic
11468 | DENs COUNTRY MEATS | 4TH & HWY 4 | TABLE ROCK | 68447 | PAWNEE | DEN'S COUNTRY MEATS | PO BOX E | TABLE ROCK | NE | 68447 | 1 | Currently in Use | 3700 | Composite | Federally Regulated | None | Fiberglass Reinforced Plastic Coated | Regular Unleaded | 1996 |  |  |  | Fiberglass Reinforced Plastic
11468 | DENs COUNTRY MEATS | 4TH & HWY 4 | TABLE ROCK | 68447 | PAWNEE | DEN'S COUNTRY MEATS | PO BOX E | TABLE ROCK | NE | 68447 | 2 | Currently in Use | 6000 | Composite | Federally Regulated | None | Fiberglass Reinforced Plastic Coated | E-10 | 1996 |  |  |  | Fiberglass Reinforced Plastic
11468 | DENs COUNTRY MEATS | 4TH & HWY 4 | TABLE ROCK | 68447 | PAWNEE | DEN'S COUNTRY MEATS | PO BOX E | TABLE ROCK | NE | 68447 | 3 | Currently in Use | 3700 | Composite | Federally Regulated | None | Fiberglass Reinforced Plastic Coated | #2 Diesel | 1996 |  |  |  | Fiberglass Reinforced Plastic
3741 | BOELLSTORFF SERVICE | 317 MAIN ST | TALMAGE | 68448 | OTOE | BOELLSTORFF, DANIEL | 317 MAIN ST | TALMAGE | NE | 68448 | 1 | Permanently Out of Use | 500 | Unknown | Federally Regulated | Unknown | Unknown | Regular Unleaded | 1901 |  |  |  | Unknown
3741 | BOELLSTORFF SERVICE | 317 MAIN ST | TALMAGE | 68448 | OTOE | BOELLSTORFF, DANIEL | 317 MAIN ST | TALMAGE | NE | 68448 | 2 | Permanently Out of Use | 500 | Unknown | Federally Regulated | Unknown | Unknown | Empty, Regular Unleaded | 1901 |  |  |  | Unknown
8138 | FARMERS COOP CO | 123 N MAIN ST | TALMAGE | 68448 | OTOE | FARMERS COOP CO | PO BOX 226 | TALMAGE | NE | 68448 | 1 | Currently in Use | 6000 | Steel | Federally Regulated | None | Galvanic/Sacrificial Current Cathodic Protection, STIP3 Tank | E-10 | 1989 |  |  |  | Fiberglass Reinforced Plastic
8138 | FARMERS COOP CO | 123 N MAIN ST | TALMAGE | 68448 | OTOE | FARMERS COOP CO | PO BOX 226 | TALMAGE | NE | 68448 | 2 | Currently in Use | 6000 | Steel | Federally Regulated | None | Galvanic/Sacrificial Current Cathodic Protection, STIP3 Tank | Regular Unleaded | 1989 |  |  |  | Fiberglass Reinforced Plastic
8138 | FARMERS COOP CO | 123 N MAIN ST | TALMAGE | 68448 | OTOE | FARMERS COOP CO | PO BOX 226 | TALMAGE | NE | 68448 | 3 | Currently in Use | 6000 | Steel | Federally Regulated | None | Galvanic/Sacrificial Current Cathodic Protection, STIP3 Tank | #2 Diesel | 1989 |  |  |  | Fiberglass Reinforced Plastic
11941 | CORNER STOP | 82296 HIGHWAY 183 | TAYLOR | 68879 | LOUP | CORNER STOP ENTERPRISES INC | PO BOX 161 | TAYLOR | NE | 68879 | 1 | Currently in Use | 6000 | Fiberglass Reinforced Plastic | Federally Regulated | None | None | Regular Unleaded | 2001 |  |  |  | Fiberglass Reinforced Plastic
11941 | CORNER STOP | 82296 HIGHWAY 183 | TAYLOR | 68879 | LOUP | CORNER STOP ENTERPRISES INC | PO BOX 161 | TAYLOR | NE | 68879 | 2 | Currently in Use | 6000 | Fiberglass Reinforced Plastic | Federally Regulated | None | None | Premium Unleaded | 2001 |  |  |  | Fiberglass Reinforced Plastic
11941 | CORNER STOP | 82296 HIGHWAY 183 | TAYLOR | 68879 | LOUP | CORNER STOP ENTERPRISES INC | PO BOX 161 | TAYLOR | NE | 68879 | 3 | Currently in Use | 6000 | Fiberglass Reinforced Plastic | Federally Regulated | None | None | #2 Diesel | 2001 |  |  |  | Fiberglass Reinforced Plastic
11941 | CORNER STOP | 82296 HIGHWAY 183 | TAYLOR | 68879 | LOUP | CORNER STOP ENTERPRISES INC | PO BOX 161 | TAYLOR | NE | 68879 | 4 | Currently in Use | 4000 | Fiberglass Reinforced Plastic | Federally Regulated | None | None | #2 Diesel | 2001 |  |  |  | Fiberglass Reinforced Plastic
8741 | LOUP COUNTY PUBLIC SCHOOL | 401 WILLIAMS ST | TAYLOR | 68879 | LOUP | LOUP COUNTY PUBLIC SCHOOL | 401 WILLIAMS ST | TAYLOR | NE | 68879 | 4 | Currently in Use | 2000 | Steel | Heating Oil | None | Galvanic/Sacrificial Current Cathodic Protection, Painted(e.g., asphaltic) | #2 Diesel, Other->DYED DIESEL | 1998 |  |  |  | Steel
5656 | NEBRASKA DEPT OF ROADS DISTRICT #8 | HWY 183 & 91 SO OF CITY | TAYLOR | 68879 | LOUP | NEBRASKA DEPT OF ROADS | PO BOX 66 | AINSWORTH | NE | 69210 | 3 | Permanently Out of Use | 1500 | Steel | Federally Regulated | Unknown | Painted(e.g., asphaltic) | Empty | 1901 | 2/1/1991 |  |  | Steel
5656 | NEBRASKA DEPT OF ROADS DISTRICT #8 | HWY 183 & 91 SO OF CITY | TAYLOR | 68879 | LOUP | NEBRASKA DEPT OF ROADS | PO BOX 66 | AINSWORTH | NE | 69210 | 4 | Permanently Out of Use | 1500 | Steel | Federally Regulated | Unknown | Painted(e.g., asphaltic) | Empty | 1901 | 2/1/1991 |  |  | Steel
818 | NEBRASKA DEPT OF TRANS | 82637 RUSHO RD | TAYLOR | 68879 | LOUP | NEB DEPT OF TRANS | 5001 S 14TH ST | LINCOLN | NE | 68512 | 1 | Permanently Out of Use | 1010 | Fiberglass Reinforced Plastic | Federally Regulated | None | Fiberglass Reinforced Plastic Coated | , Other->504 DIESEL | 1987 | 10/1/2021 |  |  | Fiberglass Reinforced Plastic, Steel
818 | NEBRASKA DEPT OF TRANS | 82637 RUSHO RD | TAYLOR | 68879 | LOUP | NEB DEPT OF TRANS | 5001 S 14TH ST | LINCOLN | NE | 68512 | 2 | Permanently Out of Use | 9871 | Fiberglass Reinforced Plastic | Federally Regulated | None | Fiberglass Reinforced Plastic Coated | , Other->504 DIESEL | 1987 | 10/1/2021 |  |  | Fiberglass Reinforced Plastic, Steel
1047 | CASEYS GENERAL STORE #2750 | 120 N 12TH ST | TECUMSEH | 68450 | JOHNSON | CASEYS RETAIL CO | PO BOX 3001 | ANKENY | IA | 50021-8045 | 7 | Currently in Use | 12000 | Fiberglass Reinforced Plastic | Federally Regulated | None | None | Regular Unleaded | 2006 |  |  |  | Fiberglass Reinforced Plastic
1047 | CASEYS GENERAL STORE #2750 | 120 N 12TH ST | TECUMSEH | 68450 | JOHNSON | CASEYS RETAIL CO | PO BOX 3001 | ANKENY | IA | 50021-8045 | 8 | Currently in Use | 12000 | Fiberglass Reinforced Plastic | Federally Regulated | None | None | E-10 | 2006 |  |  |  | Fiberglass Reinforced Plastic
1047 | CASEYS GENERAL STORE #2750 | 120 N 12TH ST | TECUMSEH | 68450 | JOHNSON | CASEYS RETAIL CO | PO BOX 3001 | ANKENY | IA | 50021-8045 | 9 | Currently in Use | 8000 | Fiberglass Reinforced Plastic | Federally Regulated | None | None | #1 Diesel | 2006 |  |  |  | Fiberglass Reinforced Plastic
2165 | BRANIFF SERVICE | 321 S 13TH ST | TEKAMAH | 68061 | BURT | BRANIFF SERVICE % PATRICK BRANIFF | 321 S 13TH ST | TEKAMAH | NE | 68061 | 1 | Currently in Use | 10000 | Steel | Federally Regulated | Internal Lining(e.g., epoxy resins) | Impressed Current Cathodic Protection | Regular Unleaded | 1976 |  |  |  | Steel
2165 | BRANIFF SERVICE | 321 S 13TH ST | TEKAMAH | 68061 | BURT | BRANIFF SERVICE % PATRICK BRANIFF | 321 S 13TH ST | TEKAMAH | NE | 68061 | 2 | Currently in Use | 4000 | Steel | Federally Regulated | Internal Lining(e.g., epoxy resins) | Impressed Current Cathodic Protection | #2 Diesel | 1976 |  |  |  | Steel
2165 | BRANIFF SERVICE | 321 S 13TH ST | TEKAMAH | 68061 | BURT | BRANIFF SERVICE % PATRICK BRANIFF | 321 S 13TH ST | TEKAMAH | NE | 68061 | 3 | Currently in Use | 6000 | Fiberglass Reinforced Plastic | Federally Regulated | None | Fiberglass Reinforced Plastic Coated, Impressed Current Cathodic Protection | Regular Unleaded | 1979 |  |  |  | Fiberglass Reinforced Plastic
4168 | BUDDIE MINI MART | 805 S 13TH ST | TEKAMAH | 68061 | BURT | BUDDIES MINI MART LLC | PO BOX 123 | TEKAMAH | NE | 68061 | 1 | Currently in Use | 8000 | Steel | Federally Regulated | None | Impressed Current Cathodic Protection | Regular Unleaded | 1974 |  |  |  | Fiberglass Reinforced Plastic
4168 | BUDDIE MINI MART | 805 S 13TH ST | TEKAMAH | 68061 | BURT | BUDDIES MINI MART LLC | PO BOX 123 | TEKAMAH | NE | 68061 | 2 | Currently in Use | 4800 | Steel | Federally Regulated | None | Impressed Current Cathodic Protection | #2 Diesel | 1974 |  |  |  | Fiberglass Reinforced Plastic
4168 | BUDDIE MINI MART | 805 S 13TH ST | TEKAMAH | 68061 | BURT | BUDDIES MINI MART LLC | PO BOX 123 | TEKAMAH | NE | 68061 | 3 | Currently in Use | 6000 | Steel | Federally Regulated | None | Impressed Current Cathodic Protection | Regular Unleaded | 1974 |  |  |  | Fiberglass Reinforced Plastic
2873 | CUBBYS TEKAMAH | 603 S 13TH ST | TEKAMAH | 68061 | BURT | CUBBYs INC | 9229 MORMON BRIDGE PLZ STE 6 | OMAHA | NE | 68152-1942 | 1 | Currently in Use | 10000 | Steel | Federally Regulated | None | Galvanic/Sacrificial Current Cathodic Protection, Painted(e.g., asphaltic), STIP3 Tank | Regular Unleaded | 1989 |  |  |  | Fiberglass Reinforced Plastic
2873 | CUBBYS TEKAMAH | 603 S 13TH ST | TEKAMAH | 68061 | BURT | CUBBYs INC | 9229 MORMON BRIDGE PLZ STE 6 | OMAHA | NE | 68152-1942 | 2 | Currently in Use | 6000 | Steel | Federally Regulated | None | Galvanic/Sacrificial Current Cathodic Protection, Painted(e.g., asphaltic), STIP3 Tank | Regular Unleaded | 1989 |  |  |  | Fiberglass Reinforced Plastic
2873 | CUBBYS TEKAMAH | 603 S 13TH ST | TEKAMAH | 68061 | BURT | CUBBYs INC | 9229 MORMON BRIDGE PLZ STE 6 | OMAHA | NE | 68152-1942 | 3 | Currently in Use | 6000 | Steel | Federally Regulated | None | Galvanic/Sacrificial Current Cathodic Protection, Painted(e.g., asphaltic), STIP3 Tank | #2 Diesel | 1989 |  |  |  | Fiberglass Reinforced Plastic
2873 | CUBBYS TEKAMAH | 603 S 13TH ST | TEKAMAH | 68061 | BURT | CUBBYs INC | 9229 MORMON BRIDGE PLZ STE 6 | OMAHA | NE | 68152-1942 | 4 | Currently in Use | 4000 | Steel | Federally Regulated | None | Galvanic/Sacrificial Current Cathodic Protection, STIP3 Tank | #2 Diesel | 1999 |  |  |  | Plastic
11839 | SANDHILL OIL CO | 39319 HIGHWAY 2 | THEDFORD | 69166 | THOMAS | SANDHILL OIL CO | 39397 HIGHWAY 2 | THEDFORD | NE | 69166 | 1 | Temporarily Out of Use | 4000 | Steel | Federally Regulated | None | Galvanic/Sacrificial Current Cathodic Protection, Painted(e.g., asphaltic), STIP3 Tank | #2 Diesel | 1991 | 5/1/2019 |  |  | Fiberglass Reinforced Plastic
11839 | SANDHILL OIL CO | 39319 HIGHWAY 2 | THEDFORD | 69166 | THOMAS | SANDHILL OIL CO | 39397 HIGHWAY 2 | THEDFORD | NE | 69166 | 2 | Temporarily Out of Use | 8000 | Steel | Federally Regulated | None | Galvanic/Sacrificial Current Cathodic Protection, Painted(e.g., asphaltic), STIP3 Tank | #2 Diesel | 1991 | 5/1/2019 |  |  | Fiberglass Reinforced Plastic
11839 | SANDHILL OIL CO | 39319 HIGHWAY 2 | THEDFORD | 69166 | THOMAS | SANDHILL OIL CO | 39397 HIGHWAY 2 | THEDFORD | NE | 69166 | 3 | Temporarily Out of Use | 8000 | Steel | Federally Regulated | None | Galvanic/Sacrificial Current Cathodic Protection, Painted(e.g., asphaltic), STIP3 Tank | E-10 | 1991 | 5/1/2019 |  |  | Fiberglass Reinforced Plastic
11839 | SANDHILL OIL CO | 39319 HIGHWAY 2 | THEDFORD | 69166 | THOMAS | SANDHILL OIL CO | 39397 HIGHWAY 2 | THEDFORD | NE | 69166 | 4 | Temporarily Out of Use | 4000 | Steel | Federally Regulated | None | Galvanic/Sacrificial Current Cathodic Protection, Painted(e.g., asphaltic), STIP3 Tank | Regular Unleaded | 1991 | 5/1/2019 |  |  | Fiberglass Reinforced Plastic
5334 | JB MART | 100 W HWY 275 | TILDEN | 68781 | ANTELOPE | JB MART | 1716 N LINCOLN ST | WEST POINT | NE | 68788 | 5 | Currently in Use | 4000 | Steel | Federally Regulated | None | Galvanic/Sacrificial Current Cathodic Protection, STIP3 Tank | Regular Unleaded | 1989
5334 | JB MART | 100 W HWY 275 | TILDEN | 68781 | ANTELOPE | JB MART | 1716 N LINCOLN ST | WEST POINT | NE | 68788 | 6 | Currently in Use | 4000 | Steel | Federally Regulated | None | Galvanic/Sacrificial Current Cathodic Protection, STIP3 Tank | #2 Diesel | 1989 |  |  |  | Steel
5334 | JB MART | 100 W HWY 275 | TILDEN | 68781 | ANTELOPE | JB MART | 1716 N LINCOLN ST | WEST POINT | NE | 68788 | 7 | Currently in Use | 8000 | Steel | Federally Regulated | None | Galvanic/Sacrificial Current Cathodic Protection, STIP3 Tank | Regular Unleaded | 1989
5334 | JB MART | 100 W HWY 275 | TILDEN | 68781 | ANTELOPE | JB MART | 1716 N LINCOLN ST | WEST POINT | NE | 68788 | 8 | Currently in Use | 8000 | Steel | Federally Regulated | None | Galvanic/Sacrificial Current Cathodic Protection, STIP3 Tank | Regular Unleaded | 1989
4095 | JOSHs SERVICE LLC | 100 E HWY 275 | TILDEN | 68781 | MADISON | JOSH STEWART | 83627 536TH AVE | TILDEN | NE | 68781 | 5 | Currently in Use | 4000 | Fiberglass Reinforced Plastic | Federally Regulated | None | None | Regular Unleaded | 1998 |  |  |  | Fiberglass Reinforced Plastic
4095 | JOSHs SERVICE LLC | 100 E HWY 275 | TILDEN | 68781 | MADISON | JOSH STEWART | 83627 536TH AVE | TILDEN | NE | 68781 | 6 | Currently in Use | 6000 | Fiberglass Reinforced Plastic | Federally Regulated | None | None | E-10 | 1998 |  |  |  | Fiberglass Reinforced Plastic
4095 | JOSHs SERVICE LLC | 100 E HWY 275 | TILDEN | 68781 | MADISON | JOSH STEWART | 83627 536TH AVE | TILDEN | NE | 68781 | 7 | Currently in Use | 2000 | Fiberglass Reinforced Plastic | Federally Regulated | None | None | Used Oil | 1998 |  |  |  | Plastic
107 | QUICK SERVE OIL CO INC | 201 CENTER ST | TILDEN | 68781 | Madison | DEJEN LLC | P O Box 10 | TILDEN | NE | 68781 | 3 | Currently in Use | 4000 | Steel | Federally Regulated | None | Galvanic/Sacrificial Current Cathodic Protection, STIP3 Tank | E-10 | 1989 |  |  |  | Steel
107 | QUICK SERVE OIL CO INC | 201 CENTER ST | TILDEN | 68781 | Madison | DEJEN LLC | P O Box 10 | TILDEN | NE | 68781 | 4 | Currently in Use | 4000 | Steel | Federally Regulated | None | Galvanic/Sacrificial Current Cathodic Protection, STIP3 Tank | Premium Unleaded | 1989 |  |  |  | Steel
107 | QUICK SERVE OIL CO INC | 201 CENTER ST | TILDEN | 68781 | Madison | DEJEN LLC | P O Box 10 | TILDEN | NE | 68781 | 5 | Currently in Use | 4000 | Steel | Federally Regulated | None | Galvanic/Sacrificial Current Cathodic Protection, STIP3 Tank | Regular Unleaded | 1989 |  |  |  | Steel
107 | QUICK SERVE OIL CO INC | 201 CENTER ST | TILDEN | 68781 | Madison | DEJEN LLC | P O Box 10 | TILDEN | NE | 68781 | 6 | Currently in Use | 1000 | Fiberglass Reinforced Plastic | Federally Regulated | None | None | #2 Diesel | 1998 |  |  |  | Fiberglass Reinforced Plastic
6914 | BARTLES SERVICE | 101 S MAIN | TOBIAS | 68453 | SALINE | WILLARD BARTLES | PO BOX 198 | TOBIAS | NE | 68453 | 1 | Permanently Out of Use | 1000 | Steel | Federally Regulated | Unknown | Unknown | Regular Unleaded | 1964 | 1/1/1993 |  |  | Steel
6914 | BARTLES SERVICE | 101 S MAIN | TOBIAS | 68453 | SALINE | WILLARD BARTLES | PO BOX 198 | TOBIAS | NE | 68453 | 2 | Permanently Out of Use | 1000 | Steel | Federally Regulated | Unknown | Painted(e.g., asphaltic) | Regular Unleaded | 1980 | 12/1/1998 |  |  | Steel
6914 | BARTLES SERVICE | 101 S MAIN | TOBIAS | 68453 | SALINE | WILLARD BARTLES | PO BOX 198 | TOBIAS | NE | 68453 | 3 | Permanently Out of Use | 2000 | Steel | Federally Regulated | None | Painted(e.g., asphaltic) | #2 Diesel | 1984 | 12/1/1998 |  |  | Steel
8418 | FARMERS COOP (OLD STATION) | 104 EAST G ST | TRENTON | 69044 | HITCHCOCK | FARMERS COOP GRAIN & SUPPLY CO | 102 W 'G' ST | TRENTON | NE | 69044 | 1 | Permanently Out of Use | 8000 | Steel | Federally Regulated | Unknown | Unknown | Regular Unleaded | 1901 | 6/1/1988 |  |  | Unknown
8418 | FARMERS COOP (OLD STATION) | 104 EAST G ST | TRENTON | 69044 | HITCHCOCK | FARMERS COOP GRAIN & SUPPLY CO | 102 W 'G' ST | TRENTON | NE | 69044 | 2 | Permanently Out of Use | 10000 | Steel | Federally Regulated | Unknown | Unknown | #2 Diesel | 1901 | 6/1/1988 |  |  | Unknown
11992 | FARMERS COOP GRAIN & SUPPLY CO | 101 WEST G ST | TRENTON | 69044 | HITCHCOCK | FARMERS COOP GRAIN & SUPPLY CO | PO BOX 337 | TRENTON | NE | 69044 | 1 | Currently in Use | 2000 | Steel | Federally Regulated | None | Impressed Current Cathodic Protection, STIP3 Tank | #1 Diesel, Other->Dyed diesel | 1998 |  |  |  | Fiberglass Reinforced Plastic
11992 | FARMERS COOP GRAIN & SUPPLY CO | 101 WEST G ST | TRENTON | 69044 | HITCHCOCK | FARMERS COOP GRAIN & SUPPLY CO | PO BOX 337 | TRENTON | NE | 69044 | 2 | Currently in Use | 4000 | Steel | Federally Regulated | None | Impressed Current Cathodic Protection, STIP3 Tank | E-10 | 1998 |  |  |  | Fiberglass Reinforced Plastic
6222 | GOOD LIFE MARINA | 36152 RD 44B | TRENTON | 69044 | HITCHCOCK | R2R GROUP LLC / GOOD LIFE MARINA | 36152 RD 44B | TRENTON | NE | 69044 | 2 | Currently in Use | 2000 | Steel | Federally Regulated | None | Galvanic/Sacrificial Current Cathodic Protection, STIP3 Tank | Regular Unleaded | 1998 |  |  |  | Fiberglass Reinforced Plastic
7399 | TRAILS WEST | 36457 HWY 34 | TRENTON | 69044 | HITCHCOCK | B & A ENTERPRISES INC | BOX 158 | TRENTON | NE | 69044 | 4 | Currently in Use | 10000 | Jacketed | Federally Regulated | None | Poly Jacket | #2 Diesel | 1995 |  |  | Double Walled | Plastic
7399 | TRAILS WEST | 36457 HWY 34 | TRENTON | 69044 | HITCHCOCK | B & A ENTERPRISES INC | BOX 158 | TRENTON | NE | 69044 | 5 | Currently in Use | 10000 | Jacketed | Federally Regulated | None | Poly Jacket | Regular Unleaded | 1995 |  |  | Double Walled | Plastic
7399 | TRAILS WEST | 36457 HWY 34 | TRENTON | 69044 | HITCHCOCK | B & A ENTERPRISES INC | BOX 158 | TRENTON | NE | 69044 | 6 | Currently in Use | 10000 | Jacketed | Federally Regulated | None | Poly Jacket | E-10 | 1995 |  |  | Double Walled | Plastic
7399 | TRAILS WEST | 36457 HWY 34 | TRENTON | 69044 | HITCHCOCK | B & A ENTERPRISES INC | BOX 158 | TRENTON | NE | 69044 | 7 | Currently in Use | 6000 | Jacketed | Federally Regulated | None | Poly Jacket | Regular Unleaded | 1995 |  |  | Double Walled | Plastic
23 | MID-NEBRASKA LUBRICANTS | 647 HARTFORD ST | TRUMBULL | 68980 | CLAY | COOPERATIVE PRODUCERS INC | PO BOX 1008 | HASTINGS | NE | 68902-1008 | 6 | Currently in Use | 4000 | Fiberglass Reinforced Plastic | Federally Regulated | None | None | #2 Diesel | 1996 |  |  |  | Fiberglass Reinforced Plastic
23 | MID-NEBRASKA LUBRICANTS | 647 HARTFORD ST | TRUMBULL | 68980 | CLAY | COOPERATIVE PRODUCERS INC | PO BOX 1008 | HASTINGS | NE | 68902-1008 | 7 | Currently in Use | 4000 | Fiberglass Reinforced Plastic | Federally Regulated | None | None | E-10 | 1996 |  |  |  | Fiberglass Reinforced Plastic
23 | MID-NEBRASKA LUBRICANTS | 647 HARTFORD ST | TRUMBULL | 68980 | CLAY | COOPERATIVE PRODUCERS INC | PO BOX 1008 | HASTINGS | NE | 68902-1008 | 8 | Currently in Use | 4000 | Fiberglass Reinforced Plastic | Federally Regulated | None | None | E-85 | 1996 |  |  |  | Fiberglass Reinforced Plastic
23 | MID-NEBRASKA LUBRICANTS | 647 HARTFORD ST | TRUMBULL | 68980 | CLAY | COOPERATIVE PRODUCERS INC | PO BOX 1008 | HASTINGS | NE | 68902-1008 | 9 | Currently in Use | 4000 | Fiberglass Reinforced Plastic | Federally Regulated | None | None | Regular Unleaded | 1996 |  |  |  | Fiberglass Reinforced Plastic
12467 | MCPHERSON COUNTY SCHOOLS | 525 HWY 92 | TRYON | 69167 | MCPHERSON | MCPHERSON COUNTY SCHOOLS | 525 HWY 92 | TRYON | NE | 69167 | 1 | Currently in Use | 10000 | Steel | Heating Oil | Internal Lining(e.g., epoxy resins) | Painted(e.g., asphaltic) | Heating Oil 2 | 1982 |  |  |  | Pipe under building is copper, Steel
4403 | NEAL OIL & AUTO CENTER INC | 420 HWY 92 | TRYON | 69167 | MCPHERSON | NEAL OIL & AUTO CENTER INC | PO BOX 86 | TRYON | NE | 69167 | 2 | Currently in Use | 2000 | Steel | Federally Regulated | None | Galvanic/Sacrificial Current Cathodic Protection, STIP3 Tank | #2 Diesel | 1989 |  |  |  | Fiberglass Reinforced Plastic
4403 | NEAL OIL & AUTO CENTER INC | 420 HWY 92 | TRYON | 69167 | MCPHERSON | NEAL OIL & AUTO CENTER INC | PO BOX 86 | TRYON | NE | 69167 | 3 | Currently in Use | 2000 | Steel | Federally Regulated | None | Galvanic/Sacrificial Current Cathodic Protection, STIP3 Tank | Regular Unleaded | 1989 |  |  |  | Fiberglass Reinforced Plastic
1721 | UEHLING GAS N GO | 616 MAPLE BLVD | UEHLING | 68063 | DODGE | CORNETT HOMETEAM LLC | PO BOX 178 | UEHLING | NE | 68063 | 5 | Currently in Use | 10000 | Composite | Federally Regulated | None | Fiberglass Reinforced Plastic Coated | E-10 | 1997 |  |  |  | Plastic
1721 | UEHLING GAS N GO | 616 MAPLE BLVD | UEHLING | 68063 | DODGE | CORNETT HOMETEAM LLC | PO BOX 178 | UEHLING | NE | 68063 | 6 | Currently in Use | 7000 | Composite | Federally Regulated | None | Fiberglass Reinforced Plastic Coated | Regular Unleaded | 1997 |  |  |  | Plastic
1721 | UEHLING GAS N GO | 616 MAPLE BLVD | UEHLING | 68063 | DODGE | CORNETT HOMETEAM LLC | PO BOX 178 | UEHLING | NE | 68063 | 7 | Currently in Use | 3000 | Composite | Federally Regulated | None | Fiberglass Reinforced Plastic Coated | Premium Unleaded | 1997 |  |  |  | Plastic
1721 | UEHLING GAS N GO | 616 MAPLE BLVD | UEHLING | 68063 | DODGE | CORNETT HOMETEAM LLC | PO BOX 178 | UEHLING | NE | 68063 | 8 | Currently in Use | 10000 | Composite | Federally Regulated | None | Fiberglass Reinforced Plastic Coated | #2 Diesel | 1997 |  |  |  | Plastic
6305 | FERN ISAACS | N OF LUMBER CO W SIDE OF ST | UNADILLA | 68454 | OTOE | ISAACS, FERN | PO BOX 57 | UNADILLA | NE | 68454 | 1 | Permanently Out of Use | 4000 | Steel | Federally Regulated | None | Painted(e.g., asphaltic) | Empty | 1956 | 5/1/1986 |  |  | Steel
6305 | FERN ISAACS | N OF LUMBER CO W SIDE OF ST | UNADILLA | 68454 | OTOE | ISAACS, FERN | PO BOX 57 | UNADILLA | NE | 68454 | 2 | Permanently Out of Use | 4000 | Steel | Federally Regulated | None | Painted(e.g., asphaltic) | Empty | 1956 | 5/1/1986 |  |  | Steel
6305 | FERN ISAACS | N OF LUMBER CO W SIDE OF ST | UNADILLA | 68454 | OTOE | ISAACS, FERN | PO BOX 57 | UNADILLA | NE | 68454 | 3 | Permanently Out of Use | 4000 | Steel | Federally Regulated | None | Painted(e.g., asphaltic) | Empty | 1956 | 5/1/1986 |  |  | Steel
5439 | NITTY GRITTY GAS & THRIFT | 625 9TH ST | UNADILLA | 68454 | OTOE | NITTY GRITTY GAS & THRIFT LLC | 625 9TH ST | UNADILLA | NE | 68454 | 1 | Currently in Use | 10000 | Fiberglass Reinforced Plastic | Federally Regulated | None | None | Regular Unleaded | 1992 |  |  |  | Plastic
5439 | NITTY GRITTY GAS & THRIFT | 625 9TH ST | UNADILLA | 68454 | OTOE | NITTY GRITTY GAS & THRIFT LLC | 625 9TH ST | UNADILLA | NE | 68454 | 2 | Currently in Use | 10000 | Fiberglass Reinforced Plastic | Federally Regulated | None | None | Premium Unleaded | 1992 |  |  |  | Plastic
4995 | JOHNSON GAS N GO INC | 1430 N 58TH RD | UNION | 68455 | CASS | JOHNSON GAS N GO INC | 1454 N 60TH ROAD | UNION | NE | 68455 | 1 | Currently in Use | 10000 | Steel | Federally Regulated | None | Impressed Current Cathodic Protection | E-10 | 1970 |  |  |  | Fiberglass Reinforced Plastic
4995 | JOHNSON GAS N GO INC | 1430 N 58TH RD | UNION | 68455 | CASS | JOHNSON GAS N GO INC | 1454 N 60TH ROAD | UNION | NE | 68455 | 3 | Currently in Use | 6000 | Steel | Federally Regulated | None | Impressed Current Cathodic Protection | Regular Unleaded | 1974 |  |  |  | Fiberglass Reinforced Plastic
4995 | JOHNSON GAS N GO INC | 1430 N 58TH RD | UNION | 68455 | CASS | JOHNSON GAS N GO INC | 1454 N 60TH ROAD | UNION | NE | 68455 | 4 | Currently in Use | 4000 | Steel | Federally Regulated | None | Impressed Current Cathodic Protection | #2 Diesel | 1971
4995 | JOHNSON GAS N GO INC | 1430 N 58TH RD | UNION | 68455 | CASS | JOHNSON GAS N GO INC | 1454 N 60TH ROAD | UNION | NE | 68455 | 5 | Currently in Use | 4000 | Steel | Federally Regulated | None | Impressed Current Cathodic Protection | #2 Diesel | 1971
7416 | UPLAND COOPERATIVE | 372 MIDLAND ST | UPLAND | 68981 | FRANKLIN | AURORA COOPERATIVE ELEVATOR | PO BOX 209 | AURORA | NE | 68818-0209 | 1 | Currently in Use | 4000 | Fiberglass Reinforced Plastic | Federally Regulated | None | None | #2 Diesel | 1976 |  |  |  | DOUBLE WALLED, Fiberglass Reinforced Plastic
7416 | UPLAND COOPERATIVE | 372 MIDLAND ST | UPLAND | 68981 | FRANKLIN | AURORA COOPERATIVE ELEVATOR | PO BOX 209 | AURORA | NE | 68818-0209 | 2 | Currently in Use | 4000 | Fiberglass Reinforced Plastic | Federally Regulated | None | None | Regular Unleaded | 1976 |  |  |  | DOUBLE WALLED, Fiberglass Reinforced Plastic
7416 | UPLAND COOPERATIVE | 372 MIDLAND ST | UPLAND | 68981 | FRANKLIN | AURORA COOPERATIVE ELEVATOR | PO BOX 209 | AURORA | NE | 68818-0209 | 3 | Currently in Use | 4000 | Fiberglass Reinforced Plastic | Federally Regulated | None | None | E-10 | 1976 |  |  |  | DOUBLE WALLED, Fiberglass Reinforced Plastic
11143 | BRONCO SPUR | 101 HWY 34 | UTICA | 68456 | SEWARD | ELAINE PETERSEN | PO BOX 21 | UTICA | NE | 68456 | 1 | Currently in Use | 8000 | Fiberglass Reinforced Plastic | Federally Regulated | None | None | E-10 | 1994 |  |  |  | Fiberglass Reinforced Plastic
11143 | BRONCO SPUR | 101 HWY 34 | UTICA | 68456 | SEWARD | ELAINE PETERSEN | PO BOX 21 | UTICA | NE | 68456 | 2 | Currently in Use | 5000 | Fiberglass Reinforced Plastic | Federally Regulated | None | None | Regular Unleaded | 1994 |  |  |  | Fiberglass Reinforced Plastic
4067 | UNKNOWN | 401 OHIO ST | UTICA | 68456 | SEWARD | LYNN & JERYL NABER | 669 406TH RD | BEAVER CROSSING | NE | 68313 | 1 | Permanently Out of Use | 15000 | Steel | Federally Regulated | None | Painted(e.g., asphaltic) | Regular Unleaded | 1901 |  |  |  | Steel
4067 | UNKNOWN | 401 OHIO ST | UTICA | 68456 | SEWARD | LYNN & JERYL NABER | 669 406TH RD | BEAVER CROSSING | NE | 68313 | 2 | Permanently Out of Use | 1000 | Steel | Federally Regulated | None | Painted(e.g., asphaltic) | Empty, Regular Unleaded | 1975 |  |  |  | Steel
4067 | UNKNOWN | 401 OHIO ST | UTICA | 68456 | SEWARD | LYNN & JERYL NABER | 669 406TH RD | BEAVER CROSSING | NE | 68313 | 3 | Permanently Out of Use | 1000 | Steel | Federally Regulated | None | Painted(e.g., asphaltic) | #2 Diesel, Empty | 1972 |  |  |  | Steel
4067 | UNKNOWN | 401 OHIO ST | UTICA | 68456 | SEWARD | LYNN & JERYL NABER | 669 406TH RD | BEAVER CROSSING | NE | 68313 | 4 | Permanently Out of Use | 500 | Steel | Federally Regulated | None | Unknown | Empty, Kerosene | 1901 |  |  |  | Steel
4067 | UNKNOWN | 401 OHIO ST | UTICA | 68456 | SEWARD | LYNN & JERYL NABER | 669 406TH RD | BEAVER CROSSING | NE | 68313 | 5 | Permanently Out of Use | 500 | Steel | Federally Regulated | None | Painted(e.g., asphaltic) | Empty, Heating Oil 2 | 1901 |  |  |  | Steel
7084 | CASEYS GENERAL STORE #2731 | 112 E HWY 20 | VALENTINE | 69201 | CHERRY | CASEYS RETAIL CO | PO BOX 3001 | ANKENY | IA | 50021-8045 | 1 | Currently in Use | 15000 | Steel | Federally Regulated | None | Galvanic/Sacrificial Current Cathodic Protection, STIP3 Tank | Regular Unleaded | 1991 |  |  |  | Fiberglass Reinforced Plastic
7084 | CASEYS GENERAL STORE #2731 | 112 E HWY 20 | VALENTINE | 69201 | CHERRY | CASEYS RETAIL CO | PO BOX 3001 | ANKENY | IA | 50021-8045 | 2 | Currently in Use | 10000 | Steel | Federally Regulated | None | Galvanic/Sacrificial Current Cathodic Protection, STIP3 Tank | E-10 | 1991 |  |  |  | Fiberglass Reinforced Plastic
7084 | CASEYS GENERAL STORE #2731 | 112 E HWY 20 | VALENTINE | 69201 | CHERRY | CASEYS RETAIL CO | PO BOX 3001 | ANKENY | IA | 50021-8045 | 3 | Currently in Use | 10000 | Steel | Federally Regulated | None | Galvanic/Sacrificial Current Cathodic Protection, STIP3 Tank | Regular Unleaded | 1991 |  |  |  | Fiberglass Reinforced Plastic
11200 | CENTRAL VALLEY AG | 1004 E HWY 20 | VALENTINE | 69201 | CHERRY | CENTRAL VALLEY AG COOP | PO BOX 429 | YORK | NE | 68467 | 1 | Currently in Use | 2000 | Steel | Federally Regulated | None | Galvanic/Sacrificial Current Cathodic Protection, STIP3 Tank | E-10 | 1994 |  |  |  | Fiberglass Reinforced Plastic
8717 | CHERRY COUNTY HOSPITAL | 510 N GREEN ST | VALENTINE | 69201 | CHERRY | CHERRY COUNTY HOSPITAL | PO BOX 410 | VALENTINE | NE | 69201-0410 | 2 | Currently in Use | 10000 | Fiberglass Reinforced Plastic | Heating Oil | None | Fiberglass Reinforced Plastic Coated | #2 Diesel | 1997 |  |  |  | Plastic
8248 | CITY OF VALENTINE/WASTE WATER TREATMENT PLANT | STATE FISH HATCHERY | VALENTINE | 69201 | CHERRY | CITY OF VALENTINE WATER TREATMENT | PO BOX 177 | VALENTINE | NE | 69201 | 1 | Currently in Use | 550 | Fiberglass Reinforced Plastic | Federally Regulated | None | None | #2 Diesel | 1989
12427 | DANIELSKI HARVESTING & FARMING | 593 W HWY 20 | VALENTINE | 69201 | CHERRY | DANIELSKI HARVESTING & FARMING | PO BOX 230 | VALENTINE | NE | 69201 | 1 | Currently in Use | 10000 | Fiberglass Reinforced Plastic | Heating Oil | None | None | Heating Oil 2 | 2008 |  |  | Double Walled | Copper, Fiberglass Reinforced Plastic
8789 | ELLIOTTs OFFICE SUPPLY | 129 N MAIN ST | VALENTINE | 69201 | CHERRY | MICHAEL YOUNG | 104 E 6TH ST | VALENTINE | NE | 69201 | 1 | Permanently Out of Use | 2000 | Steel | Heating Oil | Unknown | Unknown | Heating Oil 2 | 1946 | 5/1/1990 |  |  | Unknown
4372 | MERRITT DAM | CARETAKER HOUSE 26 MI SW | VALENTINE | 69201 | CHERRY | AINSWORTH IRRIG DIST | RR 2 BOX 82 | AINSWORTH | NE | 69210 | 1 | Permanently Out of Use | 1000 | Steel | Federally Regulated |  |  |  | 1901
2014 | MILLER BROTHERS BLD | 121 W 2ND ST | VALENTINE | 69201 | CHERRY | MORELAND FARMS INC | BOX 726 | VALENTINE | NE | 69201 | 2 | Permanently Out of Use | 3000 | Steel | Heating Oil | Internal Lining(e.g., epoxy resins) | Impressed Current Cathodic Protection | #2 Diesel | 1956 | 7/1/2010 |  |  | Steel
3889 | REAGLE INC | E 1ST ST | VALENTINE | 69201 | CHERRY | REAGLE INC | E 1ST ST | VALENTINE | NE | 69201 | 1 | Permanently Out of Use | 1000 | Steel | Federally Regulated | COATED-RUST RESIST. | 1' TAR | #2 Diesel, Empty | 1972 |  |  |  | Steel
3889 | REAGLE INC | E 1ST ST | VALENTINE | 69201 | CHERRY | REAGLE INC | E 1ST ST | VALENTINE | NE | 69201 | 2 | Permanently Out of Use | 1000 | Steel | Federally Regulated | COATED-RUST RESIST. | 1' TAR | Empty, Regular Unleaded | 1976 |  |  |  | Steel
8346 | SANDHILL OIL CO INC | 1301 E HIGHWAY 20 | VALENTINE | 69201 | CHERRY | SANDHILL OIL CO INC | 39397 HIGHWAY 2 | THEDFORD | NE | 69166-6504 | 1 | Currently in Use | 10000 | Steel | Federally Regulated | None | Galvanic/Sacrificial Current Cathodic Protection, STIP3 Tank | Regular Unleaded | 1990 |  |  |  | Fiberglass Reinforced Plastic
8346 | SANDHILL OIL CO INC | 1301 E HIGHWAY 20 | VALENTINE | 69201 | CHERRY | SANDHILL OIL CO INC | 39397 HIGHWAY 2 | THEDFORD | NE | 69166-6504 | 2 | Currently in Use | 10000 | Steel | Federally Regulated | None | Galvanic/Sacrificial Current Cathodic Protection, STIP3 Tank | Regular Unleaded | 1990 |  |  |  | Fiberglass Reinforced Plastic
8346 | SANDHILL OIL CO INC | 1301 E HIGHWAY 20 | VALENTINE | 69201 | CHERRY | SANDHILL OIL CO INC | 39397 HIGHWAY 2 | THEDFORD | NE | 69166-6504 | 3 | Currently in Use | 10000 | Steel | Federally Regulated | None | Galvanic/Sacrificial Current Cathodic Protection, STIP3 Tank | Regular Unleaded | 1990 |  |  |  | Fiberglass Reinforced Plastic
8346 | SANDHILL OIL CO INC | 1301 E HIGHWAY 20 | VALENTINE | 69201 | CHERRY | SANDHILL OIL CO INC | 39397 HIGHWAY 2 | THEDFORD | NE | 69166-6504 | 4 | Currently in Use | 10000 | Steel | Federally Regulated | None | Galvanic/Sacrificial Current Cathodic Protection, STIP3 Tank | #2 Diesel | 1990 |  |  |  | Fiberglass Reinforced Plastic
8346 | SANDHILL OIL CO INC | 1301 E HIGHWAY 20 | VALENTINE | 69201 | CHERRY | SANDHILL OIL CO INC | 39397 HIGHWAY 2 | THEDFORD | NE | 69166-6504 | 5 | Currently in Use | 6000 | Steel | Federally Regulated | None | Galvanic/Sacrificial Current Cathodic Protection, STIP3 Tank | #2 Diesel | 1990 |  |  |  | Fiberglass Reinforced Plastic
4818 | SPEEDEE MART #2895 | 203 E HWY 20 | VALENTINE | 69201 | CHERRY | DANCO II CB LLC | PO BOX 10 | VALENTINE | NE | 69201-0010 | 7 | Currently in Use | 8000 | Steel | Federally Regulated | None | Galvanic/Sacrificial Current Cathodic Protection, STIP3 Tank | E-98 | 1992 |  |  |  | Fiberglass Reinforced Plastic
4818 | SPEEDEE MART #2895 | 203 E HWY 20 | VALENTINE | 69201 | CHERRY | DANCO II CB LLC | PO BOX 10 | VALENTINE | NE | 69201-0010 | 8 | Currently in Use | 8000 | Steel | Federally Regulated | None | Galvanic/Sacrificial Current Cathodic Protection, STIP3 Tank | E-10 | 1992 |  |  |  | Fiberglass Reinforced Plastic
4818 | SPEEDEE MART #2895 | 203 E HWY 20 | VALENTINE | 69201 | CHERRY | DANCO II CB LLC | PO BOX 10 | VALENTINE | NE | 69201-0010 | 9 | Currently in Use | 5000 | Steel | Federally Regulated | None | Galvanic/Sacrificial Current Cathodic Protection, STIP3 Tank | , Other->CLEAR DIESEL | 1992 |  |  |  | Fiberglass Reinforced Plastic
4818 | SPEEDEE MART #2895 | 203 E HWY 20 | VALENTINE | 69201 | CHERRY | DANCO II CB LLC | PO BOX 10 | VALENTINE | NE | 69201-0010 | 10 | Currently in Use | 3000 | Steel | Federally Regulated | None | Galvanic/Sacrificial Current Cathodic Protection, STIP3 Tank | , Other->DYED DIESEL | 1992 |  |  |  | Fiberglass Reinforced Plastic
3 | SPEEDEE MART 2890 VALENTINE | 101 HIGHWAY 20 | VALENTINE | 69201 | CHERRY | DANCO INC | PO BOX 10 | VALENTINE | NE | 69201 | 7 | Currently in Use | 12000 | Fiberglass Reinforced Plastic | Federally Regulated | None | None | Regular Unleaded | 1997 |  |  |  | Double walled, Plastic
3 | SPEEDEE MART 2890 VALENTINE | 101 HIGHWAY 20 | VALENTINE | 69201 | CHERRY | DANCO INC | PO BOX 10 | VALENTINE | NE | 69201 | 8 | Currently in Use | 8000 | Fiberglass Reinforced Plastic | Federally Regulated | None | None | Regular Unleaded | 1997 |  |  |  | Double walled, Plastic
3 | SPEEDEE MART 2890 VALENTINE | 101 HIGHWAY 20 | VALENTINE | 69201 | CHERRY | DANCO INC | PO BOX 10 | VALENTINE | NE | 69201 | 9 | Currently in Use | 6000 | Fiberglass Reinforced Plastic | Federally Regulated | None | None | Regular Unleaded | 1997 |  |  |  | Plastic
3 | SPEEDEE MART 2890 VALENTINE | 101 HIGHWAY 20 | VALENTINE | 69201 | CHERRY | DANCO INC | PO BOX 10 | VALENTINE | NE | 69201 | 10 | Currently in Use | 12000 | Fiberglass Reinforced Plastic | Federally Regulated | None | None | #2 Diesel | 1997 |  |  |  | Plastic
3 | SPEEDEE MART 2890 VALENTINE | 101 HIGHWAY 20 | VALENTINE | 69201 | CHERRY | DANCO INC | PO BOX 10 | VALENTINE | NE | 69201 | 11 | Currently in Use | 6000 | Fiberglass Reinforced Plastic | Federally Regulated | None | None | #2 Diesel | 1997 |  |  |  | Double walled, Plastic
3 | SPEEDEE MART 2890 VALENTINE | 101 HIGHWAY 20 | VALENTINE | 69201 | CHERRY | DANCO INC | PO BOX 10 | VALENTINE | NE | 69201 | 18 | Currently in Use | 25000 | Fiberglass Reinforced Plastic | Federally Regulated |  |  | #2 Diesel | 2020 |  |  | Double Walled | Plastic
1552 | WATERs EDGE RECREATION LLC dba MERRITT TRADING POS | 88337 STATE HIGHWAY 97 | VALENTINE | 69201 | CHERRY | JOHN BAUER | 88337 STATE HIGHWAY 97 | VALENTINE | NE | 69201 | 4 | Currently in Use | 1500 | Composite | Federally Regulated | None | Fiberglass Reinforced Plastic Coated | #2 Diesel | 1998 |  |  |  | Fiberglass Reinforced Plastic
1552 | WATERs EDGE RECREATION LLC dba MERRITT TRADING POS | 88337 STATE HIGHWAY 97 | VALENTINE | 69201 | CHERRY | JOHN BAUER | 88337 STATE HIGHWAY 97 | VALENTINE | NE | 69201 | 5 | Currently in Use | 3000 | Composite | Federally Regulated | None | Fiberglass Reinforced Plastic Coated | Regular Unleaded | 1998 |  |  |  | Fiberglass Reinforced Plastic
1552 | WATERs EDGE RECREATION LLC dba MERRITT TRADING POS | 88337 STATE HIGHWAY 97 | VALENTINE | 69201 | CHERRY | JOHN BAUER | 88337 STATE HIGHWAY 97 | VALENTINE | NE | 69201 | 6 | Currently in Use | 1500 | Composite | Federally Regulated | None | Fiberglass Reinforced Plastic Coated | Other->Boat Mix, Regular Unleaded | 1998 |  |  |  | Fiberglass Reinforced Plastic
8242 | CASEYS GENERAL STORE #3206 | 210 W REICHMUTH RD | VALLEY | 68064 | DOUGLAS | CASEYS RETAIL CO | PO BOX 3001 | ANKENY | IA | 50021-8045 | 4 | Currently in Use | 20000 | Fiberglass Reinforced Plastic | Federally Regulated | Double walled |  | Regular Unleaded | 2012 |  |  | Double Walled | Double walled, Fiberglass Reinforced Plastic
8242 | CASEYS GENERAL STORE #3206 | 210 W REICHMUTH RD | VALLEY | 68064 | DOUGLAS | CASEYS RETAIL CO | PO BOX 3001 | ANKENY | IA | 50021-8045 | 5 | Currently in Use | 12000 | Fiberglass Reinforced Plastic | Federally Regulated | Double walled |  | Regular Unleaded | 2012 |  |  | Double Walled | Double walled, Fiberglass Reinforced Plastic
8242 | CASEYS GENERAL STORE #3206 | 210 W REICHMUTH RD | VALLEY | 68064 | DOUGLAS | CASEYS RETAIL CO | PO BOX 3001 | ANKENY | IA | 50021-8045 | 6 | Currently in Use | 8000 | Fiberglass Reinforced Plastic | Federally Regulated | Double walled |  | #2 Diesel | 2012 |  |  | Double Walled | Double walled, Fiberglass Reinforced Plastic
7053 | JO MAC CONSOLIDATED SERVICES | 302 W HWY 275 | VALLEY | 68064 | DOUGLAS | UNKNOWN | UNKNOWN | UNKNOWN | NE | Unknown | 1 | Permanently Out of Use | 99999 | Unknown | Federally Regulated | Unknown | Unknown | Used Oil | 1901 | 11/1/1982 |  |  | Unknown
12650 | LOVEs TRAVEL STOP #631 | 26120 E MEIGS ST | VALLEY | 68064 | DOUGLAS | LOVES TRAVEL STOPS & COUNTRY STORES INC | PO BOX 26210 | OKLAHOMA CITY | OK | 73126 | 2 | Currently in Use | 20000 | Fiberglass Reinforced Plastic | Federally Regulated |  |  | , Other->B-99 | 2016 |  |  | Double Walled | Fiberglass Reinforced Plastic
12650 | LOVEs TRAVEL STOP #631 | 26120 E MEIGS ST | VALLEY | 68064 | DOUGLAS | LOVES TRAVEL STOPS & COUNTRY STORES INC | PO BOX 26210 | OKLAHOMA CITY | OK | 73126 | 3 | Currently in Use | 20000 | Fiberglass Reinforced Plastic | Federally Regulated |  |  | #2 Diesel, Other->15% BIODIESEL | 2016 |  |  | Double Walled | Fiberglass Reinforced Plastic
12650 | LOVEs TRAVEL STOP #631 | 26120 E MEIGS ST | VALLEY | 68064 | DOUGLAS | LOVES TRAVEL STOPS & COUNTRY STORES INC | PO BOX 26210 | OKLAHOMA CITY | OK | 73126 | 4 | Currently in Use | 20000 | Fiberglass Reinforced Plastic | Federally Regulated |  |  | #2 Diesel, Other->15% BIODIESEL | 2016 |  |  | Double Walled | Fiberglass Reinforced Plastic
12650 | LOVEs TRAVEL STOP #631 | 26120 E MEIGS ST | VALLEY | 68064 | DOUGLAS | LOVES TRAVEL STOPS & COUNTRY STORES INC | PO BOX 26210 | OKLAHOMA CITY | OK | 73126 | 5 | Currently in Use | 20000 | Fiberglass Reinforced Plastic | Federally Regulated |  |  | #2 Diesel, Other->15% BIODIESEL | 2016 |  |  | Double Walled | Fiberglass Reinforced Plastic
12650 | LOVEs TRAVEL STOP #631 | 26120 E MEIGS ST | VALLEY | 68064 | DOUGLAS | LOVES TRAVEL STOPS & COUNTRY STORES INC | PO BOX 26210 | OKLAHOMA CITY | OK | 73126 | 6 | Currently in Use | 12000 | Fiberglass Reinforced Plastic | Federally Regulated |  |  | Other->15% BIODIESEL, Regular Unleaded | 2016 |  |  | Double Walled
12650 | LOVEs TRAVEL STOP #631 | 26120 E MEIGS ST | VALLEY | 68064 | DOUGLAS | LOVES TRAVEL STOPS & COUNTRY STORES INC | PO BOX 26210 | OKLAHOMA CITY | OK | 73126 | 7 | Currently in Use | 8000 | Fiberglass Reinforced Plastic | Federally Regulated |  |  | Premium Unleaded | 2016 |  |  | Double Walled | Fiberglass Reinforced Plastic
12650 | LOVEs TRAVEL STOP #631 | 26120 E MEIGS ST | VALLEY | 68064 | DOUGLAS | LOVES TRAVEL STOPS & COUNTRY STORES INC | PO BOX 26210 | OKLAHOMA CITY | OK | 73126 | 8 | Currently in Use | 20000 | Fiberglass Reinforced Plastic | Federally Regulated |  |  | Regular Unleaded | 2016 |  |  | Double Walled
11086 | VALLEY ELEVATOR CO (UNION PACIFIC) | MILE POST 27.86 | VALLEY | 68064 | DOUGLAS | UNION PACIFIC RR | 1416 DODGE ST RM 1000 | OMAHA | NE | 68179 | 1 | Permanently Out of Use | 500 | Steel | Federally Regulated | Unknown | Unknown | Regular Unleaded | 1973 | 1/1/1970 |  |  | Unknown
11086 | VALLEY ELEVATOR CO (UNION PACIFIC) | MILE POST 27.86 | VALLEY | 68064 | DOUGLAS | UNION PACIFIC RR | 1416 DODGE ST RM 1000 | OMAHA | NE | 68179 | 2 | Permanently Out of Use | 500 | Steel | Federally Regulated | Unknown | Unknown | Regular Unleaded | 1901 | 1/1/1970
2869 | VALLEY PETROLEUM | 310 E REICHMUTH RD | VALLEY | 68064 | DOUGLAS | VALLEY PETROLEUM LLC | 3024 AMES AVE | OMAHA | NE | 68111 | 1 | Currently in Use | 10000 | Steel | Federally Regulated | None | Galvanic/Sacrificial Current Cathodic Protection, STIP3 Tank | Regular Unleaded | 1989 |  |  | Double Walled | Fiberglass Reinforced Plastic
2869 | VALLEY PETROLEUM | 310 E REICHMUTH RD | VALLEY | 68064 | DOUGLAS | VALLEY PETROLEUM LLC | 3024 AMES AVE | OMAHA | NE | 68111 | 2 | Currently in Use | 10000 | Steel | Federally Regulated | None | Galvanic/Sacrificial Current Cathodic Protection, STIP3 Tank | Regular Unleaded | 1989 |  |  | Double Walled | Fiberglass Reinforced Plastic
5770 | TVRDYS ONE STOP INC | 100 CEDAR ST | VALPARAISO | 68065 | SAUNDERS | TVRDYS ONE STOP INC | PO BOX 266 | VALPARAISO | NE | 68065 | 1 | Currently in Use | 6000 | Steel | Federally Regulated | Unknown | Impressed Current Cathodic Protection | Regular Unleaded | 1984 |  |  |  | Fiberglass Reinforced Plastic, Fiberglass Reinforced Plastic
5770 | TVRDYS ONE STOP INC | 100 CEDAR ST | VALPARAISO | 68065 | SAUNDERS | TVRDYS ONE STOP INC | PO BOX 266 | VALPARAISO | NE | 68065 | 2 | Currently in Use | 6000 | Steel | Federally Regulated | Unknown | Impressed Current Cathodic Protection | Regular Unleaded | 1984 |  |  |  | Fiberglass Reinforced Plastic, Fiberglass Reinforced Plastic
5770 | TVRDYS ONE STOP INC | 100 CEDAR ST | VALPARAISO | 68065 | SAUNDERS | TVRDYS ONE STOP INC | PO BOX 266 | VALPARAISO | NE | 68065 | 3 | Currently in Use | 6000 | Steel | Federally Regulated | Unknown | Impressed Current Cathodic Protection | Regular Unleaded | 1984 |  |  |  | Fiberglass Reinforced Plastic, Fiberglass Reinforced Plastic
5770 | TVRDYS ONE STOP INC | 100 CEDAR ST | VALPARAISO | 68065 | SAUNDERS | TVRDYS ONE STOP INC | PO BOX 266 | VALPARAISO | NE | 68065 | 4 | Currently in Use | 2000 | Steel | Federally Regulated | Unknown | Impressed Current Cathodic Protection, STIP3 Tank | #2 Diesel | 1989 |  |  |  | Fiberglass Reinforced Plastic
2714 | U-STOP #35 | 101 CEDAR ST | VALPARAISO | 68065 | SAUNDERS | WHITEHEAD OIL CO | PO BOX 30211 | LINCOLN | NE | 68503-0211 | 1 | Currently in Use | 4000 | Steel | Federally Regulated | Unknown | Impressed Current Cathodic Protection, Painted(e.g., asphaltic) | Regular Unleaded | 1980 |  |  |  | Fiberglass Reinforced Plastic, Steel
2714 | U-STOP #35 | 101 CEDAR ST | VALPARAISO | 68065 | SAUNDERS | WHITEHEAD OIL CO | PO BOX 30211 | LINCOLN | NE | 68503-0211 | 2 | Currently in Use | 8000 | Steel | Federally Regulated | Unknown | Impressed Current Cathodic Protection, Painted(e.g., asphaltic) | Regular Unleaded | 1980 |  |  |  | Fiberglass Reinforced Plastic
2714 | U-STOP #35 | 101 CEDAR ST | VALPARAISO | 68065 | SAUNDERS | WHITEHEAD OIL CO | PO BOX 30211 | LINCOLN | NE | 68503-0211 | 3 | Currently in Use | 8000 | Steel | Federally Regulated | Unknown | Impressed Current Cathodic Protection, Painted(e.g., asphaltic) | Regular Unleaded | 1980 |  |  |  | Fiberglass Reinforced Plastic
2714 | U-STOP #35 | 101 CEDAR ST | VALPARAISO | 68065 | SAUNDERS | WHITEHEAD OIL CO | PO BOX 30211 | LINCOLN | NE | 68503-0211 | 4 | Currently in Use | 8000 | Steel | Federally Regulated | Unknown | Impressed Current Cathodic Protection, Painted(e.g., asphaltic) | #2 Diesel | 1980 |  |  |  | Fiberglass Reinforced Plastic
2714 | U-STOP #35 | 101 CEDAR ST | VALPARAISO | 68065 | SAUNDERS | WHITEHEAD OIL CO | PO BOX 30211 | LINCOLN | NE | 68503-0211 | 5 | Currently in Use | 8000 | Steel | Federally Regulated | Unknown | Impressed Current Cathodic Protection, Painted(e.g., asphaltic) | #2 Diesel | 1980 |  |  |  | Fiberglass Reinforced Plastic, Steel
6049 | D & L DUDDEN INC | W HWY 23 | VENANGO | 69168 | PERKINS | D & L DUDDEN INC | PO BOX 38 | VENANGO | NE | 69168 | 1 | Permanently Out of Use | 6000 | Steel | Federally Regulated | Unknown | Unknown | #2 Diesel | 1980 |  |  |  | Unknown
6049 | D & L DUDDEN INC | W HWY 23 | VENANGO | 69168 | PERKINS | D & L DUDDEN INC | PO BOX 38 | VENANGO | NE | 69168 | 2 | Permanently Out of Use | 6000 | Steel | Federally Regulated | Unknown | Unknown | #2 Diesel | 1980 |  |  |  | Unknown
6050 | VENANGO GENERAL STORE | MAIN ST | VENANGO | 69168 | PERKINS | WM STRETESKY INC | 27375 COUNTY RD 26 | JULESBURG | CO | 80737 | 1 | Permanently Out of Use | 4000 | Steel | Federally Regulated | None | Galvanic/Sacrificial Current Cathodic Protection, Impressed Current Cathodic Protection, Painted(e.g., asphaltic) | Empty | 1987 | 10/1/1997
6050 | VENANGO GENERAL STORE | MAIN ST | VENANGO | 69168 | PERKINS | WM STRETESKY INC | 27375 COUNTY RD 26 | JULESBURG | CO | 80737 | 2 | Permanently Out of Use | 4000 | Steel | Federally Regulated | None | Galvanic/Sacrificial Current Cathodic Protection, Impressed Current Cathodic Protection | Empty | 1987 | 10/1/1997
6050 | VENANGO GENERAL STORE | MAIN ST | VENANGO | 69168 | PERKINS | WM STRETESKY INC | 27375 COUNTY RD 26 | JULESBURG | CO | 80737 | 3 | Permanently Out of Use | 4000 | Steel | Federally Regulated | None | Galvanic/Sacrificial Current Cathodic Protection, Impressed Current Cathodic Protection, Painted(e.g., asphaltic) | Empty | 1987 | 10/1/1997
6050 | VENANGO GENERAL STORE | MAIN ST | VENANGO | 69168 | PERKINS | WM STRETESKY INC | 27375 COUNTY RD 26 | JULESBURG | CO | 80737 | 4 | Permanently Out of Use | 1000 | Steel | Federally Regulated | Unknown | Unknown | Regular Unleaded | 1963 | 11/1/1987 |  |  | Unknown
6050 | VENANGO GENERAL STORE | MAIN ST | VENANGO | 69168 | PERKINS | WM STRETESKY INC | 27375 COUNTY RD 26 | JULESBURG | CO | 80737 | 5 | Permanently Out of Use | 2000 | Unknown | Federally Regulated | Unknown | Unknown | #2 Diesel | 1974 | 11/1/1987 |  |  | Unknown
4777 | KNOX CO FARM | 4 MI S & 4 MI W OF TOWN | VERDEL | 68782 | KNOX | PISCHEL, ROBERT JR | RR 1 BOX 86 | VERDEL | NE | 68782 | 1 | Permanently Out of Use | 1500 | Steel | Federally Regulated | None | Painted(e.g., asphaltic) | Regular Unleaded | 1971 |  |  |  | Steel
6819 | ARCHIE WALTON | RURAL | VERDIGRE | 68783 | KNOX | WALTON, ARCHIE | PO BOX 91 | VERDIGRE | NE | 68783 | 1 | Permanently Out of Use | 99999 | Steel | Federally Regulated |  |  | #2 Diesel | 1901 | 4/1/1988 |  |  | Steel
6819 | ARCHIE WALTON | RURAL | VERDIGRE | 68783 | KNOX | WALTON, ARCHIE | PO BOX 91 | VERDIGRE | NE | 68783 | 2 | Permanently Out of Use | 99999 | Steel | Federally Regulated | Unknown | Painted(e.g., asphaltic) | #2 Diesel | 1901 | 4/1/1988 |  |  | Steel
6819 | ARCHIE WALTON | RURAL | VERDIGRE | 68783 | KNOX | WALTON, ARCHIE | PO BOX 91 | VERDIGRE | NE | 68783 | 3 | Permanently Out of Use | 99999 | Steel | Federally Regulated | Unknown | Painted(e.g., asphaltic) | Empty | 1901 | 4/1/1988 |  |  | Steel
5645 | GORDON MCELHOSE TRKG & CONST | S MAIN ST | VERDIGRE | 68783 | KNOX | GORDON MCELHOSE TRKG & CONST | UNKNOWN | VERDIGRE | NE | 68783 | 1 | Permanently Out of Use | 2500 | Steel | Federally Regulated | Unknown | Painted(e.g., asphaltic) | #2 Diesel | 1901 | 6/1/1990 |  |  | Unknown
5645 | GORDON MCELHOSE TRKG & CONST | S MAIN ST | VERDIGRE | 68783 | KNOX | GORDON MCELHOSE TRKG & CONST | UNKNOWN | VERDIGRE | NE | 68783 | 2 | Permanently Out of Use | 2500 | Steel | Federally Regulated | Unknown | Painted(e.g., asphaltic) | Regular Unleaded | 1901 | 6/1/1990 |  |  | Unknown
5645 | GORDON MCELHOSE TRKG & CONST | S MAIN ST | VERDIGRE | 68783 | KNOX | GORDON MCELHOSE TRKG & CONST | UNKNOWN | VERDIGRE | NE | 68783 | 3 | Permanently Out of Use | 2500 | Steel | Federally Regulated | Unknown | Painted(e.g., asphaltic) | #2 Diesel | 1901 | 6/1/1990 |  |  | Unknown
8682 | ST WENCESLAUS RECTORY | 409 S 3RD ST PO BOX 9 | VERDIGRE | 68783-0009 | KNOX | ST WENCESLAUS RECTORY | PO BOX 9 409 S 3RD ST | VERDIGRE | NE | 68783-0009 | 1 | Permanently Out of Use | 2500 | Steel | Heating Oil | None | Painted(e.g., asphaltic) | Heating Oil 2 | 1947 | 5/1/1992 |  |  | Steel
1272 | VERDIGRE FARM SERVICE | 417 S MAIN ST | VERDIGRE | 68783 | KNOX | TROY FRANK | PO BOX 267 | VERDIGRE | NE | 68763 | 1 | Currently in Use | 2000 | Steel | Federally Regulated | None | Galvanic/Sacrificial Current Cathodic Protection, Painted(e.g., asphaltic) | E-10 | 1989 |  |  |  | Steel
1272 | VERDIGRE FARM SERVICE | 417 S MAIN ST | VERDIGRE | 68783 | KNOX | TROY FRANK | PO BOX 267 | VERDIGRE | NE | 68763 | 2 | Currently in Use | 2000 | Steel | Federally Regulated | None | Galvanic/Sacrificial Current Cathodic Protection, Painted(e.g., asphaltic) | Regular Unleaded | 1989 |  |  |  | Steel
1272 | VERDIGRE FARM SERVICE | 417 S MAIN ST | VERDIGRE | 68783 | KNOX | TROY FRANK | PO BOX 267 | VERDIGRE | NE | 68763 | 3 | Currently in Use | 2000 | Steel | Federally Regulated | None | Galvanic/Sacrificial Current Cathodic Protection, Painted(e.g., asphaltic) | #2 Diesel | 1989 |  |  |  | Steel
4808 | WALTs IMPLEMENTS | 416 MAIN ST | VERDIGRE | 68783 | KNOX | DOBRICHOVSKY, WALTER | 416 MAIN ST | VERDIGRE | NE | 68783 | 1 | Permanently Out of Use | 1506 | Steel | Federally Regulated | None | Painted(e.g., asphaltic) | Empty, Regular Unleaded | 1936 |  |  |  | Steel
4808 | WALTs IMPLEMENTS | 416 MAIN ST | VERDIGRE | 68783 | KNOX | DOBRICHOVSKY, WALTER | 416 MAIN ST | VERDIGRE | NE | 68783 | 2 | Permanently Out of Use | 1506 | Steel | Federally Regulated | None | Painted(e.g., asphaltic) | Empty, Regular Unleaded | 1936 |  |  |  | Steel
4808 | WALTs IMPLEMENTS | 416 MAIN ST | VERDIGRE | 68783 | KNOX | DOBRICHOVSKY, WALTER | 416 MAIN ST | VERDIGRE | NE | 68783 | 3 | Permanently Out of Use | 2000 | Steel | Federally Regulated | None | Painted(e.g., asphaltic) | Empty, Regular Unleaded | 1946 |  |  |  | Steel
2691 | E & S ONE STOP | 102 W 3RD ST | VERDON | 68457 | RICHARDSON | ED AND SHIRLEY BIVANS | 610 E 3RD ST | VERDON | NE | 68457 | 5 | Permanently Out of Use | 1650 | Steel | Federally Regulated | None | Fiberglass Reinforced Plastic Coated, Painted(e.g., asphaltic) |  | 1999 | 9/1/2009 |  |  | Fiberglass Reinforced Plastic
2691 | E & S ONE STOP | 102 W 3RD ST | VERDON | 68457 | RICHARDSON | ED AND SHIRLEY BIVANS | 610 E 3RD ST | VERDON | NE | 68457 | 6 | Permanently Out of Use | 1650 | Steel | Federally Regulated | None | Fiberglass Reinforced Plastic Coated, Painted(e.g., asphaltic) | #2 Diesel, Other->OFF ROAD | 1999 | 9/1/2009 |  |  | Fiberglass Reinforced Plastic
2691 | E & S ONE STOP | 102 W 3RD ST | VERDON | 68457 | RICHARDSON | ED AND SHIRLEY BIVANS | 610 E 3RD ST | VERDON | NE | 68457 | 7 | Permanently Out of Use | 1650 | Steel | Federally Regulated | None | Fiberglass Reinforced Plastic Coated, Painted(e.g., asphaltic) | #2 Diesel, Other->Dyed red | 1999 | 9/1/2009 |  |  | Fiberglass Reinforced Plastic
1937 | AKAL TRAVEL CENTER | 915 ROAD S | WACO | 68460 | YORK | AKAL ENERGY LLC | 915 ROAD S | WACO | NE | 68460 | 1 | Currently in Use | 20000 | Steel | Federally Regulated | None | Impressed Current Cathodic Protection, STIP3 Tank | #2 Diesel | 1987 |  |  |  | Fiberglass Reinforced Plastic, Steel
1937 | AKAL TRAVEL CENTER | 915 ROAD S | WACO | 68460 | YORK | AKAL ENERGY LLC | 915 ROAD S | WACO | NE | 68460 | 2 | Currently in Use | 20000 | Steel | Federally Regulated | None | Impressed Current Cathodic Protection, STIP3 Tank | #2 Diesel | 1987 |  |  |  | Fiberglass Reinforced Plastic, Steel
1937 | AKAL TRAVEL CENTER | 915 ROAD S | WACO | 68460 | YORK | AKAL ENERGY LLC | 915 ROAD S | WACO | NE | 68460 | 3 | Currently in Use | 6000 | Steel | Federally Regulated | None | Galvanic/Sacrificial Current Cathodic Protection, STIP3 Tank | Premium Unleaded | 1987 |  |  |  | Fiberglass Reinforced Plastic, Steel
1937 | AKAL TRAVEL CENTER | 915 ROAD S | WACO | 68460 | YORK | AKAL ENERGY LLC | 915 ROAD S | WACO | NE | 68460 | 4 | Currently in Use | 10000 | Steel | Federally Regulated | None | Galvanic/Sacrificial Current Cathodic Protection, STIP3 Tank | Regular Unleaded | 1987 |  |  |  | Fiberglass Reinforced Plastic, Steel
1937 | AKAL TRAVEL CENTER | 915 ROAD S | WACO | 68460 | YORK | AKAL ENERGY LLC | 915 ROAD S | WACO | NE | 68460 | 5 | Currently in Use | 10000 | Steel | Federally Regulated | None | Galvanic/Sacrificial Current Cathodic Protection, STIP3 Tank | E-10 | 1987 |  |  |  | Fiberglass Reinforced Plastic, Steel
7167 | CENTRAL VALLEY AG COOP | 202 MIDLAND | WACO | 68460 | YORK | CENTRAL VALLEY AG COOP | PO BOX 429 | YORK | NE | 68467 | 1 | Currently in Use | 6000 | Steel | Federally Regulated | None | Galvanic/Sacrificial Current Cathodic Protection, STIP3 Tank | Regular Unleaded | 1988 |  |  |  | Steel
7167 | CENTRAL VALLEY AG COOP | 202 MIDLAND | WACO | 68460 | YORK | CENTRAL VALLEY AG COOP | PO BOX 429 | YORK | NE | 68467 | 2 | Currently in Use | 6000 | Steel | Federally Regulated | None | Galvanic/Sacrificial Current Cathodic Protection, STIP3 Tank | Regular Unleaded | 1988 |  |  |  | Steel
7167 | CENTRAL VALLEY AG COOP | 202 MIDLAND | WACO | 68460 | YORK | CENTRAL VALLEY AG COOP | PO BOX 429 | YORK | NE | 68467 | 3 | Currently in Use | 6000 | Steel | Federally Regulated | None | Galvanic/Sacrificial Current Cathodic Protection, STIP3 Tank | Regular Unleaded | 1988 |  |  |  | Steel
12827 | CASEYs GENERAL STORE #3850 | 1445 DRY RUN DR | WAHOO | 68066 | SAUNDERS | CASEYS RETAIL CO | PO BOX 3001 | ANKENY | IA | 50021-8045 | 1 | Currently in Use | 22000 | Fiberglass Reinforced Plastic | Federally Regulated |  |  | Regular Unleaded | 2021 |  |  | Double Walled | Plastic
12827 | CASEYs GENERAL STORE #3850 | 1445 DRY RUN DR | WAHOO | 68066 | SAUNDERS | CASEYS RETAIL CO | PO BOX 3001 | ANKENY | IA | 50021-8045 | 2 | Currently in Use | 22000 | Fiberglass Reinforced Plastic | Federally Regulated |  |  | #2 Diesel | 2021 |  |  | Double Walled | Plastic
12827 | CASEYs GENERAL STORE #3850 | 1445 DRY RUN DR | WAHOO | 68066 | SAUNDERS | CASEYS RETAIL CO | PO BOX 3001 | ANKENY | IA | 50021-8045 | 3 | Currently in Use | 10000 | Fiberglass Reinforced Plastic | Federally Regulated |  |  | Regular Unleaded | 2021 |  |  | Double Walled | Plastic
12827 | CASEYs GENERAL STORE #3850 | 1445 DRY RUN DR | WAHOO | 68066 | SAUNDERS | CASEYS RETAIL CO | PO BOX 3001 | ANKENY | IA | 50021-8045 | 4 | Currently in Use | 8000 | Fiberglass Reinforced Plastic | Federally Regulated |  |  | Premium Unleaded | 2021 |  |  | Double Walled | Plastic
12827 | CASEYs GENERAL STORE #3850 | 1445 DRY RUN DR | WAHOO | 68066 | SAUNDERS | CASEYS RETAIL CO | PO BOX 3001 | ANKENY | IA | 50021-8045 | 5 | Currently in Use | 8000 | Fiberglass Reinforced Plastic | Federally Regulated |  |  | E-85 | 2021 |  |  | Double Walled | Plastic
3076 | MIDTOWN AMOCO | 703 N CHESTNUT | WAHOO | 68066 | SAUNDERS | TIM OTTE AND JANET AHRENS | 703 N CHESTNUT | WAHOO | NE | 68066 | 1 | Currently in Use | 10000 | Composite | Federally Regulated | None | Fiberglass Reinforced Plastic Coated | Regular Unleaded | 1991 |  |  |  | Fiberglass Reinforced Plastic
3076 | MIDTOWN AMOCO | 703 N CHESTNUT | WAHOO | 68066 | SAUNDERS | TIM OTTE AND JANET AHRENS | 703 N CHESTNUT | WAHOO | NE | 68066 | 2 | Currently in Use | 8000 | Composite | Federally Regulated | None | Fiberglass Reinforced Plastic Coated | Regular Unleaded | 1991 |  |  |  | Fiberglass Reinforced Plastic
3076 | MIDTOWN AMOCO | 703 N CHESTNUT | WAHOO | 68066 | SAUNDERS | TIM OTTE AND JANET AHRENS | 703 N CHESTNUT | WAHOO | NE | 68066 | 3 | Currently in Use | 6000 | Composite | Federally Regulated | None | Fiberglass Reinforced Plastic Coated | Regular Unleaded | 1991 |  |  |  | Fiberglass Reinforced Plastic
3555 | NP MART | 255 W 2ND ST | WAHOO | 68066 | SAUNDERS | MEKAL PETROLEUM LLC | 255 W 2ND ST | WAHOO | NE | 68066 | 1 | Currently in Use | 4000 | Steel | Federally Regulated | None | Impressed Current Cathodic Protection, STIP3 Tank | Regular Unleaded | 1985 |  |  |  | Fiberglass Reinforced Plastic
3555 | NP MART | 255 W 2ND ST | WAHOO | 68066 | SAUNDERS | MEKAL PETROLEUM LLC | 255 W 2ND ST | WAHOO | NE | 68066 | 2 | Currently in Use | 6000 | Steel | Federally Regulated | None | Impressed Current Cathodic Protection, STIP3 Tank | Regular Unleaded | 1985 |  |  |  | Fiberglass Reinforced Plastic
3555 | NP MART | 255 W 2ND ST | WAHOO | 68066 | SAUNDERS | MEKAL PETROLEUM LLC | 255 W 2ND ST | WAHOO | NE | 68066 | 3 | Currently in Use | 10000 | Steel | Federally Regulated | None | Impressed Current Cathodic Protection, STIP3 Tank | Regular Unleaded | 1985 |  |  |  | Fiberglass Reinforced Plastic, Steel
11503 | OTTE OIL & PROPANE BULK PLANT | 204 W 7TH ST | WAHOO | 68066 | SAUNDERS | OOP INC - OTTE OIL & PROPANE | 3288 PONDEROSA DR | WAHOO | NE | 68066 | 1 | Currently in Use | 6000 | Composite | Federally Regulated | None | Fiberglass Reinforced Plastic Coated | Premium Unleaded | 1997 |  |  |  | Fiberglass Reinforced Plastic
11503 | OTTE OIL & PROPANE BULK PLANT | 204 W 7TH ST | WAHOO | 68066 | SAUNDERS | OOP INC - OTTE OIL & PROPANE | 3288 PONDEROSA DR | WAHOO | NE | 68066 | 2 | Currently in Use | 6000 | Composite | Federally Regulated | None | Fiberglass Reinforced Plastic Coated | E-10 | 1997 |  |  |  | Fiberglass Reinforced Plastic
11503 | OTTE OIL & PROPANE BULK PLANT | 204 W 7TH ST | WAHOO | 68066 | SAUNDERS | OOP INC - OTTE OIL & PROPANE | 3288 PONDEROSA DR | WAHOO | NE | 68066 | 3 | Currently in Use | 12000 | Composite | Federally Regulated | None | Fiberglass Reinforced Plastic Coated | #2 Diesel | 1997 |  |  |  | Fiberglass Reinforced Plastic
11503 | OTTE OIL & PROPANE BULK PLANT | 204 W 7TH ST | WAHOO | 68066 | SAUNDERS | OOP INC - OTTE OIL & PROPANE | 3288 PONDEROSA DR | WAHOO | NE | 68066 | 4 | Currently in Use | 6000 | Composite | Federally Regulated | None | Fiberglass Reinforced Plastic Coated | #2 Diesel | 1997 |  |  |  | Fiberglass Reinforced Plastic
11503 | OTTE OIL & PROPANE BULK PLANT | 204 W 7TH ST | WAHOO | 68066 | SAUNDERS | OOP INC - OTTE OIL & PROPANE | 3288 PONDEROSA DR | WAHOO | NE | 68066 | 5 | Currently in Use | 6000 | Composite | Federally Regulated | None | Fiberglass Reinforced Plastic Coated | #2 Diesel | 1997 |  |  |  | Fiberglass Reinforced Plastic
11503 | OTTE OIL & PROPANE BULK PLANT | 204 W 7TH ST | WAHOO | 68066 | SAUNDERS | OOP INC - OTTE OIL & PROPANE | 3288 PONDEROSA DR | WAHOO | NE | 68066 | 6 | Currently in Use | 12000 | Composite | Federally Regulated | None | Fiberglass Reinforced Plastic Coated | #2 Diesel | 1997 |  |  |  | Fiberglass Reinforced Plastic
11503 | OTTE OIL & PROPANE BULK PLANT | 204 W 7TH ST | WAHOO | 68066 | SAUNDERS | OOP INC - OTTE OIL & PROPANE | 3288 PONDEROSA DR | WAHOO | NE | 68066 | 7 | Currently in Use | 6000 | Composite | Federally Regulated | None | Fiberglass Reinforced Plastic Coated | #1 Diesel | 1997 |  |  |  | Fiberglass Reinforced Plastic
11503 | OTTE OIL & PROPANE BULK PLANT | 204 W 7TH ST | WAHOO | 68066 | SAUNDERS | OOP INC - OTTE OIL & PROPANE | 3288 PONDEROSA DR | WAHOO | NE | 68066 | 8 | Currently in Use | 6000 | Composite | Federally Regulated | None | Fiberglass Reinforced Plastic Coated | #2 Diesel | 1997 |  |  |  | Fiberglass Reinforced Plastic
12365 | SAUNDERS MEDICAL CENTER | 1760 COUNTY ROAD J | WAHOO | 68066 | SAUNDERS | SAUNDERS COUNTY | 433 NORTH CHESTNUT | WAHOO | NE | 68066 | 1 | Currently in Use | 10000 | Fiberglass Reinforced Plastic | Federally Regulated | None | None | #2 Diesel | 2007 |  |  | Double Walled | Plastic
5179 | SUPER C #11 | 1142 N CHESTNUT ST | WAHOO | 68066 | SAUNDERS | HERGERT OIL CO | 6221 S 58TH ST STE B | LINCOLN | NE | 68516 | 1 | Currently in Use | 8000 | Steel | Federally Regulated | None | Impressed Current Cathodic Protection, STIP3 Tank | E-10 | 1988 |  |  |  | Fiberglass Reinforced Plastic
5179 | SUPER C #11 | 1142 N CHESTNUT ST | WAHOO | 68066 | SAUNDERS | HERGERT OIL CO | 6221 S 58TH ST STE B | LINCOLN | NE | 68516 | 2 | Currently in Use | 6000 | Steel | Federally Regulated | None | Impressed Current Cathodic Protection, STIP3 Tank | Regular Unleaded | 1988 |  |  |  | Fiberglass Reinforced Plastic
5179 | SUPER C #11 | 1142 N CHESTNUT ST | WAHOO | 68066 | SAUNDERS | HERGERT OIL CO | 6221 S 58TH ST STE B | LINCOLN | NE | 68516 | 3 | Currently in Use | 6000 | Steel | Federally Regulated | None | Impressed Current Cathodic Protection, STIP3 Tank | E-10 | 1988 |  |  |  | Fiberglass Reinforced Plastic
5179 | SUPER C #11 | 1142 N CHESTNUT ST | WAHOO | 68066 | SAUNDERS | HERGERT OIL CO | 6221 S 58TH ST STE B | LINCOLN | NE | 68516 | 4 | Currently in Use | 4000 | Steel | Federally Regulated | None | Impressed Current Cathodic Protection, STIP3 Tank | #2 Diesel | 1989 |  |  |  | Fiberglass Reinforced Plastic
2715 | WAHOO AIRPORT | HWY 92 & 109 | WAHOO | 68066 | SAUNDERS | WAHOO AIRPORT AUTHORITY | PO BOX 122 | WAHOO | NE | 68066 | 4 | Currently in Use | 12000 | Composite | Federally Regulated | None | Fiberglass Reinforced Plastic Coated | Other->Aviation Fuel | 1998 |  |  | Double Walled | Fiberglass Reinforced Plastic
6616 | CENTRAL VALLEY COOP | N HWY 35 | WAKEFIELD | 68784 | DIXON | CENTRAL VALLEY AG | PO BOX 330 | O'NEILL | NE | 68763-0330 | 7 | Permanently Out of Use | 250 | Steel | Federally Regulated | None | Painted(e.g., asphaltic) | Used Oil | 1957 | 1/1/2006 |  |  | Steel
1950 | CUBBYS WAKEFIELD | 206 OAK ST | WAKEFIELD | 68784 | DIXON | CUBBYs INC | 9229 MORMON BRIDGE PLZ STE 6 | OMAHA | NE | 68152-1942 | 6 | Currently in Use | 12000 | Fiberglass Reinforced Plastic | Federally Regulated | None | None | E-10 | 1997 |  |  |  | Fiberglass Reinforced Plastic
1950 | CUBBYS WAKEFIELD | 206 OAK ST | WAKEFIELD | 68784 | DIXON | CUBBYs INC | 9229 MORMON BRIDGE PLZ STE 6 | OMAHA | NE | 68152-1942 | 7 | Currently in Use | 8000 | Fiberglass Reinforced Plastic | Federally Regulated | None | None | Regular Unleaded | 1997 |  |  |  | Fiberglass Reinforced Plastic
1950 | CUBBYS WAKEFIELD | 206 OAK ST | WAKEFIELD | 68784 | DIXON | CUBBYs INC | 9229 MORMON BRIDGE PLZ STE 6 | OMAHA | NE | 68152-1942 | 8 | Currently in Use | 8000 | Fiberglass Reinforced Plastic | Federally Regulated | None | None | Regular Unleaded | 1997 |  |  |  | Fiberglass Reinforced Plastic
1950 | CUBBYS WAKEFIELD | 206 OAK ST | WAKEFIELD | 68784 | DIXON | CUBBYs INC | 9229 MORMON BRIDGE PLZ STE 6 | OMAHA | NE | 68152-1942 | 9 | Currently in Use | 12000 | Fiberglass Reinforced Plastic | Federally Regulated | None | None | #2 Diesel | 1997 |  |  |  | Fiberglass Reinforced Plastic
1950 | CUBBYS WAKEFIELD | 206 OAK ST | WAKEFIELD | 68784 | DIXON | CUBBYs INC | 9229 MORMON BRIDGE PLZ STE 6 | OMAHA | NE | 68152-1942 | 10 | Currently in Use | 12000 | Fiberglass Reinforced Plastic | Federally Regulated | None | None | #2 Diesel, Other->with ethanol | 1997 |  |  |  | Fiberglass Reinforced Plastic
7808 | OLD HUMPTY DUMPTY FEED MILL | 318 MAIN ST | WAKEFIELD | 68784 | DIXON | MILTON G WALDBAUM CO | 105 N MAIN ST | WAKEFIELD | NE | 68784 | 1 | Permanently Out of Use | 2000 | Steel | Federally Regulated | Unknown | Unknown | Empty | 1943 | 10/1/1973 |  |  | Steel
2771 | DEAN LUNDVALL | BLDG SITE ON FARM | WALLACE | 69169 | LINCOLN | DEAN LUNDVALL | RR 1 BOX 60 | WALLACE | NE | 69169-9723 | 1 | Permanently Out of Use | 2000 | Steel | Federally Regulated | Unknown | Painted(e.g., asphaltic) | #2 Diesel | 1983 |  |  |  | Steel
3072 | HI LINE COOP | 101 W HWY 23 | WALLACE | 69169 | LINCOLN | HI-LINE COOP | PO BOX 96 | ELSIE | NE | 69134 | 2 | Currently in Use | 3000 | Steel | Federally Regulated | None | Galvanic/Sacrificial Current Cathodic Protection, STIP3 Tank | Regular Unleaded | 1987 |  |  |  | Fiberglass Reinforced Plastic
3072 | HI LINE COOP | 101 W HWY 23 | WALLACE | 69169 | LINCOLN | HI-LINE COOP | PO BOX 96 | ELSIE | NE | 69134 | 3 | Currently in Use | 3000 | Steel | Federally Regulated | None | Galvanic/Sacrificial Current Cathodic Protection, STIP3 Tank | E-10 | 1987 |  |  |  | Fiberglass Reinforced Plastic
3072 | HI LINE COOP | 101 W HWY 23 | WALLACE | 69169 | LINCOLN | HI-LINE COOP | PO BOX 96 | ELSIE | NE | 69134 | 4 | Currently in Use | 7000 | Fiberglass Reinforced Plastic | Federally Regulated |  |  | #2 Diesel | 2011 |  |  | Double Walled | Plastic
3072 | HI LINE COOP | 101 W HWY 23 | WALLACE | 69169 | LINCOLN | HI-LINE COOP | PO BOX 96 | ELSIE | NE | 69134 | 5 | Currently in Use | 5000 | Fiberglass Reinforced Plastic | Federally Regulated |  |  | #2 Diesel, Other->Dyed diesel | 2011 |  |  | Double Walled | Plastic
5431 | RODNEY CLOUGH | ROYAL RD | WALLACE | 69169 | LINCOLN | CLOUGH, RODNEY | RR 1 BOX 70 | WALLACE | NE | 69169 | 1 | Permanently Out of Use | 2000 | Steel | Federally Regulated | Unknown | Painted(e.g., asphaltic) | #2 Diesel | 1971 |  |  |  | Steel
4220 | WALLACE AVIATION INC | WALLACE AIRPORT | WALLACE | 69169 | LINCOLN | WALLACE AVIATION INC | PO BOX 126 | WALLACE | NE | 69169 | 3 | Currently in Use | 12000 | Steel | Federally Regulated | None | Galvanic/Sacrificial Current Cathodic Protection, STIP3 Tank | Regular Unleaded | 1999 |  |  |  | Fiberglass Reinforced Plastic
11636 | WALLACE SCHOOL DIST 65R | 151 N WALLACE RD | WALLACE | 69169 | LINCOLN | WALLACE SCHOOL DIST 65-R | 151 NORTH WALLACE RD | WALLACE | NE | 69169 | 4 | Currently in Use | 12000 | Steel | Heating Oil | None | Galvanic/Sacrificial Current Cathodic Protection, STIP3 Tank | #2 Diesel | 1997 |  |  |  | Copper
7029 | HERITAGE FOODTOWN | 122 MAIN ST | WALTHILL | 68067 | THURSTON | WALTHILL DEVELOPMENT LLC | PO BOX 422 | WALTHILL | NE | 68067 | 1 | Currently in Use | 8000 | Steel | Federally Regulated | None | Galvanic/Sacrificial Current Cathodic Protection, STIP3 Tank | Regular Unleaded | 1990 |  |  |  | Fiberglass Reinforced Plastic
7029 | HERITAGE FOODTOWN | 122 MAIN ST | WALTHILL | 68067 | THURSTON | WALTHILL DEVELOPMENT LLC | PO BOX 422 | WALTHILL | NE | 68067 | 2 | Currently in Use | 8000 | Steel | Federally Regulated | None | Galvanic/Sacrificial Current Cathodic Protection, STIP3 Tank | Regular Unleaded | 1990 |  |  |  | Fiberglass Reinforced Plastic
7029 | HERITAGE FOODTOWN | 122 MAIN ST | WALTHILL | 68067 | THURSTON | WALTHILL DEVELOPMENT LLC | PO BOX 422 | WALTHILL | NE | 68067 | 3 | Currently in Use | 6000 | Steel | Federally Regulated | None | Galvanic/Sacrificial Current Cathodic Protection, STIP3 Tank | Regular Unleaded | 1990 |  |  |  | Fiberglass Reinforced Plastic
7029 | HERITAGE FOODTOWN | 122 MAIN ST | WALTHILL | 68067 | THURSTON | WALTHILL DEVELOPMENT LLC | PO BOX 422 | WALTHILL | NE | 68067 | 4 | Currently in Use | 6000 | Steel | Federally Regulated | None | Galvanic/Sacrificial Current Cathodic Protection, STIP3 Tank | #2 Diesel | 1990 |  |  |  | Fiberglass Reinforced Plastic
6675 | L & L FARMS | 991 33RD RD | WALTHILL | 68067 | THURSTON | BRIAN & JOE LOOFE | 991 S 33RD RD | WALTHILL | NE | 68067 | 4 | Currently in Use | 12000 | Composite | Federally Regulated | None | Fiberglass Reinforced Plastic Coated | #2 Diesel | 1998 |  |  |  | Fiberglass Reinforced Plastic
6675 | L & L FARMS | 991 33RD RD | WALTHILL | 68067 | THURSTON | BRIAN & JOE LOOFE | 991 S 33RD RD | WALTHILL | NE | 68067 | 5 | Currently in Use | 8000 | Composite | Federally Regulated | None | Fiberglass Reinforced Plastic Coated | Premium Unleaded | 1998 |  |  |  | Fiberglass Reinforced Plastic
6675 | L & L FARMS | 991 33RD RD | WALTHILL | 68067 | THURSTON | BRIAN & JOE LOOFE | 991 S 33RD RD | WALTHILL | NE | 68067 | 6 | Currently in Use | 12000 | Composite | Federally Regulated | None | Fiberglass Reinforced Plastic Coated | #2 Diesel | 1998 |  |  |  | Fiberglass Reinforced Plastic
4755 | RESURRECTED FARM LLC | 2936 M AVE PO BOX 272 | WALTHILL | 68067 | THURSTON | KENT M STANEK RESURRECTED FARM LLC | PO BOX 272 | WALTHILL | NE | 68067 | 3 | Currently in Use | 10000 | Composite | Federally Regulated | None | Fiberglass Reinforced Plastic Coated | #2 Diesel | 1998 |  |  |  | Fiberglass Reinforced Plastic
4755 | RESURRECTED FARM LLC | 2936 M AVE PO BOX 272 | WALTHILL | 68067 | THURSTON | KENT M STANEK RESURRECTED FARM LLC | PO BOX 272 | WALTHILL | NE | 68067 | 4 | Currently in Use | 6000 | Composite | Federally Regulated | None | Fiberglass Reinforced Plastic Coated | #1 Diesel | 1998 |  |  |  | Fiberglass Reinforced Plastic
3566 | KNUDSEN OIL & FEED CO | 15306 DORCHESTER ST | WASHINGTON | 68068 | WASHINGTON | KNUDSEN OIL & FEED CO | 15306 DORCHESTER ST | WASHINGTON | NE | 68068-4018 | 1 | Currently in Use | 1000 | Steel | Federally Regulated | None | Galvanic/Sacrificial Current Cathodic Protection, STIP3 Tank | Regular Unleaded | 1990 |  |  |  | Fiberglass Reinforced Plastic
3566 | KNUDSEN OIL & FEED CO | 15306 DORCHESTER ST | WASHINGTON | 68068 | WASHINGTON | KNUDSEN OIL & FEED CO | 15306 DORCHESTER ST | WASHINGTON | NE | 68068-4018 | 2 | Currently in Use | 1000 | Steel | Federally Regulated | None | Galvanic/Sacrificial Current Cathodic Protection, STIP3 Tank | Regular Unleaded | 1990 |  |  |  | Fiberglass Reinforced Plastic
3566 | KNUDSEN OIL & FEED CO | 15306 DORCHESTER ST | WASHINGTON | 68068 | WASHINGTON | KNUDSEN OIL & FEED CO | 15306 DORCHESTER ST | WASHINGTON | NE | 68068-4018 | 3 | Currently in Use | 2000 | Steel | Federally Regulated | None | Galvanic/Sacrificial Current Cathodic Protection, STIP3 Tank | #1 Diesel | 2002 |  |  |  | Fiberglass Reinforced Plastic
3566 | KNUDSEN OIL & FEED CO | 15306 DORCHESTER ST | WASHINGTON | 68068 | WASHINGTON | KNUDSEN OIL & FEED CO | 15306 DORCHESTER ST | WASHINGTON | NE | 68068-4018 | 4 | Currently in Use | 2000 | Steel | Federally Regulated | None | Galvanic/Sacrificial Current Cathodic Protection, STIP3 Tank | #1 Diesel | 2002 |  |  |  | Fiberglass Reinforced Plastic
4374 | STOUFFER FENCE | 302 3RD ST | WATERLOO | 68069 | DOUGLAS | STOUFFER FENCE | 7410 S 179TH STREET | OMAHA | NE | 68136 | 8 | Currently in Use | 8000 | Steel | Federally Regulated | None | Galvanic/Sacrificial Current Cathodic Protection, STIP3 Tank | Regular Unleaded | 1999 |  |  |  | Fiberglass Reinforced Plastic
4374 | STOUFFER FENCE | 302 3RD ST | WATERLOO | 68069 | DOUGLAS | STOUFFER FENCE | 7410 S 179TH STREET | OMAHA | NE | 68136 | 9 | Currently in Use | 5000 | Steel | Federally Regulated | None | Galvanic/Sacrificial Current Cathodic Protection, STIP3 Tank | #2 Diesel | 1999 |  |  |  | Fiberglass Reinforced Plastic
4374 | STOUFFER FENCE | 302 3RD ST | WATERLOO | 68069 | DOUGLAS | STOUFFER FENCE | 7410 S 179TH STREET | OMAHA | NE | 68136 | 10 | Currently in Use | 3000 | Steel | Federally Regulated | None | Galvanic/Sacrificial Current Cathodic Protection, STIP3 Tank | Regular Unleaded | 1999 |  |  |  | Fiberglass Reinforced Plastic
7070 | TRAVIS MERCHANTS OF VENICE CORP | 26404 W CENTER RD | WATERLOO | 68069 | DOUGLAS | TRAVIS HARLOW | PO BOX 204 | WATERLOO | NE | 68069 | 1 | Currently in Use | 6000 | Steel | Federally Regulated | None | Galvanic/Sacrificial Current Cathodic Protection, Painted(e.g., asphaltic), STIP3 Tank | Regular Unleaded | 1987 |  |  |  | Fiberglass Reinforced Plastic
7070 | TRAVIS MERCHANTS OF VENICE CORP | 26404 W CENTER RD | WATERLOO | 68069 | DOUGLAS | TRAVIS HARLOW | PO BOX 204 | WATERLOO | NE | 68069 | 2 | Currently in Use | 6000 | Steel | Federally Regulated | None | Galvanic/Sacrificial Current Cathodic Protection, Painted(e.g., asphaltic), STIP3 Tank | Regular Unleaded | 1987 |  |  |  | Fiberglass Reinforced Plastic
7070 | TRAVIS MERCHANTS OF VENICE CORP | 26404 W CENTER RD | WATERLOO | 68069 | DOUGLAS | TRAVIS HARLOW | PO BOX 204 | WATERLOO | NE | 68069 | 3 | Currently in Use | 8000 | Steel | Federally Regulated | None | Galvanic/Sacrificial Current Cathodic Protection, STIP3 Tank | #2 Diesel | 1994 |  |  |  | Fiberglass Reinforced Plastic
12142 | WESTSHORES MARINA | 24349 CHICAGO ST | WATERLOO | 68069 | DOUGLAS | TRAVIS' MERCHANT OF VENICE (LESSEE) | PO BOX 204 | WATERLOO | NE | 68069-0204 | 1 | Currently in Use | 10000 | Composite | Federally Regulated | None | Fiberglass Reinforced Plastic Coated | Regular Unleaded | 2003 |  |  | Double Walled | Plastic
6984 | CROSSROADS CBS GAS INC | 552 S TECUMSEH AVE | WAUNETA | 69045 | CHASE | CROSSROADS CBS GAS INC | 552 S TECUMSEH AVE | WAUNETA | NE | 69045 | 1 | Permanently Out of Use | 2000 | Steel | Federally Regulated | Unknown | Painted(e.g., asphaltic), TAR COATED | Regular Unleaded | 1951 | 4/1/1990 |  |  | Unknown
6984 | CROSSROADS CBS GAS INC | 552 S TECUMSEH AVE | WAUNETA | 69045 | CHASE | CROSSROADS CBS GAS INC | 552 S TECUMSEH AVE | WAUNETA | NE | 69045 | 2 | Permanently Out of Use | 2000 | Steel | Federally Regulated | Unknown | Unknown | Regular Unleaded | 1951 | 4/1/1990 |  |  | Unknown
6984 | CROSSROADS CBS GAS INC | 552 S TECUMSEH AVE | WAUNETA | 69045 | CHASE | CROSSROADS CBS GAS INC | 552 S TECUMSEH AVE | WAUNETA | NE | 69045 | 3 | Permanently Out of Use | 3000 | Steel | Federally Regulated | Unknown | Unknown | #2 Diesel | 1951 | 4/1/1990 |  |  | Unknown
6984 | CROSSROADS CBS GAS INC | 552 S TECUMSEH AVE | WAUNETA | 69045 | CHASE | CROSSROADS CBS GAS INC | 552 S TECUMSEH AVE | WAUNETA | NE | 69045 | 4 | Permanently Out of Use | 3000 | Steel | Federally Regulated | Unknown | Unknown | Regular Unleaded | 1951 | 4/1/1990 |  |  | Unknown
6984 | CROSSROADS CBS GAS INC | 552 S TECUMSEH AVE | WAUNETA | 69045 | CHASE | CROSSROADS CBS GAS INC | 552 S TECUMSEH AVE | WAUNETA | NE | 69045 | 5 | Permanently Out of Use | 2000 | Steel | Federally Regulated | Unknown | Unknown | #2 Diesel | 1951 | 4/1/1990 |  |  | Unknown
6984 | CROSSROADS CBS GAS INC | 552 S TECUMSEH AVE | WAUNETA | 69045 | CHASE | CROSSROADS CBS GAS INC | 552 S TECUMSEH AVE | WAUNETA | NE | 69045 | 6 | Permanently Out of Use | 2000 | Steel | Federally Regulated | Unknown | Unknown | #2 Diesel | 1951 |  |  |  | Unknown
1032 | WAUNETA COOP OIL CO | 219 N ARAPAHOE | WAUNETA | 69045 | CHASE | WAUNETA COOP OIL CO | PO BOX 338 | WAUNETA | NE | 69045 | 9 | Currently in Use | 10000 | Steel | Federally Regulated | None | Galvanic/Sacrificial Current Cathodic Protection, STIP3 Tank | Regular Unleaded | 1996 |  |  |  | Fiberglass Reinforced Plastic
1032 | WAUNETA COOP OIL CO | 219 N ARAPAHOE | WAUNETA | 69045 | CHASE | WAUNETA COOP OIL CO | PO BOX 338 | WAUNETA | NE | 69045 | 10 | Currently in Use | 10000 | Steel | Federally Regulated | None | Galvanic/Sacrificial Current Cathodic Protection | E-10 | 1996 |  |  |  | Fiberglass Reinforced Plastic
1032 | WAUNETA COOP OIL CO | 219 N ARAPAHOE | WAUNETA | 69045 | CHASE | WAUNETA COOP OIL CO | PO BOX 338 | WAUNETA | NE | 69045 | 11 | Currently in Use | 4000 | Steel | Federally Regulated | None | Galvanic/Sacrificial Current Cathodic Protection | #2 Diesel | 1996 |  |  |  | Fiberglass Reinforced Plastic
1032 | WAUNETA COOP OIL CO | 219 N ARAPAHOE | WAUNETA | 69045 | CHASE | WAUNETA COOP OIL CO | PO BOX 338 | WAUNETA | NE | 69045 | 12 | Currently in Use | 1750 | Steel | Federally Regulated | None | Galvanic/Sacrificial Current Cathodic Protection | #2 Diesel, Other->DYED DIESEL | 1999 |  |  |  | Fiberglass Reinforced Plastic
8123 | WAUNETA CROSSROADS | 481 S TECUMSEH AVE | WAUNETA | 69045 | CHASE | WAUNETA CROSSROADS LLC | PO BOX 68 | WAUNETA | NE | 69045 | 1 | Currently in Use | 10000 | Steel | Federally Regulated | None | Galvanic/Sacrificial Current Cathodic Protection, STIP3 Tank | #2 Diesel | 1990 |  |  |  | Fiberglass Reinforced Plastic
8123 | WAUNETA CROSSROADS | 481 S TECUMSEH AVE | WAUNETA | 69045 | CHASE | WAUNETA CROSSROADS LLC | PO BOX 68 | WAUNETA | NE | 69045 | 2 | Currently in Use | 10000 | Steel | Federally Regulated | None | Galvanic/Sacrificial Current Cathodic Protection, STIP3 Tank | #2 Diesel | 1990 |  |  |  | Fiberglass Reinforced Plastic
8123 | WAUNETA CROSSROADS | 481 S TECUMSEH AVE | WAUNETA | 69045 | CHASE | WAUNETA CROSSROADS LLC | PO BOX 68 | WAUNETA | NE | 69045 | 3 | Currently in Use | 10000 | Steel | Federally Regulated | None | Galvanic/Sacrificial Current Cathodic Protection, STIP3 Tank | #2 Diesel | 1990 |  |  |  | Fiberglass Reinforced Plastic
4248 | BIG RED MINI MART | 407 E BROADWAY | WAUSA | 68786 | KNOX | 121 LLC | 86350 HWY 121 | OSMOND | NE | 68765 | 1 | Currently in Use | 6000 | Steel | Federally Regulated | Unknown | Impressed Current Cathodic Protection | Regular Unleaded | 1985
4248 | BIG RED MINI MART | 407 E BROADWAY | WAUSA | 68786 | KNOX | 121 LLC | 86350 HWY 121 | OSMOND | NE | 68765 | 2 | Currently in Use | 6000 | Steel | Federally Regulated | Unknown | Impressed Current Cathodic Protection | Regular Unleaded | 1985
4248 | BIG RED MINI MART | 407 E BROADWAY | WAUSA | 68786 | KNOX | 121 LLC | 86350 HWY 121 | OSMOND | NE | 68765 | 3 | Currently in Use | 4000 | Steel | Federally Regulated | None | Impressed Current Cathodic Protection, STIP3 Tank | #2 Diesel | 1987
6372 | CHS INC | 800 E BROADWAY | WAUSA | 68786 | KNOX | CHS INC | PO BOX D | WAUSA | NE | 68786-0315 | 7 | Currently in Use | 6000 | Steel | Federally Regulated | None | Impressed Current Cathodic Protection, STIP3 Tank | #2 Diesel | 1985 |  |  |  | Fiberglass Reinforced Plastic
6372 | CHS INC | 800 E BROADWAY | WAUSA | 68786 | KNOX | CHS INC | PO BOX D | WAUSA | NE | 68786-0315 | 8 | Currently in Use | 4000 | Steel | Federally Regulated | None | Impressed Current Cathodic Protection, STIP3 Tank | #2 Diesel | 1985 |  |  |  | Fiberglass Reinforced Plastic
6372 | CHS INC | 800 E BROADWAY | WAUSA | 68786 | KNOX | CHS INC | PO BOX D | WAUSA | NE | 68786-0315 | 9 | Currently in Use | 6000 | Steel | Federally Regulated | None | Impressed Current Cathodic Protection, STIP3 Tank | Premium Unleaded | 1985 |  |  |  | Fiberglass Reinforced Plastic
12023 | CASEYS GENERAL STORE #2714 | 13941 HWY 6 | WAVERLY | 68462 | LANCASTER | CASEYS RETAIL CO | PO BOX 3001 | ANKENY | IA | 50021-8045 | 1 | Currently in Use | 8000 | Fiberglass Reinforced Plastic | Federally Regulated | None | None | Regular Unleaded | 1989 |  |  |  | Double walled, Plastic
12023 | CASEYS GENERAL STORE #2714 | 13941 HWY 6 | WAVERLY | 68462 | LANCASTER | CASEYS RETAIL CO | PO BOX 3001 | ANKENY | IA | 50021-8045 | 2 | Currently in Use | 8000 | Fiberglass Reinforced Plastic | Federally Regulated | None | None | E-10 | 1989 |  |  |  | Double walled, Plastic
12340 | CUBBYs WAVERLY | 13821 GUILDFORD STE B | WAVERLY | 68462 | LANCASTER | CUBBYs INC | 9229 MORMON BRIDGE PLZ STE 6 | OMAHA | NE | 68152-1942 | 1 | Currently in Use | 4000 | Jacketed | Federally Regulated | None | Fiberglass Reinforced Plastic Coated | Regular Unleaded | 2006 |  |  | Double Walled | Plastic
12340 | CUBBYs WAVERLY | 13821 GUILDFORD STE B | WAVERLY | 68462 | LANCASTER | CUBBYs INC | 9229 MORMON BRIDGE PLZ STE 6 | OMAHA | NE | 68152-1942 | 2 | Currently in Use | 4000 | Jacketed | Federally Regulated | None | Fiberglass Reinforced Plastic Coated | #2 Diesel | 2006 |  |  | Double Walled | Plastic
12340 | CUBBYs WAVERLY | 13821 GUILDFORD STE B | WAVERLY | 68462 | LANCASTER | CUBBYs INC | 9229 MORMON BRIDGE PLZ STE 6 | OMAHA | NE | 68152-1942 | 3 | Currently in Use | 10000 | Jacketed | Federally Regulated | None | Fiberglass Reinforced Plastic Coated | Regular Unleaded | 2006 |  |  | Double Walled | Plastic
12340 | CUBBYs WAVERLY | 13821 GUILDFORD STE B | WAVERLY | 68462 | LANCASTER | CUBBYs INC | 9229 MORMON BRIDGE PLZ STE 6 | OMAHA | NE | 68152-1942 | 4 | Currently in Use | 10000 | Jacketed | Federally Regulated | None | Fiberglass Reinforced Plastic Coated | E-10 | 2006 |  |  | Double Walled | Plastic
70 | MAMMOTH STATION | 14341 HIGHWAY 6 | WAVERLY | 68462-1100 | LANCASTER | MAMMOTH STATION LLC | 14341 HIGHWAY 6 | WAVERLY | NE | 68462 | 9 | Currently in Use | 10000 | Fiberglass Reinforced Plastic | Federally Regulated | None | None | #2 Diesel, Other->CLEAR DIESEL | 1995 |  |  |  | Fiberglass Reinforced Plastic
70 | MAMMOTH STATION | 14341 HIGHWAY 6 | WAVERLY | 68462-1100 | LANCASTER | MAMMOTH STATION LLC | 14341 HIGHWAY 6 | WAVERLY | NE | 68462 | 10 | Currently in Use | 8000 | Fiberglass Reinforced Plastic | Federally Regulated | None | None | Regular Unleaded | 1995 |  |  |  | Fiberglass Reinforced Plastic
70 | MAMMOTH STATION | 14341 HIGHWAY 6 | WAVERLY | 68462-1100 | LANCASTER | MAMMOTH STATION LLC | 14341 HIGHWAY 6 | WAVERLY | NE | 68462 | 11 | Currently in Use | 8000 | Fiberglass Reinforced Plastic | Federally Regulated | None | None | E-10 | 1995 |  |  |  | Fiberglass Reinforced Plastic
70 | MAMMOTH STATION | 14341 HIGHWAY 6 | WAVERLY | 68462-1100 | LANCASTER | MAMMOTH STATION LLC | 14341 HIGHWAY 6 | WAVERLY | NE | 68462 | 12 | Currently in Use | 8000 | Fiberglass Reinforced Plastic | Federally Regulated | None | None | Premium Unleaded | 1995 |  |  |  | Fiberglass Reinforced Plastic
70 | MAMMOTH STATION | 14341 HIGHWAY 6 | WAVERLY | 68462-1100 | LANCASTER | MAMMOTH STATION LLC | 14341 HIGHWAY 6 | WAVERLY | NE | 68462 | 13 | Currently in Use | 8000 | Fiberglass Reinforced Plastic | Federally Regulated | None | None | #2 Diesel, Other->DYED DIESEL | 1995 |  |  |  | Fiberglass Reinforced Plastic
999 | WAVERLY SCHOOLS TRANSPORTATION DEPT | 10211 DEERPARK RD | WAVERLY | 68462 | LANCASTER | WAVERLY SCHOOLS | PO BOX 426 14511 HEYWOOD ST | WAVERLY | NE | 68462 | 4 | Currently in Use | 8000 | Composite | Federally Regulated | None | Fiberglass Reinforced Plastic Coated | #2 Diesel | 1997 |  |  |  | Fiberglass Reinforced Plastic
999 | WAVERLY SCHOOLS TRANSPORTATION DEPT | 10211 DEERPARK RD | WAVERLY | 68462 | LANCASTER | WAVERLY SCHOOLS | PO BOX 426 14511 HEYWOOD ST | WAVERLY | NE | 68462 | 5 | Currently in Use | 6000 | Composite | Federally Regulated | None | Fiberglass Reinforced Plastic Coated | Regular Unleaded | 1997 |  |  |  | Fiberglass Reinforced Plastic
999 | WAVERLY SCHOOLS TRANSPORTATION DEPT | 10211 DEERPARK RD | WAVERLY | 68462 | LANCASTER | WAVERLY SCHOOLS | PO BOX 426 14511 HEYWOOD ST | WAVERLY | NE | 68462 | 6 | Currently in Use | 560 | Composite | Federally Regulated | None | Fiberglass Reinforced Plastic Coated | Used Oil | 1997 |  |  |  | Fiberglass Reinforced Plastic
4810 | CASEYS GENERAL STORE #2738 | 407 E 7TH ST | WAYNE | 68787 | WAYNE | CASEYS RETAIL CO | PO BOX 3001 | ANKENY | IA | 50021-8045 | 1 | Currently in Use | 8000 | Steel | Federally Regulated | None | Galvanic/Sacrificial Current Cathodic Protection, STIP3 Tank | Regular Unleaded | 1990 |  |  |  | Plastic
4810 | CASEYS GENERAL STORE #2738 | 407 E 7TH ST | WAYNE | 68787 | WAYNE | CASEYS RETAIL CO | PO BOX 3001 | ANKENY | IA | 50021-8045 | 2 | Currently in Use | 8000 | Steel | Federally Regulated | None | None | E-10 | 1990 |  |  |  | Plastic
3310 | FREDRICKSON OIL CO | N HWY 15 | WAYNE | 68787 | WAYNE | FREDRICKSON OIL CO | 3110 N HIGHWAY 15 | WAYNE | NE | 68787 | 1 | Currently in Use | 4000 | Steel | Federally Regulated | None | Impressed Current Cathodic Protection | Regular Unleaded | 1982 |  |  |  | Steel
3310 | FREDRICKSON OIL CO | N HWY 15 | WAYNE | 68787 | WAYNE | FREDRICKSON OIL CO | 3110 N HIGHWAY 15 | WAYNE | NE | 68787 | 2 | Currently in Use | 4000 | Steel | Federally Regulated | None | Impressed Current Cathodic Protection | Regular Unleaded | 1982 |  |  |  | Steel
3310 | FREDRICKSON OIL CO | N HWY 15 | WAYNE | 68787 | WAYNE | FREDRICKSON OIL CO | 3110 N HIGHWAY 15 | WAYNE | NE | 68787 | 3 | Currently in Use | 4000 | Steel | Federally Regulated | None | Impressed Current Cathodic Protection | Regular Unleaded | 1982 |  |  |  | Steel
3310 | FREDRICKSON OIL CO | N HWY 15 | WAYNE | 68787 | WAYNE | FREDRICKSON OIL CO | 3110 N HIGHWAY 15 | WAYNE | NE | 68787 | 4 | Currently in Use | 1000 | Steel | Federally Regulated | None | Galvanic/Sacrificial Current Cathodic Protection, STIP3 Tank | #2 Diesel | 1992 |  |  |  | Fiberglass Reinforced Plastic
3310 | FREDRICKSON OIL CO | N HWY 15 | WAYNE | 68787 | WAYNE | FREDRICKSON OIL CO | 3110 N HIGHWAY 15 | WAYNE | NE | 68787 | 5 | Currently in Use | 1000 | Steel | Federally Regulated | None | Galvanic/Sacrificial Current Cathodic Protection, STIP3 Tank | #2 Diesel | 1992 |  |  |  | Fiberglass Reinforced Plastic
6765 | JB MART INC | 603 MAIN ST | WAYNE | 68787 | WAYNE | DLMT PROPERTIES LLC | 1716 N LINCOLN ST | WEST POINT | NE | 68788 | 1 | Currently in Use | 20000 | Steel | Federally Regulated | Internal Lining(e.g., epoxy resins) | Impressed Current Cathodic Protection, Painted(e.g., asphaltic) | E-10 | 1974 |  |  |  | Plastic
6765 | JB MART INC | 603 MAIN ST | WAYNE | 68787 | WAYNE | DLMT PROPERTIES LLC | 1716 N LINCOLN ST | WEST POINT | NE | 68788 | 2 | Currently in Use | 10000 | Steel | Federally Regulated | Internal Lining(e.g., epoxy resins) | Impressed Current Cathodic Protection, Painted(e.g., asphaltic) | Premium Unleaded | 1974 |  |  |  | Plastic
6765 | JB MART INC | 603 MAIN ST | WAYNE | 68787 | WAYNE | DLMT PROPERTIES LLC | 1716 N LINCOLN ST | WEST POINT | NE | 68788 | 3 | Currently in Use | 10000 | Steel | Federally Regulated | Internal Lining(e.g., epoxy resins) | Impressed Current Cathodic Protection, Painted(e.g., asphaltic) | #2 Diesel | 1974 |  |  |  | Plastic
3593 | LESEBERG MASONRY & CONSTRUCTION | 511 CENTENNIAL RD | WAYNE | 68787 | WAYNE | KORY LESEBERG | 420 W 8TH ST | WAYNE | NE | 68787-1312 | 3 | Temporarily Out of Use | 1000 | Jacketed | Federally Regulated | None | Plastic Jacket | Regular Unleaded | 1999 |  |  | Double Walled | Fiberglass Reinforced Plastic
1379 | LUTT OIL AND SERVICE CO | 310 S MAIN ST | WAYNE | 68787 | WAYNE | LUTT OIL AND SERVICE CO | 310 S MAIN ST | WAYNE | NE | 68787 | 3 | Currently in Use | 8000 | Steel | Federally Regulated | None | Galvanic/Sacrificial Current Cathodic Protection, STIP3 Tank | Regular Unleaded | 1990 |  |  |  | Fiberglass Reinforced Plastic
1379 | LUTT OIL AND SERVICE CO | 310 S MAIN ST | WAYNE | 68787 | WAYNE | LUTT OIL AND SERVICE CO | 310 S MAIN ST | WAYNE | NE | 68787 | 4 | Currently in Use | 8000 | Steel | Federally Regulated | None | Galvanic/Sacrificial Current Cathodic Protection, STIP3 Tank | Regular Unleaded | 1990 |  |  |  | Fiberglass Reinforced Plastic
1379 | LUTT OIL AND SERVICE CO | 310 S MAIN ST | WAYNE | 68787 | WAYNE | LUTT OIL AND SERVICE CO | 310 S MAIN ST | WAYNE | NE | 68787 | 5 | Currently in Use | 8000 | Steel | Federally Regulated | None | Galvanic/Sacrificial Current Cathodic Protection, STIP3 Tank | Regular Unleaded | 1990 |  |  |  | Fiberglass Reinforced Plastic
1379 | LUTT OIL AND SERVICE CO | 310 S MAIN ST | WAYNE | 68787 | WAYNE | LUTT OIL AND SERVICE CO | 310 S MAIN ST | WAYNE | NE | 68787 | 6 | Currently in Use | 3000 | Steel | Federally Regulated | None | Galvanic/Sacrificial Current Cathodic Protection, STIP3 Tank | #2 Diesel | 1990 |  |  |  | Fiberglass Reinforced Plastic
1379 | LUTT OIL AND SERVICE CO | 310 S MAIN ST | WAYNE | 68787 | WAYNE | LUTT OIL AND SERVICE CO | 310 S MAIN ST | WAYNE | NE | 68787 | 7 | Currently in Use | 3000 | Steel | Federally Regulated | None | Galvanic/Sacrificial Current Cathodic Protection, STIP3 Tank | #2 Diesel | 1990 |  |  |  | Fiberglass Reinforced Plastic
7095 | SHORT STOP | 1034 N MAIN ST | WAYNE | 68787 | WAYNE | DSF WAYNE SHORT STOP LLC | 1308 DOUGLAS ST | WAYNE | NE | 68787 | 1 | Currently in Use | 6000 | Steel | Federally Regulated | None | Galvanic/Sacrificial Current Cathodic Protection, Painted(e.g., asphaltic), STIP3 Tank | Regular Unleaded | 1990 |  |  |  | Fiberglass Reinforced Plastic
7095 | SHORT STOP | 1034 N MAIN ST | WAYNE | 68787 | WAYNE | DSF WAYNE SHORT STOP LLC | 1308 DOUGLAS ST | WAYNE | NE | 68787 | 2 | Currently in Use | 6000 | Steel | Federally Regulated | None | Galvanic/Sacrificial Current Cathodic Protection, Painted(e.g., asphaltic) | E-10 | 1990 |  |  |  | Fiberglass Reinforced Plastic
3432 | WAYNE AIRPORT | E HWY 35 | WAYNE | 68787 | WAYNE | WAYNE AIRPORT AUTHORITY | PO BOX 8 | WAYNE | NE | 68787 | 2 | Currently in Use | 6000 | Composite | Federally Regulated | None | Fiberglass Reinforced Plastic Coated | Regular Unleaded | 1998 |  |  |  | Fiberglass Reinforced Plastic
11652 | WAYNE EAST | 1330 E 7TH | WAYNE | 68787 | WAYNE | WISNER WEST PRODUCTS INC | PO BOX 739 | WISNER | NE | 68791-0739 | 1 | Currently in Use | 10000 | Fiberglass Reinforced Plastic | Federally Regulated | None | None | Regular Unleaded | 1998 |  |  |  | Fiberglass Reinforced Plastic
11652 | WAYNE EAST | 1330 E 7TH | WAYNE | 68787 | WAYNE | WISNER WEST PRODUCTS INC | PO BOX 739 | WISNER | NE | 68791-0739 | 2 | Currently in Use | 8000 | Fiberglass Reinforced Plastic | Federally Regulated | None | None | Regular Unleaded | 1998 |  |  |  | Fiberglass Reinforced Plastic
11652 | WAYNE EAST | 1330 E 7TH | WAYNE | 68787 | WAYNE | WISNER WEST PRODUCTS INC | PO BOX 739 | WISNER | NE | 68791-0739 | 3 | Currently in Use | 6000 | Fiberglass Reinforced Plastic | Federally Regulated | None | None | Regular Unleaded | 1998 |  |  |  | Fiberglass Reinforced Plastic
11652 | WAYNE EAST | 1330 E 7TH | WAYNE | 68787 | WAYNE | WISNER WEST PRODUCTS INC | PO BOX 739 | WISNER | NE | 68791-0739 | 4 | Currently in Use | 12000 | Fiberglass Reinforced Plastic | Federally Regulated | None | None | #2 Diesel | 1998 |  |  |  | Fiberglass Reinforced Plastic
11652 | WAYNE EAST | 1330 E 7TH | WAYNE | 68787 | WAYNE | WISNER WEST PRODUCTS INC | PO BOX 739 | WISNER | NE | 68791-0739 | 5 | Currently in Use | 8000 | Fiberglass Reinforced Plastic | Federally Regulated | None | None | #2 Diesel | 1998 |  |  |  | Fiberglass Reinforced Plastic
11652 | WAYNE EAST | 1330 E 7TH | WAYNE | 68787 | WAYNE | WISNER WEST PRODUCTS INC | PO BOX 739 | WISNER | NE | 68791-0739 | 6 | Currently in Use | 6000 | Fiberglass Reinforced Plastic | Federally Regulated | None | None | #2 Diesel | 1998 |  |  |  | Fiberglass Reinforced Plastic
1586 | WAYNE REFUSE SERVICE | 325 S NEBRASKA ST | WAYNE | 68787 | WAYNE | WAYNE REFUSE SVC | 325 S NEBRASKA ST | WAYNE | NE | 68787 | 1 | Permanently Out of Use | 1000 | Steel | Federally Regulated | None | Painted(e.g., asphaltic) | Regular Unleaded | 1971 | 7/1/1987 |  |  | Steel
3662 | WAYNE STATE COLLEGE | 200 E 14TH ST | WAYNE | 68787 | WAYNE | BOARD OF TRUSTEES WAYNE STATE COLLEGE | 1111 MAIN ST | WAYNE | NE | 68787 | 1 | Currently in Use | 10000 | Steel | Heating Oil | None | Impressed Current Cathodic Protection | Heating Oil 2 | 1968
3662 | WAYNE STATE COLLEGE | 200 E 14TH ST | WAYNE | 68787 | WAYNE | BOARD OF TRUSTEES WAYNE STATE COLLEGE | 1111 MAIN ST | WAYNE | NE | 68787 | 2 | Currently in Use | 30000 | Steel | Heating Oil | None | Impressed Current Cathodic Protection | Heating Oil 2 | 1970
1904 | WAYNE STATE COLLEGE | 1111 MAIN ST | WAYNE | 68787 | WAYNE | WAYNE STATE COLLEGE | 1111 MAIN ST | WAYNE | NE | 68787 | 2 | Currently in Use | 1000 | Jacketed | Federally Regulated | None | Plastic Jacket | Regular Unleaded | 1997 |  |  | Double Walled | Fiberglass Reinforced Plastic
3849 | DOKS ENGINE SHOP | COMMERCIAL & ELDORA AVE | WEEPING WATER | 68463 | CASS | PENNSYLVANIA CONSUMERS OIL CO | 6910 PACIFIC ST STE 300 | OMAHA | NE | 68106 | 1 | Permanently Out of Use | 500 | Steel | Federally Regulated | Unknown | Painted(e.g., asphaltic) | Empty, Regular Unleaded | 1966 |  |  |  | Steel
3849 | DOKS ENGINE SHOP | COMMERCIAL & ELDORA AVE | WEEPING WATER | 68463 | CASS | PENNSYLVANIA CONSUMERS OIL CO | 6910 PACIFIC ST STE 300 | OMAHA | NE | 68106 | 2 | Permanently Out of Use | 1000 | Steel | Federally Regulated | Unknown | Painted(e.g., asphaltic) | Empty, Regular Unleaded | 1966 |  |  |  | Steel
3849 | DOKS ENGINE SHOP | COMMERCIAL & ELDORA AVE | WEEPING WATER | 68463 | CASS | PENNSYLVANIA CONSUMERS OIL CO | 6910 PACIFIC ST STE 300 | OMAHA | NE | 68106 | 3 | Permanently Out of Use | 3000 | Steel | Federally Regulated | Unknown | Painted(e.g., asphaltic) | Empty, Regular Unleaded | 1966 |  |  |  | Steel
3849 | DOKS ENGINE SHOP | COMMERCIAL & ELDORA AVE | WEEPING WATER | 68463 | CASS | PENNSYLVANIA CONSUMERS OIL CO | 6910 PACIFIC ST STE 300 | OMAHA | NE | 68106 | 4 | Permanently Out of Use | 1000 | Steel | Federally Regulated | Unknown | Painted(e.g., asphaltic) | #2 Diesel, Empty | 1966 |  |  |  | Steel
3849 | DOKS ENGINE SHOP | COMMERCIAL & ELDORA AVE | WEEPING WATER | 68463 | CASS | PENNSYLVANIA CONSUMERS OIL CO | 6910 PACIFIC ST STE 300 | OMAHA | NE | 68106 | 5 | Permanently Out of Use | 12000 | Steel | Federally Regulated | Unknown | Painted(e.g., asphaltic) | Empty, Regular Unleaded | 1966 |  |  |  | Steel
3849 | DOKS ENGINE SHOP | COMMERCIAL & ELDORA AVE | WEEPING WATER | 68463 | CASS | PENNSYLVANIA CONSUMERS OIL CO | 6910 PACIFIC ST STE 300 | OMAHA | NE | 68106 | 6 | Permanently Out of Use | 12000 | Steel | Federally Regulated | Unknown | Painted(e.g., asphaltic) | Empty, Regular Unleaded | 1966 |  |  |  | Steel
3849 | DOKS ENGINE SHOP | COMMERCIAL & ELDORA AVE | WEEPING WATER | 68463 | CASS | PENNSYLVANIA CONSUMERS OIL CO | 6910 PACIFIC ST STE 300 | OMAHA | NE | 68106 | 7 | Permanently Out of Use | 1000 | Steel | Federally Regulated | Unknown | Painted(e.g., asphaltic) | Empty, Regular Unleaded | 1966 |  |  |  | Steel
11376 | HILLTOP FILL STOP | 7603 HIGHWAY 50 | WEEPING WATER | 68463 | CASS | M & N INVESTMENT LLC | 7603 HIGHWAY 50 | WEEPING WATER | NE | 68463 | 1 | Temporarily Out of Use | 10000 | Steel | Federally Regulated | None | Impressed Current Cathodic Protection, STIP3 Tank | Regular Unleaded | 1995 | 4/1/2019 |  |  | Fiberglass Reinforced Plastic
11376 | HILLTOP FILL STOP | 7603 HIGHWAY 50 | WEEPING WATER | 68463 | CASS | M & N INVESTMENT LLC | 7603 HIGHWAY 50 | WEEPING WATER | NE | 68463 | 2 | Currently in Use | 10000 | Steel | Federally Regulated | None | Impressed Current Cathodic Protection, STIP3 Tank | Regular Unleaded | 1995 |  |  |  | Fiberglass Reinforced Plastic
11376 | HILLTOP FILL STOP | 7603 HIGHWAY 50 | WEEPING WATER | 68463 | CASS | M & N INVESTMENT LLC | 7603 HIGHWAY 50 | WEEPING WATER | NE | 68463 | 3 | Currently in Use | 10000 | Steel | Federally Regulated | None | Impressed Current Cathodic Protection, STIP3 Tank | #2 Diesel | 1995 |  |  |  | Fiberglass Reinforced Plastic
11376 | HILLTOP FILL STOP | 7603 HIGHWAY 50 | WEEPING WATER | 68463 | CASS | M & N INVESTMENT LLC | 7603 HIGHWAY 50 | WEEPING WATER | NE | 68463 | 4 | Currently in Use | 12000 | Steel | Federally Regulated | None | Impressed Current Cathodic Protection, STIP3 Tank | #2 Diesel | 1995 |  |  |  | Fiberglass Reinforced Plastic
2919 | STOP N SHOP | 300 W ELDORA AVE | WEEPING WATER | 68463 | CASS | STOP N SHOP INC | PO BOX 5546 | LINCOLN | NE | 68505 | 1 | Currently in Use | 1000 | Steel | Federally Regulated | None | Galvanic/Sacrificial Current Cathodic Protection, Painted(e.g., asphaltic) | Regular Unleaded | 1987 |  |  |  | Fiberglass Reinforced Plastic
2919 | STOP N SHOP | 300 W ELDORA AVE | WEEPING WATER | 68463 | CASS | STOP N SHOP INC | PO BOX 5546 | LINCOLN | NE | 68505 | 2 | Currently in Use | 2000 | Steel | Federally Regulated | None | Galvanic/Sacrificial Current Cathodic Protection, Painted(e.g., asphaltic) | #2 Diesel | 1987 |  |  |  | Fiberglass Reinforced Plastic
2919 | STOP N SHOP | 300 W ELDORA AVE | WEEPING WATER | 68463 | CASS | STOP N SHOP INC | PO BOX 5546 | LINCOLN | NE | 68505 | 6 | Currently in Use | 6000 | Composite | Federally Regulated | None | Fiberglass Reinforced Plastic Coated | Regular Unleaded | 2002 |  |  |  | Fiberglass Reinforced Plastic
2919 | STOP N SHOP | 300 W ELDORA AVE | WEEPING WATER | 68463 | CASS | STOP N SHOP INC | PO BOX 5546 | LINCOLN | NE | 68505 | 7 | Currently in Use | 10000 | Composite | Federally Regulated | None | Fiberglass Reinforced Plastic Coated | E-10 | 2002 |  |  |  | Fiberglass Reinforced Plastic
7207 | WEEPING WATER EXPRESS LANE | 103 S EAST ST | WEEPING WATER | 68463 | CASS | ERAA INVESTMENT INC | 103 S EAST ST | WEEPING WATER | NE | 68463 | 1 | Currently in Use | 10000 | Steel | Federally Regulated | None | Galvanic/Sacrificial Current Cathodic Protection | E-10 | 1987 |  |  |  | Fiberglass Reinforced Plastic
7207 | WEEPING WATER EXPRESS LANE | 103 S EAST ST | WEEPING WATER | 68463 | CASS | ERAA INVESTMENT INC | 103 S EAST ST | WEEPING WATER | NE | 68463 | 2 | Currently in Use | 5200 | Steel | Federally Regulated | None | Galvanic/Sacrificial Current Cathodic Protection | Regular Unleaded | 1987 |  |  |  | Fiberglass Reinforced Plastic
7207 | WEEPING WATER EXPRESS LANE | 103 S EAST ST | WEEPING WATER | 68463 | CASS | ERAA INVESTMENT INC | 103 S EAST ST | WEEPING WATER | NE | 68463 | 3 | Currently in Use | 4000 | Steel | Federally Regulated | None | Galvanic/Sacrificial Current Cathodic Protection | #2 Diesel | 1987 |  |  |  | Fiberglass Reinforced Plastic
12070 | WESTOVER ROCK & SAND INC | 7800 HWY 50 | WEEPING WATER | 68463 | CASS | WESTOVER ROCK AND SAND INC | PO BOX 406 | WEEPING WATER | NE | 68463-0406 | 1 | Currently in Use | 12000 | Jacketed | Federally Regulated | None | Poly Jacket | #1 Diesel | 2002 |  |  | Double Walled | Fiberglass Reinforced Plastic
6484 | CASEYS GENERAL STORE #1181 | 339 S LINCOLN ST | WEST POINT | 68788-0611 | CUMING | CASEYS RETAIL CO | PO BOX 3001 | ANKENY | IA | 50021-8045 | 6 | Currently in Use | 22000 | Fiberglass Reinforced Plastic | Federally Regulated |  |  | Regular Unleaded | 2017 |  |  | Double Walled | Fiberglass Reinforced Plastic
6484 | CASEYS GENERAL STORE #1181 | 339 S LINCOLN ST | WEST POINT | 68788-0611 | CUMING | CASEYS RETAIL CO | PO BOX 3001 | ANKENY | IA | 50021-8045 | 7 | Currently in Use | 8000 | Fiberglass Reinforced Plastic | Federally Regulated |  |  | Premium Unleaded | 2017 |  |  | Double Walled | Fiberglass Reinforced Plastic
6484 | CASEYS GENERAL STORE #1181 | 339 S LINCOLN ST | WEST POINT | 68788-0611 | CUMING | CASEYS RETAIL CO | PO BOX 3001 | ANKENY | IA | 50021-8045 | 8 | Currently in Use | 14000 | Fiberglass Reinforced Plastic | Federally Regulated |  |  | #1 Diesel | 2017 |  |  | Double Walled | Fiberglass Reinforced Plastic
6484 | CASEYS GENERAL STORE #1181 | 339 S LINCOLN ST | WEST POINT | 68788-0611 | CUMING | CASEYS RETAIL CO | PO BOX 3001 | ANKENY | IA | 50021-8045 | 9 | Currently in Use | 8000 | Fiberglass Reinforced Plastic | Federally Regulated |  |  | Regular Unleaded | 2017 |  |  | Double Walled | Fiberglass Reinforced Plastic
6484 | CASEYS GENERAL STORE #1181 | 339 S LINCOLN ST | WEST POINT | 68788-0611 | CUMING | CASEYS RETAIL CO | PO BOX 3001 | ANKENY | IA | 50021-8045 | 10 | Currently in Use | 8000 | Fiberglass Reinforced Plastic | Federally Regulated |  |  | Premium Unleaded | 2017 |  |  | Double Walled | Fiberglass Reinforced Plastic
4116 | CENTRAL VALLEY AG COOP | 445 S MAIN ST | WEST POINT | 68788 | CUMING | CENTRAL VALLEY AG COOP | PO BOX 429 | YORK | NE | 68467 | 1 | Currently in Use | 10000 | Steel | Federally Regulated | None | Galvanic/Sacrificial Current Cathodic Protection, STIP3 Tank | Regular Unleaded | 1986
4116 | CENTRAL VALLEY AG COOP | 445 S MAIN ST | WEST POINT | 68788 | CUMING | CENTRAL VALLEY AG COOP | PO BOX 429 | YORK | NE | 68467 | 2 | Currently in Use | 10000 | Steel | Federally Regulated | None | Galvanic/Sacrificial Current Cathodic Protection, STIP3 Tank | Regular Unleaded | 1986
4116 | CENTRAL VALLEY AG COOP | 445 S MAIN ST | WEST POINT | 68788 | CUMING | CENTRAL VALLEY AG COOP | PO BOX 429 | YORK | NE | 68467 | 3 | Currently in Use | 10000 | Steel | Federally Regulated | None | Galvanic/Sacrificial Current Cathodic Protection, STIP3 Tank | #2 Diesel | 1986
5753 | PETROMART | 226 S LINCOLN | WEST POINT | 68788 | CUMING | NEBRASKA IOWA SUPPLY CO INC | PO BOX 368 | BLAIR | NE | 68008 | 1 | Currently in Use | 8200 | Steel | Federally Regulated | None | Galvanic/Sacrificial Current Cathodic Protection | Premium Unleaded | 1988
5753 | PETROMART | 226 S LINCOLN | WEST POINT | 68788 | CUMING | NEBRASKA IOWA SUPPLY CO INC | PO BOX 368 | BLAIR | NE | 68008 | 2 | Currently in Use | 10000 | Steel | Federally Regulated | None | Galvanic/Sacrificial Current Cathodic Protection | Regular Unleaded | 1988
5753 | PETROMART | 226 S LINCOLN | WEST POINT | 68788 | CUMING | NEBRASKA IOWA SUPPLY CO INC | PO BOX 368 | BLAIR | NE | 68008 | 3 | Currently in Use | 10000 | Steel | Federally Regulated | None | Galvanic/Sacrificial Current Cathodic Protection | E-10 | 1988
87 | SAPP BROS PETROLEUM INC | 660 S MAIN ST | WEST POINT | 68788 | CUMING | SAPP BROS PETROLEUM INC | 660 S MAIN ST | WEST POINT | NE | 68788-2294 | 1 | Currently in Use | 12000 | Steel | Federally Regulated | None | Impressed Current Cathodic Protection | #2 Diesel | 1982 |  |  |  | Steel
87 | SAPP BROS PETROLEUM INC | 660 S MAIN ST | WEST POINT | 68788 | CUMING | SAPP BROS PETROLEUM INC | 660 S MAIN ST | WEST POINT | NE | 68788-2294 | 2 | Currently in Use | 12000 | Steel | Federally Regulated | Internal Lining(e.g., epoxy resins) | Impressed Current Cathodic Protection | #2 Diesel | 1982 |  |  |  | Steel
87 | SAPP BROS PETROLEUM INC | 660 S MAIN ST | WEST POINT | 68788 | CUMING | SAPP BROS PETROLEUM INC | 660 S MAIN ST | WEST POINT | NE | 68788-2294 | 3 | Currently in Use | 12000 | Steel | Federally Regulated | Internal Lining(e.g., epoxy resins) | Impressed Current Cathodic Protection | #2 Diesel | 1982 |  |  |  | Steel
87 | SAPP BROS PETROLEUM INC | 660 S MAIN ST | WEST POINT | 68788 | CUMING | SAPP BROS PETROLEUM INC | 660 S MAIN ST | WEST POINT | NE | 68788-2294 | 4 | Currently in Use | 12000 | Steel | Federally Regulated | None | Impressed Current Cathodic Protection | #2 Diesel | 1982 |  |  |  | Steel
87 | SAPP BROS PETROLEUM INC | 660 S MAIN ST | WEST POINT | 68788 | CUMING | SAPP BROS PETROLEUM INC | 660 S MAIN ST | WEST POINT | NE | 68788-2294 | 5 | Currently in Use | 12000 | Steel | Federally Regulated | None | Impressed Current Cathodic Protection | #2 Diesel | 1982 |  |  |  | Steel
87 | SAPP BROS PETROLEUM INC | 660 S MAIN ST | WEST POINT | 68788 | CUMING | SAPP BROS PETROLEUM INC | 660 S MAIN ST | WEST POINT | NE | 68788-2294 | 6 | Currently in Use | 12000 | Steel | Federally Regulated | Internal Lining(e.g., epoxy resins) | Impressed Current Cathodic Protection | #2 Diesel | 1982 |  |  |  | Steel
87 | SAPP BROS PETROLEUM INC | 660 S MAIN ST | WEST POINT | 68788 | CUMING | SAPP BROS PETROLEUM INC | 660 S MAIN ST | WEST POINT | NE | 68788-2294 | 7 | Currently in Use | 12000 | Steel | Federally Regulated | None | Impressed Current Cathodic Protection | Regular Unleaded | 1982 |  |  |  | Steel
87 | SAPP BROS PETROLEUM INC | 660 S MAIN ST | WEST POINT | 68788 | CUMING | SAPP BROS PETROLEUM INC | 660 S MAIN ST | WEST POINT | NE | 68788-2294 | 8 | Currently in Use | 12000 | Steel | Federally Regulated | None | Impressed Current Cathodic Protection | Premium Unleaded | 1982 |  |  |  | Steel
87 | SAPP BROS PETROLEUM INC | 660 S MAIN ST | WEST POINT | 68788 | CUMING | SAPP BROS PETROLEUM INC | 660 S MAIN ST | WEST POINT | NE | 68788-2294 | 9 | Currently in Use | 12000 | Steel | Federally Regulated | None | Impressed Current Cathodic Protection | E-10 | 1982 |  |  |  | Steel
87 | SAPP BROS PETROLEUM INC | 660 S MAIN ST | WEST POINT | 68788 | CUMING | SAPP BROS PETROLEUM INC | 660 S MAIN ST | WEST POINT | NE | 68788-2294 | 10 | Currently in Use | 12000 | Steel | Federally Regulated | Internal Lining(e.g., epoxy resins) | Impressed Current Cathodic Protection | , Other->AV-gas | 1982 |  |  |  | Steel
87 | SAPP BROS PETROLEUM INC | 660 S MAIN ST | WEST POINT | 68788 | CUMING | SAPP BROS PETROLEUM INC | 660 S MAIN ST | WEST POINT | NE | 68788-2294 | 11 | Currently in Use | 12000 | Steel | Federally Regulated | Internal Lining(e.g., epoxy resins) | Impressed Current Cathodic Protection | E-10 | 1982 |  |  |  | Steel
87 | SAPP BROS PETROLEUM INC | 660 S MAIN ST | WEST POINT | 68788 | CUMING | SAPP BROS PETROLEUM INC | 660 S MAIN ST | WEST POINT | NE | 68788-2294 | 12 | Currently in Use | 8000 | Steel | Federally Regulated | Internal Lining(e.g., epoxy resins) | Impressed Current Cathodic Protection | B-99 | 1982 |  |  |  | Steel
87 | SAPP BROS PETROLEUM INC | 660 S MAIN ST | WEST POINT | 68788 | CUMING | SAPP BROS PETROLEUM INC | 660 S MAIN ST | WEST POINT | NE | 68788-2294 | 17 | Currently in Use | 1000 | Fiberglass Reinforced Plastic | Federally Regulated | None | None | Regular Unleaded | 1998 |  |  |  | Fiberglass Reinforced Plastic
87 | SAPP BROS PETROLEUM INC | 660 S MAIN ST | WEST POINT | 68788 | CUMING | SAPP BROS PETROLEUM INC | 660 S MAIN ST | WEST POINT | NE | 68788-2294 | 18 | Currently in Use | 2000 | Fiberglass Reinforced Plastic | Federally Regulated | None | None | E-10 | 1998 |  |  |  | Fiberglass Reinforced Plastic
8720 | ST JOSEPHs HOME | 320 E DECATUR | WEST POINT | 68788 | CUMING | ST JOSEPHS HOME | 320 E DECATUR | WEST POINT | NE | 68788 | 1 | Currently in Use | 10000 | Fiberglass Reinforced Plastic | Heating Oil | None | Fiberglass Reinforced Plastic Coated | Heating Oil 2 | 1987 |  |  |  | Fiberglass Reinforced Plastic
12331 | TAYLOR QUIK PIK #35 | 1716 N LINCOLN ST | WEST POINT | 68788 | CUMING | TAYLOR OIL CO INC | PO BOX 548 | BLAIR | NE | 68008-9990 | 1 | Currently in Use | 20000 | Fiberglass Reinforced Plastic | Federally Regulated | None | None | #2 Diesel | 2005 |  |  |  | Fiberglass Reinforced Plastic
12331 | TAYLOR QUIK PIK #35 | 1716 N LINCOLN ST | WEST POINT | 68788 | CUMING | TAYLOR OIL CO INC | PO BOX 548 | BLAIR | NE | 68008-9990 | 2 | Currently in Use | 12000 | Fiberglass Reinforced Plastic | Federally Regulated | None | None | Regular Unleaded | 2005 |  |  |  | Fiberglass Reinforced Plastic
12331 | TAYLOR QUIK PIK #35 | 1716 N LINCOLN ST | WEST POINT | 68788 | CUMING | TAYLOR OIL CO INC | PO BOX 548 | BLAIR | NE | 68008-9990 | 3 | Currently in Use | 8000 | Fiberglass Reinforced Plastic | Federally Regulated | None | None | Premium Unleaded | 2005 |  |  |  | Fiberglass Reinforced Plastic
12331 | TAYLOR QUIK PIK #35 | 1716 N LINCOLN ST | WEST POINT | 68788 | CUMING | TAYLOR OIL CO INC | PO BOX 548 | BLAIR | NE | 68008-9990 | 4 | Currently in Use | 4000 | Fiberglass Reinforced Plastic | Federally Regulated | None | None | Premium Unleaded | 2005 |  |  |  | Fiberglass Reinforced Plastic
12331 | TAYLOR QUIK PIK #35 | 1716 N LINCOLN ST | WEST POINT | 68788 | CUMING | TAYLOR OIL CO INC | PO BOX 548 | BLAIR | NE | 68008-9990 | 5 | Currently in Use | 8000 | Fiberglass Reinforced Plastic | Federally Regulated | None | None | #1 Diesel | 2005 |  |  |  | Fiberglass Reinforced Plastic
12331 | TAYLOR QUIK PIK #35 | 1716 N LINCOLN ST | WEST POINT | 68788 | CUMING | TAYLOR OIL CO INC | PO BOX 548 | BLAIR | NE | 68008-9990 | 6 | Currently in Use | 4000 | Fiberglass Reinforced Plastic | Federally Regulated | None | None | , Other->DYED DIESEL | 2005 |  |  |  | Fiberglass Reinforced Plastic
2204 | WAGNER TIRE & REPAIR | 764 S LINCOLN | WEST POINT | 68788 | CUMING | WADE WAGNER | 645 N LINCOLN | WEST POINT | NE | 68788 | 6 | Currently in Use | 3000 | Steel | Federally Regulated |  | Galvanic/Sacrificial Current Cathodic Protection, STIP3 Tank | Regular Unleaded | 1997 |  |  |  | Steel
2204 | WAGNER TIRE & REPAIR | 764 S LINCOLN | WEST POINT | 68788 | CUMING | WADE WAGNER | 645 N LINCOLN | WEST POINT | NE | 68788 | 7 | Currently in Use | 3000 | Steel | Federally Regulated |  | Galvanic/Sacrificial Current Cathodic Protection, STIP3 Tank | Regular Unleaded | 1997 |  |  |  | Steel
2204 | WAGNER TIRE & REPAIR | 764 S LINCOLN | WEST POINT | 68788 | CUMING | WADE WAGNER | 645 N LINCOLN | WEST POINT | NE | 68788 | 8 | Currently in Use | 5000 | Steel | Federally Regulated |  | Galvanic/Sacrificial Current Cathodic Protection, STIP3 Tank | #2 Diesel | 1997 |  |  |  | Steel
2204 | WAGNER TIRE & REPAIR | 764 S LINCOLN | WEST POINT | 68788 | CUMING | WADE WAGNER | 645 N LINCOLN | WEST POINT | NE | 68788 | 9 | Currently in Use | 3000 | Steel | Federally Regulated |  | Galvanic/Sacrificial Current Cathodic Protection, STIP3 Tank | #2 Diesel | 1997 |  |  |  | Steel
5339 | WESTERN OIL CO | 206 N WEST AVE | WESTERN | 68464 | SALINE | RODD PAUL | 2421 COUNTY ROAD 1000 | WESTERN | NE | 68464 | 8 | Currently in Use | 2000 | Steel | Federally Regulated | None | Galvanic/Sacrificial Current Cathodic Protection, STIP3 Tank | Regular Unleaded | 1999 |  |  |  | Fiberglass Reinforced Plastic
5339 | WESTERN OIL CO | 206 N WEST AVE | WESTERN | 68464 | SALINE | RODD PAUL | 2421 COUNTY ROAD 1000 | WESTERN | NE | 68464 | 9 | Currently in Use | 1000 | Steel | Federally Regulated | None | Galvanic/Sacrificial Current Cathodic Protection, STIP3 Tank | #2 Diesel | 1999 |  |  |  | Fiberglass Reinforced Plastic
6560 | SCOULAR GRAIN CO | RURAL | WESTON | 68070 | SAUNDERS | SCOULAR GRAIN CO | 200 EMBASSY PLAZA BLDG | OMAHA | NE | 68114 | 1 | Permanently Out of Use | 500 | Steel | Federally Regulated | Unknown | Unknown | Empty | 1971 | 10/1/1974 |  |  | Unknown
6156 | WESTON 92 BP | 2345 COUNTY ROAD K | WESTON | 68070 | SAUNDERS | JANET & RICK AHRENS | 408 W 3RD ST | WAHOO | NE | 68066 | 5 | Currently in Use | 5000 | Fiberglass Reinforced Plastic | Federally Regulated | None | None | E-10 | 2004 |  |  |  | Fiberglass Reinforced Plastic
6156 | WESTON 92 BP | 2345 COUNTY ROAD K | WESTON | 68070 | SAUNDERS | JANET & RICK AHRENS | 408 W 3RD ST | WAHOO | NE | 68066 | 6 | Currently in Use | 5000 | Fiberglass Reinforced Plastic | Federally Regulated | None | None | Regular Unleaded | 2004 |  |  |  | Fiberglass Reinforced Plastic
6156 | WESTON 92 BP | 2345 COUNTY ROAD K | WESTON | 68070 | SAUNDERS | JANET & RICK AHRENS | 408 W 3RD ST | WAHOO | NE | 68066 | 7 | Currently in Use | 8000 | Fiberglass Reinforced Plastic | Federally Regulated | None | None | Regular Unleaded | 2004 |  |  |  | Fiberglass Reinforced Plastic
6156 | WESTON 92 BP | 2345 COUNTY ROAD K | WESTON | 68070 | SAUNDERS | JANET & RICK AHRENS | 408 W 3RD ST | WAHOO | NE | 68066 | 8 | Currently in Use | 8000 | Fiberglass Reinforced Plastic | Federally Regulated | None | None | #2 Diesel | 2004 |  |  |  | Fiberglass Reinforced Plastic
3577 | WESTON PUMPS | 2344 CO RD K | WESTON | 68070-4109 | SAUNDERS | FRONTIER COOPERATIVE CO | PO BOX 37 | BRAINARD | NE | 68626-0037 | 1 | Currently in Use | 1000 | Steel | Federally Regulated | None | Galvanic/Sacrificial Current Cathodic Protection, Painted(e.g., asphaltic), STIP3 Tank | E-10 | 1989 |  |  |  | Fiberglass Reinforced Plastic
3577 | WESTON PUMPS | 2344 CO RD K | WESTON | 68070-4109 | SAUNDERS | FRONTIER COOPERATIVE CO | PO BOX 37 | BRAINARD | NE | 68626-0037 | 2 | Currently in Use | 1000 | Steel | Federally Regulated | None | Galvanic/Sacrificial Current Cathodic Protection, Painted(e.g., asphaltic), STIP3 Tank | Regular Unleaded | 1989 |  |  |  | Fiberglass Reinforced Plastic
3577 | WESTON PUMPS | 2344 CO RD K | WESTON | 68070-4109 | SAUNDERS | FRONTIER COOPERATIVE CO | PO BOX 37 | BRAINARD | NE | 68626-0037 | 3 | Currently in Use | 1000 | Steel | Federally Regulated | None | Galvanic/Sacrificial Current Cathodic Protection, Painted(e.g., asphaltic), STIP3 Tank | #2 Diesel | 1989 |  |  |  | Fiberglass Reinforced Plastic
5938 | JUMPING EAGLE INN | MAIN ST & HWY 85 | WHITECLAY | 69365 | SHERIDAN | JUMPING EAGLE INN | MAIN ST-HWY 85 | WHITECLAY | NE | 69365 | 1 | Permanently Out of Use | 10000 | Steel | Federally Regulated | Internal Lining(e.g., epoxy resins), UPGRADE 98 | None | Regular Unleaded | 1977 | 9/1/2010 |  |  | Fiberglass Reinforced Plastic
7080 | CASEYS GENERAL STORE #2718 | 521 S MAIN ST | WILBER | 68465 | SALINE | CASEYS RETAIL CO | PO BOX 3001 | ANKENY | IA | 50021-8045 | 1 | Currently in Use | 6000 | Fiberglass Reinforced Plastic | Federally Regulated | None | Fiberglass Reinforced Plastic Coated | Regular Unleaded | 1989 |  |  |  | Fiberglass Reinforced Plastic
7080 | CASEYS GENERAL STORE #2718 | 521 S MAIN ST | WILBER | 68465 | SALINE | CASEYS RETAIL CO | PO BOX 3001 | ANKENY | IA | 50021-8045 | 2 | Currently in Use | 10000 | Fiberglass Reinforced Plastic | Federally Regulated | None | Fiberglass Reinforced Plastic Coated | E-10 | 1989 |  |  |  | Fiberglass Reinforced Plastic
1247 | FARMERS COOPERATIVE - WILBER | 316 E 3RD ST | WILBER | 68465 | SALINE | FARMERS COOPERATIVE | PO BOX 263 | DORCHESTER | NE | 68343-0263 | 7 | Currently in Use | 6000 | Fiberglass Reinforced Plastic | Federally Regulated | None | Fiberglass Reinforced Plastic Coated | #2 Diesel | 1975 |  |  |  | Fiberglass Reinforced Plastic
1247 | FARMERS COOPERATIVE - WILBER | 316 E 3RD ST | WILBER | 68465 | SALINE | FARMERS COOPERATIVE | PO BOX 263 | DORCHESTER | NE | 68343-0263 | 8 | Currently in Use | 4000 | Fiberglass Reinforced Plastic | Federally Regulated | None | None | Regular Unleaded | 1975 |  |  |  | Fiberglass Reinforced Plastic
1247 | FARMERS COOPERATIVE - WILBER | 316 E 3RD ST | WILBER | 68465 | SALINE | FARMERS COOPERATIVE | PO BOX 263 | DORCHESTER | NE | 68343-0263 | 9 | Currently in Use | 4000 | Fiberglass Reinforced Plastic | Federally Regulated | None | Fiberglass Reinforced Plastic Coated | Regular Unleaded | 1975 |  |  |  | Fiberglass Reinforced Plastic
1247 | FARMERS COOPERATIVE - WILBER | 316 E 3RD ST | WILBER | 68465 | SALINE | FARMERS COOPERATIVE | PO BOX 263 | DORCHESTER | NE | 68343-0263 | 10 | Currently in Use | 10000 | Fiberglass Reinforced Plastic | Federally Regulated | None | Fiberglass Reinforced Plastic Coated | Regular Unleaded | 1975 |  |  |  | Fiberglass Reinforced Plastic
11995 | SHOP QWIK | 324 W 3RD ST | WILBER | 68465 | SALINE | PETERSEN GAS LLC | PO BOX 14 | CARLETON | NE | 68326 | 1 | Currently in Use | 6000 | Steel | Federally Regulated | Internal Lining(e.g., epoxy resins) | Impressed Current Cathodic Protection | Regular Unleaded | 1982 |  |  |  | Steel
11995 | SHOP QWIK | 324 W 3RD ST | WILBER | 68465 | SALINE | PETERSEN GAS LLC | PO BOX 14 | CARLETON | NE | 68326 | 2 | Currently in Use | 4000 | Steel | Federally Regulated | Internal Lining(e.g., epoxy resins) | Impressed Current Cathodic Protection | #2 Diesel | 1982 |  |  |  | Steel
11995 | SHOP QWIK | 324 W 3RD ST | WILBER | 68465 | SALINE | PETERSEN GAS LLC | PO BOX 14 | CARLETON | NE | 68326 | 3 | Currently in Use | 10000 | Steel | Federally Regulated | Internal Lining(e.g., epoxy resins) | Impressed Current Cathodic Protection | E-10 | 1982 |  |  |  | Steel
3461 | ZIEBARTH FARMS INC | 222 X Road | WILCOX | 68982 | FRANKLIN | ZIEBARTH FARMS INC | RR 1 BOX 15 2402 HWY 44 | WILCOX | NE | 68982 | 1 | Permanently Out of Use | 8000 | Steel | Federally Regulated | Unknown | Painted(e.g., asphaltic) | #2 Diesel | 1976 | 6/1/2010 |  |  | Steel
5732 | LOMAX GOLDEN ACRES INC | NE 1/2 S 10-R-1-25 | WILSONVILLE | 69046 | FURNAS | LOMAX GOLDEN ACRES INC | RR 1 BOX 69 | WILSONVILLE | NE | 69046 | 1 | Permanently Out of Use | 2000 | Steel | Federally Regulated | Unknown | Painted(e.g., asphaltic) | #2 Diesel | 1981 | 11/1/1989 |  |  | Steel
5732 | LOMAX GOLDEN ACRES INC | NE 1/2 S 10-R-1-25 | WILSONVILLE | 69046 | FURNAS | LOMAX GOLDEN ACRES INC | RR 1 BOX 69 | WILSONVILLE | NE | 69046 | 2 | Permanently Out of Use | 2000 | Steel | Federally Regulated | Unknown | Painted(e.g., asphaltic) | #2 Diesel | 1981 | 11/1/1989 |  |  | Steel
5732 | LOMAX GOLDEN ACRES INC | NE 1/2 S 10-R-1-25 | WILSONVILLE | 69046 | FURNAS | LOMAX GOLDEN ACRES INC | RR 1 BOX 69 | WILSONVILLE | NE | 69046 | 3 | Permanently Out of Use | 1000 | Steel | Federally Regulated | Unknown | Painted(e.g., asphaltic) | #2 Diesel | 1980 | 6/1/1987 |  |  | Steel
6241 | MARGARET WILSON | MAIN ST | WILSONVILLE | 69046 | FURNAS | WILSON, MARGARET | MAIN ST | WILSONVILLE | NE | 69046 | 1 | Permanently Out of Use | 500 | Steel | Federally Regulated | Unknown | Unknown | Regular Unleaded | 1972 | 11/1/1986 |  |  | Steel
6241 | MARGARET WILSON | MAIN ST | WILSONVILLE | 69046 | FURNAS | WILSON, MARGARET | MAIN ST | WILSONVILLE | NE | 69046 | 2 | Permanently Out of Use | 1000 | Steel | Federally Regulated | Unknown | Unknown | #2 Diesel | 1972 | 11/1/1986 |  |  | Steel
4140 | RICHARD HEITZMAN | RR 1 BOX 80 | WINNEBAGO | 68071 | THURSTON | HEITZMAN, RICHARD | RR 1 BOX 80 | WINNEBAGO | NE | 68071 | 1 | Permanently Out of Use | 2000 | Steel | Federally Regulated | None | Painted(e.g., asphaltic) | #2 Diesel | 1980 |  |  |  | Steel
6297 | FARMERS COOP | 503 MAIN | WINSIDE | 68790 | WAYNE | FARMERS COOP | 325 W 1ST ST | PILGER | NE | 68768 | 1 | Currently in Use | 6000 | Steel | Federally Regulated | None | Galvanic/Sacrificial Current Cathodic Protection, STIP3 Tank | Regular Unleaded | 1992 |  |  |  | Fiberglass Reinforced Plastic
6297 | FARMERS COOP | 503 MAIN | WINSIDE | 68790 | WAYNE | FARMERS COOP | 325 W 1ST ST | PILGER | NE | 68768 | 2 | Currently in Use | 6000 | Steel | Federally Regulated | None | Galvanic/Sacrificial Current Cathodic Protection, STIP3 Tank | Regular Unleaded | 1992 |  |  |  | Fiberglass Reinforced Plastic
6297 | FARMERS COOP | 503 MAIN | WINSIDE | 68790 | WAYNE | FARMERS COOP | 325 W 1ST ST | PILGER | NE | 68768 | 3 | Currently in Use | 6000 | Steel | Federally Regulated | None | Galvanic/Sacrificial Current Cathodic Protection, STIP3 Tank | #2 Diesel | 1992 |  |  |  | Fiberglass Reinforced Plastic
6297 | FARMERS COOP | 503 MAIN | WINSIDE | 68790 | WAYNE | FARMERS COOP | 325 W 1ST ST | PILGER | NE | 68768 | 4 | Currently in Use | 6000 | Steel | Federally Regulated | None | Galvanic/Sacrificial Current Cathodic Protection, STIP3 Tank | #1 Diesel | 1992 |  |  |  | Fiberglass Reinforced Plastic
6172 | CHAMPLIN PETROLEUM CO | US 77 & WILLOW | WINSLOW | 68072 | DODGE | CHAMPLIN PETROLEUM CO | 801 CHERRY ST | FORT WORTH | TX | 76102 | 1 | Permanently Out of Use | 275 | Unknown | Federally Regulated | Unknown | Unknown | Used Oil | 1901 | 5/1/1974 |  |  | Unknown
6172 | CHAMPLIN PETROLEUM CO | US 77 & WILLOW | WINSLOW | 68072 | DODGE | CHAMPLIN PETROLEUM CO | 801 CHERRY ST | FORT WORTH | TX | 76102 | 2 | Permanently Out of Use | 3000 | Unknown | Federally Regulated | Unknown | Unknown | Empty | 1901 | 5/1/1974 |  |  | Unknown
6172 | CHAMPLIN PETROLEUM CO | US 77 & WILLOW | WINSLOW | 68072 | DODGE | CHAMPLIN PETROLEUM CO | 801 CHERRY ST | FORT WORTH | TX | 76102 | 3 | Permanently Out of Use | 1000 | Unknown | Federally Regulated | Unknown | Unknown | Empty | 1901 | 5/1/1974 |  |  | Unknown
5808 | 275 GAS MART | HWY 275 PO BOX 455 | WISNER | 68791-0455 | CUMING | LEAH CHADWICK | 935 RAMOS DRIVE | LADY LAKE | FL | 32159-8685 | 4 | Permanently Out of Use | 2000 | Steel | Federally Regulated | None | Painted(e.g., asphaltic) | Empty | 1956 | 5/1/1983 |  |  | Steel
5808 | 275 GAS MART | HWY 275 PO BOX 455 | WISNER | 68791-0455 | CUMING | LEAH CHADWICK | 935 RAMOS DRIVE | LADY LAKE | FL | 32159-8685 | 5 | Permanently Out of Use | 3000 | Steel | Federally Regulated | None | Painted(e.g., asphaltic) | Empty | 1956 | 5/1/1983 |  |  | Steel
6248 | CENTRAL VALLEY AG COOP | 1221 AVE E | WISNER | 68791-0160 | CUMING | CENTRAL VALLEY AG COOP | PO BOX 429 | YORK | NE | 68467 | 1 | Currently in Use | 10000 | Steel | Federally Regulated | None | Impressed Current Cathodic Protection | Regular Unleaded | 1984
6248 | CENTRAL VALLEY AG COOP | 1221 AVE E | WISNER | 68791-0160 | CUMING | CENTRAL VALLEY AG COOP | PO BOX 429 | YORK | NE | 68467 | 2 | Currently in Use | 10000 | Steel | Federally Regulated | None | Impressed Current Cathodic Protection | #2 Diesel | 1984
6248 | CENTRAL VALLEY AG COOP | 1221 AVE E | WISNER | 68791-0160 | CUMING | CENTRAL VALLEY AG COOP | PO BOX 429 | YORK | NE | 68467 | 3 | Currently in Use | 10000 | Steel | Federally Regulated | None | Impressed Current Cathodic Protection | Regular Unleaded | 1984
12448 | CITY OF WISNER POWER PLANT | 1109 AVE E | WISNER | 68791 | CUMING | CITY OF WISNER | PO BOX 367 | WISNER | NE | 68791 | 1 | Currently in Use | 10000 | Fiberglass Reinforced Plastic | Federally Regulated | None | None | #2 Diesel | 2010 |  |  | Double Walled | Fiberglass Reinforced Plastic
2044 | CRUSE TRUCK LINE | 316 10TH ST | WISNER | 68791 | CUMING | PAUL CRUSE | PO BOX 641 | WISNER | NE | 68791 | 1 | Permanently Out of Use | 5000 | Steel | Federally Regulated |  |  |  | 1967
2044 | CRUSE TRUCK LINE | 316 10TH ST | WISNER | 68791 | CUMING | PAUL CRUSE | PO BOX 641 | WISNER | NE | 68791 | 2 | Permanently Out of Use | 20 | Steel | Federally Regulated |  |  |  | 1966
12338 | FELLER FEEDLOT | 3 MI S & 1/2 MI W OF WISNER | WISNER | 68791 | CUMING | BOB FELLER INC | PO BOX 339 | WISNER | NE | 68791 | 1 | Currently in Use | 3000 | Jacketed | Federally Regulated | None | Vinyl Jacket | Other->#2 Dyed Diesel | 2006 |  |  | Double Walled | Fiberglass Reinforced Plastic
1403 | TIMs SINCLAIR LLC | 800 AVE E | WISNER | 68791-0519 | CUMING | TIM BAK | PO BOX 519 | WISNER | NE | 68791-0519 | 6 | Currently in Use | 6000 | Fiberglass Reinforced Plastic | Federally Regulated | None | None | Regular Unleaded | 1998 |  |  |  | Plastic
1403 | TIMs SINCLAIR LLC | 800 AVE E | WISNER | 68791-0519 | CUMING | TIM BAK | PO BOX 519 | WISNER | NE | 68791-0519 | 7 | Currently in Use | 5000 | Fiberglass Reinforced Plastic | Federally Regulated | None | None | Regular Unleaded | 1998 |  |  |  | Plastic
1403 | TIMs SINCLAIR LLC | 800 AVE E | WISNER | 68791-0519 | CUMING | TIM BAK | PO BOX 519 | WISNER | NE | 68791-0519 | 8 | Currently in Use | 6000 | Fiberglass Reinforced Plastic | Federally Regulated | None | None | Regular Unleaded | 1998 |  |  |  | Plastic
1403 | TIMs SINCLAIR LLC | 800 AVE E | WISNER | 68791-0519 | CUMING | TIM BAK | PO BOX 519 | WISNER | NE | 68791-0519 | 9 | Currently in Use | 5000 | Fiberglass Reinforced Plastic | Federally Regulated | None | None | #2 Diesel | 1998 |  |  |  | Plastic
7965 | WISNER WEST INC | 1801 AVE E | WISNER | 68791 | CUMING | WISNER WEST PRODUCTS INC | PO BOX 739 | WISNER | NE | 68791-0739 | 1 | Currently in Use | 10000 | Fiberglass Reinforced Plastic | Federally Regulated | Internal Lining(e.g., epoxy resins) | Fiberglass Reinforced Plastic Coated | #2 Diesel | 1989 |  |  |  | Fiberglass Reinforced Plastic
7965 | WISNER WEST INC | 1801 AVE E | WISNER | 68791 | CUMING | WISNER WEST PRODUCTS INC | PO BOX 739 | WISNER | NE | 68791-0739 | 2 | Currently in Use | 8000 | Fiberglass Reinforced Plastic | Federally Regulated | Internal Lining(e.g., epoxy resins) | Fiberglass Reinforced Plastic Coated | #2 Diesel | 1989 |  |  |  | Fiberglass Reinforced Plastic
7965 | WISNER WEST INC | 1801 AVE E | WISNER | 68791 | CUMING | WISNER WEST PRODUCTS INC | PO BOX 739 | WISNER | NE | 68791-0739 | 3 | Currently in Use | 8000 | Fiberglass Reinforced Plastic | Federally Regulated | Internal Lining(e.g., epoxy resins) | Fiberglass Reinforced Plastic Coated | Regular Unleaded | 1989 |  |  |  | Fiberglass Reinforced Plastic
7965 | WISNER WEST INC | 1801 AVE E | WISNER | 68791 | CUMING | WISNER WEST PRODUCTS INC | PO BOX 739 | WISNER | NE | 68791-0739 | 4 | Currently in Use | 8000 | Fiberglass Reinforced Plastic | Federally Regulated | Internal Lining(e.g., epoxy resins) | Fiberglass Reinforced Plastic Coated | Regular Unleaded | 1989 |  |  |  | Fiberglass Reinforced Plastic
7965 | WISNER WEST INC | 1801 AVE E | WISNER | 68791 | CUMING | WISNER WEST PRODUCTS INC | PO BOX 739 | WISNER | NE | 68791-0739 | 5 | Currently in Use | 4000 | Fiberglass Reinforced Plastic | Federally Regulated | Internal Lining(e.g., epoxy resins) | Fiberglass Reinforced Plastic Coated | Regular Unleaded | 1989 |  |  |  | Fiberglass Reinforced Plastic
4252 | R & R PUMP LLC | 300 CENTER AVE | WOLBACH | 68882 | GREELEY | RICKY L BROWN | 709 CENTER AV | WOLBACH | NE | 68882 | 1 | Currently in Use | 1000 | Steel | Federally Regulated | None | Galvanic/Sacrificial Current Cathodic Protection, STIP3 Tank | E-10 | 1990
1993 | CARL HARDERS | RR 3 | WOOD RIVER | 68883 | HALL | HARDERS, CARL | RR 3 | WOOD RIVER | NE | 68883 | 1 | Permanently Out of Use | 2000 | Steel | Federally Regulated | Unknown | Painted(e.g., asphaltic) | Regular Unleaded | 1981 |  |  |  | Steel
1993 | CARL HARDERS | RR 3 | WOOD RIVER | 68883 | HALL | HARDERS, CARL | RR 3 | WOOD RIVER | NE | 68883 | 2 | Permanently Out of Use | 4000 | Steel | Federally Regulated | Unknown | Painted(e.g., asphaltic) | #2 Diesel | 1981 |  |  |  | Steel
7565 | CASEYS GENERAL STORE #2606 | 108 W 8TH ST | WOOD RIVER | 68883 | HALL | CASEYS RETAIL CO | PO BOX 3001 | ANKENY | IA | 50021-8045 | 1 | Currently in Use | 10000 | Fiberglass Reinforced Plastic | Federally Regulated | None | None | Regular Unleaded | 1987 |  |  |  | Fiberglass Reinforced Plastic, Plastic
7565 | CASEYS GENERAL STORE #2606 | 108 W 8TH ST | WOOD RIVER | 68883 | HALL | CASEYS RETAIL CO | PO BOX 3001 | ANKENY | IA | 50021-8045 | 2 | Currently in Use | 10000 | Fiberglass Reinforced Plastic | Federally Regulated | None | None | Regular Unleaded | 1987 |  |  |  | Fiberglass Reinforced Plastic, Plastic
4268 | GALEN & HARRIET LAMBRECHT | 11847 S Hwy 11 | WOOD RIVER | 68883 | HALL | GALEN & HARRIET LAMBRECHT | 1112 EAST ST | WOOD RIVER | NE | 68883 | 1 | Permanently Out of Use | 6000 | Steel | Federally Regulated | Unknown | Painted(e.g., asphaltic) | Regular Unleaded | 1971 | 11/1/1992 |  |  | Steel
4268 | GALEN & HARRIET LAMBRECHT | 11847 S Hwy 11 | WOOD RIVER | 68883 | HALL | GALEN & HARRIET LAMBRECHT | 1112 EAST ST | WOOD RIVER | NE | 68883 | 2 | Permanently Out of Use | 4000 | Steel | Federally Regulated | Unknown | Painted(e.g., asphaltic) | Regular Unleaded | 1971 | 11/1/1992 |  |  | Steel
4268 | GALEN & HARRIET LAMBRECHT | 11847 S Hwy 11 | WOOD RIVER | 68883 | HALL | GALEN & HARRIET LAMBRECHT | 1112 EAST ST | WOOD RIVER | NE | 68883 | 3 | Permanently Out of Use | 6000 | Steel | Federally Regulated | Unknown | Painted(e.g., asphaltic) | Regular Unleaded | 1971 | 11/1/1992 |  |  | Steel
4268 | GALEN & HARRIET LAMBRECHT | 11847 S Hwy 11 | WOOD RIVER | 68883 | HALL | GALEN & HARRIET LAMBRECHT | 1112 EAST ST | WOOD RIVER | NE | 68883 | 4 | Permanently Out of Use | 4000 | Steel | Federally Regulated | Unknown | Painted(e.g., asphaltic) | Regular Unleaded | 1971 | 11/1/1992 |  |  | Steel
5211 | GIT N SPLIT #33 | 8976 S ALDA RD | WOOD RIVER | 68883 | HALL | GAS N SHOP INC | PO BOX 81463 | LINCOLN | NE | 68501 | 1 | Currently in Use | 8000 | Fiberglass Reinforced Plastic | Federally Regulated | None | Fiberglass Reinforced Plastic Coated | Regular Unleaded | 1989 |  |  |  | Scotchkote
5211 | GIT N SPLIT #33 | 8976 S ALDA RD | WOOD RIVER | 68883 | HALL | GAS N SHOP INC | PO BOX 81463 | LINCOLN | NE | 68501 | 2 | Currently in Use | 8000 | Fiberglass Reinforced Plastic | Federally Regulated | None | Fiberglass Reinforced Plastic Coated | E-10 | 1989 |  |  |  | Skotchkote
5211 | GIT N SPLIT #33 | 8976 S ALDA RD | WOOD RIVER | 68883 | HALL | GAS N SHOP INC | PO BOX 81463 | LINCOLN | NE | 68501 | 4 | Currently in Use | 12000 | Steel | Federally Regulated | None | Galvanic/Sacrificial Current Cathodic Protection, STIP3 Tank | #2 Diesel | 1990 |  |  |  | Scotchkote, Steel
5211 | GIT N SPLIT #33 | 8976 S ALDA RD | WOOD RIVER | 68883 | HALL | GAS N SHOP INC | PO BOX 81463 | LINCOLN | NE | 68501 | 5 | Currently in Use | 10000 | Steel | Federally Regulated | None | Galvanic/Sacrificial Current Cathodic Protection, STIP3 Tank | #2 Diesel | 1997 |  |  |  | Scotchkote, Steel
5211 | GIT N SPLIT #33 | 8976 S ALDA RD | WOOD RIVER | 68883 | HALL | GAS N SHOP INC | PO BOX 81463 | LINCOLN | NE | 68501 | 6 | Currently in Use | 4000 | Fiberglass Reinforced Plastic | Federally Regulated | None | None | Regular Unleaded | 1997 |  |  |  | Fiberglass Reinforced Plastic
4705 | JAMES RILEY | 8069 S MCGUIRE RD | WOOD RIVER | 68883 | HALL | JAMES RILEY | 8069 S MCGUIRE RD | WOOD RIVER | NE | 68883 | 1 | Permanently Out of Use | 10000 | Steel | Federally Regulated | None | Painted(e.g., asphaltic) | #2 Diesel | 1981 |  |  |  | Steel
428 | PILOT TRAVEL CENTER #912 | 11775 S HWY 11 | WOOD RIVER | 68883 | HALL | PILOT TRAVEL CENTERS LLC | 5508 LONAS RD | KNOXVILLE | TN | 37909 | 1 | Currently in Use | 6000 | Fiberglass Reinforced Plastic | Federally Regulated | None | None | Regular Unleaded | 1992 |  |  |  | Fiberglass Reinforced Plastic
428 | PILOT TRAVEL CENTER #912 | 11775 S HWY 11 | WOOD RIVER | 68883 | HALL | PILOT TRAVEL CENTERS LLC | 5508 LONAS RD | KNOXVILLE | TN | 37909 | 2 | Currently in Use | 12000 | Fiberglass Reinforced Plastic | Federally Regulated | None | None | E-10 | 1992 |  |  |  | Fiberglass Reinforced Plastic
428 | PILOT TRAVEL CENTER #912 | 11775 S HWY 11 | WOOD RIVER | 68883 | HALL | PILOT TRAVEL CENTERS LLC | 5508 LONAS RD | KNOXVILLE | TN | 37909 | 3 | Currently in Use | 12000 | Fiberglass Reinforced Plastic | Federally Regulated | None | None | #2 Diesel | 1992 |  |  |  | Fiberglass Reinforced Plastic
428 | PILOT TRAVEL CENTER #912 | 11775 S HWY 11 | WOOD RIVER | 68883 | HALL | PILOT TRAVEL CENTERS LLC | 5508 LONAS RD | KNOXVILLE | TN | 37909 | 4 | Currently in Use | 12000 | Fiberglass Reinforced Plastic | Federally Regulated | None | None | #2 Diesel | 1992 |  |  |  | Fiberglass Reinforced Plastic
428 | PILOT TRAVEL CENTER #912 | 11775 S HWY 11 | WOOD RIVER | 68883 | HALL | PILOT TRAVEL CENTERS LLC | 5508 LONAS RD | KNOXVILLE | TN | 37909 | 5 | Currently in Use | 6000 | Fiberglass Reinforced Plastic | Federally Regulated | None | None | #1 Diesel | 1992 |  |  |  | Fiberglass Reinforced Plastic
2332 | THELEN GRAIN TANK | 124 W 9TH ST | WOOD RIVER | 68883 | HALL | THELEN GRAIN CO | PO BOX 7 | WOOD RIVER | NE | 68883 | 2 | Permanently Out of Use | 6000 | Fiberglass Reinforced Plastic | Federally Regulated | None | None | Regular Unleaded | 1999 |  |  |  | Fiberglass Reinforced Plastic
7407 | TREVA GANGWISH | 10150 S MCGUIRE RD | WOOD RIVER | 68883 | HALL | RODNEY GANGWISH | 52685 70TH RD | SHELTON | NE | 68876 | 1 | Permanently Out of Use | 2000 | Steel | Federally Regulated | Unknown | Unknown | Empty | 1976 | 12/1/1998 |  |  | Unknown
3239 | BOBs SERVICE (FORMER) | 8TH & E ST | WYMORE | 68466 | GAGE | DENNIS BARTON | 209 S 8TH | WYMORE | NE | 68466 | 1 | Permanently Out of Use | 2000 | Unknown | Federally Regulated | Unknown | Unknown | Empty, Mixed, Regular Unleaded | 1979 |  |  |  | Unknown
3239 | BOBs SERVICE (FORMER) | 8TH & E ST | WYMORE | 68466 | GAGE | DENNIS BARTON | 209 S 8TH | WYMORE | NE | 68466 | 2 | Permanently Out of Use | 3000 | Unknown | Federally Regulated | Unknown | Unknown | Empty, Mixed, Regular Unleaded | 1979 |  |  |  | Unknown
3239 | BOBs SERVICE (FORMER) | 8TH & E ST | WYMORE | 68466 | GAGE | DENNIS BARTON | 209 S 8TH | WYMORE | NE | 68466 | 3 | Permanently Out of Use | 4000 | Unknown | Federally Regulated | Unknown | Unknown | Empty, Mixed, Regular Unleaded | 1901 |  |  |  | Unknown
3239 | BOBs SERVICE (FORMER) | 8TH & E ST | WYMORE | 68466 | GAGE | DENNIS BARTON | 209 S 8TH | WYMORE | NE | 68466 | 4 | Permanently Out of Use | 3000 | Unknown | Federally Regulated | Unknown | Unknown | Empty, Mixed, Regular Unleaded | 1901 |  |  |  | Unknown
3239 | BOBs SERVICE (FORMER) | 8TH & E ST | WYMORE | 68466 | GAGE | DENNIS BARTON | 209 S 8TH | WYMORE | NE | 68466 | 5 | Permanently Out of Use | 99999 | Unknown | Federally Regulated | Unknown | Unknown | Empty, Mixed, Regular Unleaded | 1979 |  |  |  | Unknown
8266 | CASEYS GENERAL STORE #1565 | 119 N 14TH ST | WYMORE | 68466 | GAGE | CASEYS RETAIL CO | PO BOX 3001 | ANKENY | IA | 50021-8045 | 1 | Currently in Use | 6000 | Fiberglass Reinforced Plastic | Federally Regulated | None | None | #2 Diesel | 1989 |  |  |  | Fiberglass Reinforced Plastic
8266 | CASEYS GENERAL STORE #1565 | 119 N 14TH ST | WYMORE | 68466 | GAGE | CASEYS RETAIL CO | PO BOX 3001 | ANKENY | IA | 50021-8045 | 2 | Currently in Use | 6000 | Fiberglass Reinforced Plastic | Federally Regulated | None | None | Regular Unleaded | 1989 |  |  |  | Fiberglass Reinforced Plastic
8266 | CASEYS GENERAL STORE #1565 | 119 N 14TH ST | WYMORE | 68466 | GAGE | CASEYS RETAIL CO | PO BOX 3001 | ANKENY | IA | 50021-8045 | 3 | Currently in Use | 12000 | Fiberglass Reinforced Plastic | Federally Regulated | None | None | E-10 | 1989 |  |  |  | Fiberglass Reinforced Plastic
3609 | ELWIN MORRIS (ROLAND DORN) | 6TH & G ST | WYMORE | 68466 | GAGE | MORRIS USED CARS | 610 SOUTH A ST | BLUE SPRINGS | NE | 68318 | 1 | Permanently Out of Use | 500 | Steel | Federally Regulated | Unknown | Unknown | Regular Unleaded | 1976 |  |  |  | Steel
3609 | ELWIN MORRIS (ROLAND DORN) | 6TH & G ST | WYMORE | 68466 | GAGE | MORRIS USED CARS | 610 SOUTH A ST | BLUE SPRINGS | NE | 68318 | 2 | Permanently Out of Use | 11000 | Steel | Federally Regulated | Unknown | Painted(e.g., asphaltic) | Empty, Regular Unleaded | 1978 |  |  |  | Steel
5383 | SPEEDEE MART 2751 WYMORE | 321 S 14TH ST | WYMORE | 68466 | GAGE | DANCO II 2751 WYMORE LLC | PO BOX 10 | VALENTINE | NE | 69201 | 4 | Currently in Use | 8000 | Steel | Federally Regulated | None | Galvanic/Sacrificial Current Cathodic Protection | E-10 | 1997 |  |  |  | Fiberglass Reinforced Plastic
5383 | SPEEDEE MART 2751 WYMORE | 321 S 14TH ST | WYMORE | 68466 | GAGE | DANCO II 2751 WYMORE LLC | PO BOX 10 | VALENTINE | NE | 69201 | 5 | Currently in Use | 6000 | Steel | Federally Regulated | None | Galvanic/Sacrificial Current Cathodic Protection | E-10 | 1997 |  |  |  | Fiberglass Reinforced Plastic
5383 | SPEEDEE MART 2751 WYMORE | 321 S 14TH ST | WYMORE | 68466 | GAGE | DANCO II 2751 WYMORE LLC | PO BOX 10 | VALENTINE | NE | 69201 | 6 | Currently in Use | 6000 | Steel | Federally Regulated | None | Galvanic/Sacrificial Current Cathodic Protection | #2 Diesel | 1997 |  |  |  | Fiberglass Reinforced Plastic
3238 | WEYER REPAIR AND FEED | 121 N 7TH ST | WYMORE | 68466 | GAGE | WEYER, ALLAN | 121 N 7TH ST | WYMORE | NE | 68466 | 1 | Permanently Out of Use | 1000 | Steel | Federally Regulated | Unknown | Painted(e.g., asphaltic) | Regular Unleaded | 1901 |  |  |  | Unknown
3238 | WEYER REPAIR AND FEED | 121 N 7TH ST | WYMORE | 68466 | GAGE | WEYER, ALLAN | 121 N 7TH ST | WYMORE | NE | 68466 | 2 | Permanently Out of Use | 2000 | Steel | Federally Regulated | Unknown | Painted(e.g., asphaltic) | Regular Unleaded | 1901 |  |  |  | Unknown
3238 | WEYER REPAIR AND FEED | 121 N 7TH ST | WYMORE | 68466 | GAGE | WEYER, ALLAN | 121 N 7TH ST | WYMORE | NE | 68466 | 3 | Permanently Out of Use | 3000 | Steel | Federally Regulated | Unknown | Painted(e.g., asphaltic) | Regular Unleaded | 1901 |  |  |  | Unknown
3238 | WEYER REPAIR AND FEED | 121 N 7TH ST | WYMORE | 68466 | GAGE | WEYER, ALLAN | 121 N 7TH ST | WYMORE | NE | 68466 | 4 | Permanently Out of Use | 3000 | Steel | Federally Regulated | Unknown | Painted(e.g., asphaltic) | Regular Unleaded | 1901 |  |  |  | Unknown
3238 | WEYER REPAIR AND FEED | 121 N 7TH ST | WYMORE | 68466 | GAGE | WEYER, ALLAN | 121 N 7TH ST | WYMORE | NE | 68466 | 5 | Permanently Out of Use | 2000 | Steel | Federally Regulated | Unknown | Painted(e.g., asphaltic) | Regular Unleaded | 1901 |  |  |  | Unknown
4760 | WYMORE OIL CO | 600 N 14TH ST | WYMORE | 68466 | GAGE | WYMORE OIL CO INC | 600 N 14TH STREET | WYMORE | NE | 68466 | 1 | Currently in Use | 6000 | Steel | Federally Regulated | None | Galvanic/Sacrificial Current Cathodic Protection, STIP3 Tank | E-10 | 1991 |  |  |  | Fiberglass Reinforced Plastic
4760 | WYMORE OIL CO | 600 N 14TH ST | WYMORE | 68466 | GAGE | WYMORE OIL CO INC | 600 N 14TH STREET | WYMORE | NE | 68466 | 2 | Currently in Use | 4000 | Steel | Federally Regulated | None | Galvanic/Sacrificial Current Cathodic Protection, STIP3 Tank | #2 Diesel | 1991 |  |  |  | Fiberglass Reinforced Plastic
4760 | WYMORE OIL CO | 600 N 14TH ST | WYMORE | 68466 | GAGE | WYMORE OIL CO INC | 600 N 14TH STREET | WYMORE | NE | 68466 | 3 | Currently in Use | 4000 | Steel | Federally Regulated | None | Galvanic/Sacrificial Current Cathodic Protection, STIP3 Tank | #2 Diesel | 1991 |  |  |  | Fiberglass Reinforced Plastic
4760 | WYMORE OIL CO | 600 N 14TH ST | WYMORE | 68466 | GAGE | WYMORE OIL CO INC | 600 N 14TH STREET | WYMORE | NE | 68466 | 4 | Currently in Use | 3000 | Steel | Federally Regulated | None | Galvanic/Sacrificial Current Cathodic Protection, STIP3 Tank | Regular Unleaded | 1991 |  |  |  | Fiberglass Reinforced Plastic
12477 | AURORA COOPERATIVE | 1320 RD L | YORK | 68467 | YORK | AURORA COOPERATIVE ELEVATOR | PO BOX 209 | AURORA | NE | 68818-0209 | 1 | Currently in Use | 12000 | Fiberglass Reinforced Plastic | Federally Regulated | None | None | #2 Diesel | 2010 |  |  | Double Walled | Plastic
12477 | AURORA COOPERATIVE | 1320 RD L | YORK | 68467 | YORK | AURORA COOPERATIVE ELEVATOR | PO BOX 209 | AURORA | NE | 68818-0209 | 2 | Currently in Use | 10000 | Fiberglass Reinforced Plastic | Federally Regulated | None | None | Regular Unleaded | 2010 |  |  | Double Walled | Plastic
12477 | AURORA COOPERATIVE | 1320 RD L | YORK | 68467 | YORK | AURORA COOPERATIVE ELEVATOR | PO BOX 209 | AURORA | NE | 68818-0209 | 3 | Currently in Use | 10000 | Fiberglass Reinforced Plastic | Federally Regulated | None | None | E-95 | 2010 |  |  | Double Walled | Plastic
5446 | CASEYS GENERAL STORE #1690 | 115 E NOBES RD | YORK | 68467 | YORK | CASEYS RETAIL CO | PO BOX 3001 | ANKENY | IA | 50021-8045 | 1 | Currently in Use | 10000 | Fiberglass Reinforced Plastic | Federally Regulated | None | None | Regular Unleaded | 1993 |  |  |  | Fiberglass Reinforced Plastic
5446 | CASEYS GENERAL STORE #1690 | 115 E NOBES RD | YORK | 68467 | YORK | CASEYS RETAIL CO | PO BOX 3001 | ANKENY | IA | 50021-8045 | 2 | Currently in Use | 10000 | Fiberglass Reinforced Plastic | Federally Regulated | None | None | Regular Unleaded | 1993 |  |  |  | Fiberglass Reinforced Plastic
11601 | CASEYS GENERAL STORE #2015 | 1822 N LINCOLN | YORK | 68467 | YORK | CASEYS RETAIL CO | PO BOX 3001 | ANKENY | IA | 50021-8045 | 1 | Currently in Use | 10000 | Fiberglass Reinforced Plastic | Federally Regulated | None | None | Regular Unleaded | 1997 |  |  |  | Fiberglass Reinforced Plastic
11601 | CASEYS GENERAL STORE #2015 | 1822 N LINCOLN | YORK | 68467 | YORK | CASEYS RETAIL CO | PO BOX 3001 | ANKENY | IA | 50021-8045 | 2 | Currently in Use | 10000 | Fiberglass Reinforced Plastic | Federally Regulated | None | None | Regular Unleaded | 1997 |  |  |  | Fiberglass Reinforced Plastic
5040 | CENTRAL NEBRASKA AUTO SALES | 803 LINCOLN AVE | YORK | 68467 | YORK | KMS SHUTTLE SERVICE LLC | 423 W M ST | MCCOOL JUNCTION | NE | 68401 | 5 | Temporarily Out of Use | 6000 | Fiberglass Reinforced Plastic | Federally Regulated | None | None | Regular Unleaded | 1997 |  |  |  | Fiberglass Reinforced Plastic
5040 | CENTRAL NEBRASKA AUTO SALES | 803 LINCOLN AVE | YORK | 68467 | YORK | KMS SHUTTLE SERVICE LLC | 423 W M ST | MCCOOL JUNCTION | NE | 68401 | 6 | Temporarily Out of Use | 4000 | Fiberglass Reinforced Plastic | Federally Regulated | None | None | Regular Unleaded | 1997 |  |  |  | Fiberglass Reinforced Plastic
3668 | CENTRAL VALLEY AG COOP | 1504 PLATTE AVE | YORK | 68467 | YORK | CENTRAL VALLEY AG COOP | PO BOX 429 | YORK | NE | 68467 | 4 | Currently in Use | 8000 | Steel | Federally Regulated | None | Galvanic/Sacrificial Current Cathodic Protection, STIP3 Tank | Regular Unleaded | 1997 |  |  |  | Fiberglass Reinforced Plastic
3668 | CENTRAL VALLEY AG COOP | 1504 PLATTE AVE | YORK | 68467 | YORK | CENTRAL VALLEY AG COOP | PO BOX 429 | YORK | NE | 68467 | 5 | Currently in Use | 8000 | Steel | Federally Regulated | None | Galvanic/Sacrificial Current Cathodic Protection, STIP3 Tank | #2 Diesel | 1997 |  |  |  | Fiberglass Reinforced Plastic
3668 | CENTRAL VALLEY AG COOP | 1504 PLATTE AVE | YORK | 68467 | YORK | CENTRAL VALLEY AG COOP | PO BOX 429 | YORK | NE | 68467 | 6 | Currently in Use | 8000 | Steel | Federally Regulated | None | Galvanic/Sacrificial Current Cathodic Protection, STIP3 Tank | Regular Unleaded | 1997 |  |  |  | Fiberglass Reinforced Plastic
3668 | CENTRAL VALLEY AG COOP | 1504 PLATTE AVE | YORK | 68467 | YORK | CENTRAL VALLEY AG COOP | PO BOX 429 | YORK | NE | 68467 | 7 | Currently in Use | 8000 | Steel | Federally Regulated | None | Galvanic/Sacrificial Current Cathodic Protection, STIP3 Tank | Regular Unleaded | 1997 |  |  |  | Fiberglass Reinforced Plastic
3668 | CENTRAL VALLEY AG COOP | 1504 PLATTE AVE | YORK | 68467 | YORK | CENTRAL VALLEY AG COOP | PO BOX 429 | YORK | NE | 68467 | 8 | Currently in Use | 8000 | Steel | Federally Regulated | None | Galvanic/Sacrificial Current Cathodic Protection, STIP3 Tank | #2 Diesel | 1997 |  |  |  | Fiberglass Reinforced Plastic
3668 | CENTRAL VALLEY AG COOP | 1504 PLATTE AVE | YORK | 68467 | YORK | CENTRAL VALLEY AG COOP | PO BOX 429 | YORK | NE | 68467 | 9 | Currently in Use | 8000 | Steel | Federally Regulated | None | Galvanic/Sacrificial Current Cathodic Protection, STIP3 Tank | #2 Diesel | 1997 |  |  |  | Fiberglass Reinforced Plastic
11977 | KIRKS CORNER #2 | 3904 S LINCOLN AVE | YORK | 68467 | YORK | MASON ENTERPRISES 2 INC | 3904 S LINCOLN AVE | YORK | NE | 68467 | 1 | Currently in Use | 10000 | Steel | Federally Regulated | None | Impressed Current Cathodic Protection | Regular Unleaded | 1991 |  |  |  | Fiberglass Reinforced Plastic
11977 | KIRKS CORNER #2 | 3904 S LINCOLN AVE | YORK | 68467 | YORK | MASON ENTERPRISES 2 INC | 3904 S LINCOLN AVE | YORK | NE | 68467 | 2 | Currently in Use | 10000 | Steel | Federally Regulated | None | Impressed Current Cathodic Protection | E-10 | 1991 |  |  |  | Fiberglass Reinforced Plastic
11977 | KIRKS CORNER #2 | 3904 S LINCOLN AVE | YORK | 68467 | YORK | MASON ENTERPRISES 2 INC | 3904 S LINCOLN AVE | YORK | NE | 68467 | 3 | Currently in Use | 10000 | Steel | Federally Regulated | None | Impressed Current Cathodic Protection | Premium Unleaded | 1991 |  |  |  | Fiberglass Reinforced Plastic
11977 | KIRKS CORNER #2 | 3904 S LINCOLN AVE | YORK | 68467 | YORK | MASON ENTERPRISES 2 INC | 3904 S LINCOLN AVE | YORK | NE | 68467 | 4 | Currently in Use | 10000 | Steel | Federally Regulated | None | Impressed Current Cathodic Protection | #2 Diesel | 1991 |  |  |  | Fiberglass Reinforced Plastic
7349 | KIRKs KORNER | 1027 N LINCOLN AVE | YORK | 68467 | YORK | KORNER STORE PROPERTIES LLC | 1027 N LINCOLN AVE | YORK | NE | 68467 | 2 | Currently in Use | 8000 | Steel | Federally Regulated | None | Galvanic/Sacrificial Current Cathodic Protection, STIP3 Tank | #2 Diesel | 1985
7349 | KIRKs KORNER | 1027 N LINCOLN AVE | YORK | 68467 | YORK | KORNER STORE PROPERTIES LLC | 1027 N LINCOLN AVE | YORK | NE | 68467 | 3 | Currently in Use | 8000 | Steel | Federally Regulated | None | Galvanic/Sacrificial Current Cathodic Protection, STIP3 Tank | E-85 | 1985
7349 | KIRKs KORNER | 1027 N LINCOLN AVE | YORK | 68467 | YORK | KORNER STORE PROPERTIES LLC | 1027 N LINCOLN AVE | YORK | NE | 68467 | 4 | Currently in Use | 10000 | Steel | Federally Regulated | None | Galvanic/Sacrificial Current Cathodic Protection, STIP3 Tank | Regular Unleaded | 1997
2844 | NPPD YORK OPERATIONS CTR | 907 W 25TH ST | YORK | 68467-0608 | YORK | NEBRASKA PUBLIC POWER DIST ATTN KEITH KAREL | 1414 15TH ST | COLUMBUS | NE | 68602-0499 | 1 | Currently in Use | 12000 | Fiberglass Reinforced Plastic | Federally Regulated | None | None | Regular Unleaded | 1976 |  |  |  | Steel
2844 | NPPD YORK OPERATIONS CTR | 907 W 25TH ST | YORK | 68467-0608 | YORK | NEBRASKA PUBLIC POWER DIST ATTN KEITH KAREL | 1414 15TH ST | COLUMBUS | NE | 68602-0499 | 2 | Currently in Use | 12000 | Fiberglass Reinforced Plastic | Federally Regulated | None | None | E-10 | 1976 |  |  |  | Steel
2844 | NPPD YORK OPERATIONS CTR | 907 W 25TH ST | YORK | 68467-0608 | YORK | NEBRASKA PUBLIC POWER DIST ATTN KEITH KAREL | 1414 15TH ST | COLUMBUS | NE | 68602-0499 | 3 | Currently in Use | 6000 | Fiberglass Reinforced Plastic | Federally Regulated | None | None | #2 Diesel | 1976 |  |  |  | Steel
2844 | NPPD YORK OPERATIONS CTR | 907 W 25TH ST | YORK | 68467-0608 | YORK | NEBRASKA PUBLIC POWER DIST ATTN KEITH KAREL | 1414 15TH ST | COLUMBUS | NE | 68602-0499 | 4 | Currently in Use | 560 | Steel | Federally Regulated | None | Galvanic/Sacrificial Current Cathodic Protection, Painted(e.g., asphaltic) | Used Oil | 1976 |  |  |  | Steel
2844 | NPPD YORK OPERATIONS CTR | 907 W 25TH ST | YORK | 68467-0608 | YORK | NEBRASKA PUBLIC POWER DIST ATTN KEITH KAREL | 1414 15TH ST | COLUMBUS | NE | 68602-0499 | 5 | Currently in Use | 560 | Steel | Federally Regulated | None | Galvanic/Sacrificial Current Cathodic Protection, Painted(e.g., asphaltic) | Other->Mineral Oil | 1976 |  |  |  | Steel
2844 | NPPD YORK OPERATIONS CTR | 907 W 25TH ST | YORK | 68467-0608 | YORK | NEBRASKA PUBLIC POWER DIST ATTN KEITH KAREL | 1414 15TH ST | COLUMBUS | NE | 68602-0499 | 6 | Currently in Use | 560 | Steel | Federally Regulated | None | Galvanic/Sacrificial Current Cathodic Protection, Painted(e.g., asphaltic) | Other->Mineral Oil | 1976 |  |  |  | Steel
419 | PUMP & PANTRY #16 | 109 LINCOLN AVE | YORK | 68467 | YORK | BOSSELMAN PUMP & PANTRY INC | PO BOX 4905 | GRAND ISLAND | NE | 68802-4905 | 5 | Currently in Use | 12000 | Fiberglass Reinforced Plastic | Federally Regulated | None | None | Regular Unleaded | 1998 |  |  |  | Fiberglass Reinforced Plastic
419 | PUMP & PANTRY #16 | 109 LINCOLN AVE | YORK | 68467 | YORK | BOSSELMAN PUMP & PANTRY INC | PO BOX 4905 | GRAND ISLAND | NE | 68802-4905 | 6 | Currently in Use | 6000 | Fiberglass Reinforced Plastic | Federally Regulated | None | None | E-95 | 1998 |  |  |  | Fiberglass Reinforced Plastic
419 | PUMP & PANTRY #16 | 109 LINCOLN AVE | YORK | 68467 | YORK | BOSSELMAN PUMP & PANTRY INC | PO BOX 4905 | GRAND ISLAND | NE | 68802-4905 | 7 | Currently in Use | 6000 | Fiberglass Reinforced Plastic | Federally Regulated | None | None | #2 Diesel | 1998 |  |  |  | Fiberglass Reinforced Plastic
11142 | PUMP & PANTRY #46 | 3901 S LINCOLN AVE | YORK | 68467 | YORK | BOSSELMAN PUMP & PANTRY INC | PO BOX 4905 | GRAND ISLAND | NE | 68802-4905 | 1 | Currently in Use | 10000 | Steel | Federally Regulated | None | Galvanic/Sacrificial Current Cathodic Protection, STIP3 Tank | Regular Unleaded | 1994 |  |  |  | Plastic
11142 | PUMP & PANTRY #46 | 3901 S LINCOLN AVE | YORK | 68467 | YORK | BOSSELMAN PUMP & PANTRY INC | PO BOX 4905 | GRAND ISLAND | NE | 68802-4905 | 2 | Currently in Use | 10000 | Steel | Federally Regulated | None | Galvanic/Sacrificial Current Cathodic Protection, STIP3 Tank | E-95 | 1994 |  |  |  | Plastic
6425 | SAPP BROS YORK | 3432 S LINCOLN AVE | YORK | 68467 | YORK | SAPP BROS TRAVEL CENTERS INC | PO BOX 45766 | OMAHA | NE | 68145 | 1 | Currently in Use | 6000 | Fiberglass Reinforced Plastic | Federally Regulated | None | None | Regular Unleaded | 1989 |  |  |  | Plastic
6425 | SAPP BROS YORK | 3432 S LINCOLN AVE | YORK | 68467 | YORK | SAPP BROS TRAVEL CENTERS INC | PO BOX 45766 | OMAHA | NE | 68145 | 2 | Currently in Use | 8000 | Fiberglass Reinforced Plastic | Federally Regulated | None | None | Regular Unleaded | 1989 |  |  |  | Fiberglass Reinforced Plastic
6425 | SAPP BROS YORK | 3432 S LINCOLN AVE | YORK | 68467 | YORK | SAPP BROS TRAVEL CENTERS INC | PO BOX 45766 | OMAHA | NE | 68145 | 3 | Currently in Use | 12000 | Fiberglass Reinforced Plastic | Federally Regulated | None | None | E-10 | 1989 |  |  |  | Fiberglass Reinforced Plastic
6425 | SAPP BROS YORK | 3432 S LINCOLN AVE | YORK | 68467 | YORK | SAPP BROS TRAVEL CENTERS INC | PO BOX 45766 | OMAHA | NE | 68145 | 4 | Currently in Use | 12000 | Fiberglass Reinforced Plastic | Federally Regulated | None | None | #2 Diesel | 1989 |  |  |  | Fiberglass Reinforced Plastic, Plastic, Section replaced with flex plastic in 2011
6425 | SAPP BROS YORK | 3432 S LINCOLN AVE | YORK | 68467 | YORK | SAPP BROS TRAVEL CENTERS INC | PO BOX 45766 | OMAHA | NE | 68145 | 5 | Currently in Use | 12000 | Fiberglass Reinforced Plastic | Federally Regulated | None | None | #2 Diesel | 1989 |  |  |  | Fiberglass Reinforced Plastic, Plastic
6425 | SAPP BROS YORK | 3432 S LINCOLN AVE | YORK | 68467 | YORK | SAPP BROS TRAVEL CENTERS INC | PO BOX 45766 | OMAHA | NE | 68145 | 6 | Currently in Use | 12000 | Fiberglass Reinforced Plastic | Federally Regulated | None | None | #2 Diesel | 1989 |  |  |  | Fiberglass Reinforced Plastic, Plastic
3016 | SPEEDEE MART #2904 | 5018 S LINCOLN AVE | YORK | 68467 | YORK | DANCO II CB LLC | PO BOX 10 | VALENTINE | NE | 69201-0010 | 6 | Currently in Use | 20000 | Fiberglass Reinforced Plastic | Federally Regulated | None | None | E-87 | 2015 |  |  | Double Walled | DOUBLE WALLED, Plastic
3016 | SPEEDEE MART #2904 | 5018 S LINCOLN AVE | YORK | 68467 | YORK | DANCO II CB LLC | PO BOX 10 | VALENTINE | NE | 69201-0010 | 8 | Currently in Use | 10000 | Fiberglass Reinforced Plastic | Federally Regulated | None | None | Premium Unleaded | 2015 |  |  | Double Walled | DOUBLE WALLED
3016 | SPEEDEE MART #2904 | 5018 S LINCOLN AVE | YORK | 68467 | YORK | DANCO II CB LLC | PO BOX 10 | VALENTINE | NE | 69201-0010 | 9 | Currently in Use | 20000 | Fiberglass Reinforced Plastic | Federally Regulated | None | None | Premium Unleaded | 2015 |  |  | Double Walled | DOUBLE WALLED, Plastic
3016 | SPEEDEE MART #2904 | 5018 S LINCOLN AVE | YORK | 68467 | YORK | DANCO II CB LLC | PO BOX 10 | VALENTINE | NE | 69201-0010 | 10 | Currently in Use | 20000 | Fiberglass Reinforced Plastic | Federally Regulated | None | None | #2 Diesel | 2015 |  |  | Double Walled | DOUBLE WALLED, Plastic
3016 | SPEEDEE MART #2904 | 5018 S LINCOLN AVE | YORK | 68467 | YORK | DANCO II CB LLC | PO BOX 10 | VALENTINE | NE | 69201-0010 | 11 | Currently in Use | 10000 | Fiberglass Reinforced Plastic | Federally Regulated | None | None | #1 Diesel | 2015 |  |  | Double Walled | DOUBLE WALLED, Plastic
3016 | SPEEDEE MART #2904 | 5018 S LINCOLN AVE | YORK | 68467 | YORK | DANCO II CB LLC | PO BOX 10 | VALENTINE | NE | 69201-0010 | 12 | Currently in Use | 10000 | Fiberglass Reinforced Plastic | Federally Regulated | None | None | , Other->DEF | 2015 |  |  | Double Walled | DOUBLE WALLED, Plastic
7972 | SPEEDEE MART #2905 | 3711 S LINCOLN AVE | YORK | 68467 | YORK | DANCO II CB LLC | PO BOX 10 | VALENTINE | NE | 69201-0010 | 1 | Currently in Use | 10000 | Steel | Federally Regulated | None | Galvanic/Sacrificial Current Cathodic Protection, STIP3 Tank | E-87 | 1989 |  |  |  | Fiberglass Reinforced Plastic, Fiberglass Reinforced Plastic
7972 | SPEEDEE MART #2905 | 3711 S LINCOLN AVE | YORK | 68467 | YORK | DANCO II CB LLC | PO BOX 10 | VALENTINE | NE | 69201-0010 | 2 | Currently in Use | 10000 | Steel | Federally Regulated | None | Galvanic/Sacrificial Current Cathodic Protection, STIP3 Tank | E-89 | 1989 |  |  |  | Fiberglass Reinforced Plastic, Fiberglass Reinforced Plastic
7972 | SPEEDEE MART #2905 | 3711 S LINCOLN AVE | YORK | 68467 | YORK | DANCO II CB LLC | PO BOX 10 | VALENTINE | NE | 69201-0010 | 3 | Currently in Use | 10000 | Steel | Federally Regulated | None | Galvanic/Sacrificial Current Cathodic Protection, STIP3 Tank | Premium Unleaded | 1989 |  |  |  | Fiberglass Reinforced Plastic, Fiberglass Reinforced Plastic
4600 | YORK COUNTY | 722 E 25TH ST | YORK | 68467 | YORK | COUNTY OF YORK | 722 E 25TH ST | YORK | NE | 68467 | 3 | Currently in Use | 12000 | Steel | Federally Regulated | None | Galvanic/Sacrificial Current Cathodic Protection, STIP3 Tank | #2 Diesel | 1994 |  |  |  | DOUBLE WALLED, Plastic
4600 | YORK COUNTY | 722 E 25TH ST | YORK | 68467 | YORK | COUNTY OF YORK | 722 E 25TH ST | YORK | NE | 68467 | 4 | Currently in Use | 12000 | Steel | Federally Regulated | None | Galvanic/Sacrificial Current Cathodic Protection, STIP3 Tank | Regular Unleaded | 1994 |  |  |  | DOUBLE WALLED, Plastic
4600 | YORK COUNTY | 722 E 25TH ST | YORK | 68467 | YORK | COUNTY OF YORK | 722 E 25TH ST | YORK | NE | 68467 | 5 | Currently in Use | 12000 | Steel | Federally Regulated | None | Galvanic/Sacrificial Current Cathodic Protection, STIP3 Tank | #2 Diesel | 1994 |  |  |  | DOUBLE WALLED, Plastic
4600 | YORK COUNTY | 722 E 25TH ST | YORK | 68467 | YORK | COUNTY OF YORK | 722 E 25TH ST | YORK | NE | 68467 | 6 | Currently in Use | 12000 | Fiberglass Reinforced Plastic | Federally Regulated | None | None | #2 Diesel | 1998 |  |  |  | DOUBLE WALLED, Fiberglass Reinforced Plastic, Steel
11716 | YORK COUNTY SHERIFF | 510 LINCOLN AVE | YORK | 68467 | YORK | YORK COUNTY SHERIFF | 510 LINCOLN AVE | YORK | NE | 68467 | 1 | Currently in Use | 4000 | Fiberglass Reinforced Plastic | Federally Regulated | None | Painted(e.g., asphaltic) | #2 Diesel | 1979 |  |  |  | Steel
2762 | YORK GENERAL HOSPITAL | 2222 LINCOLN AVE | YORK | 68467 | YORK | YORK GENERAL HOSPITAL | 2222 LINCOLN AVE | YORK | NE | 68467 | 1 | Currently in Use | 6000 | Fiberglass Reinforced Plastic | Heating Oil | None | None | Heating Oil 2 | 1987 |  |  |  | Steel
1346 | YORK MUNICIPAL AIRPORT | 1112 HWY 34 | YORK | 68467 | YORK | CITY OF YORK MUNICIPAL AIRPORT | 1112 HIGHWAY 34 | YORK | NE | 68467 | 1 | Currently in Use | 10000 | Steel | Federally Regulated | Internal Lining(e.g., epoxy resins) | Impressed Current Cathodic Protection, Impressed current installed August 2011, Painted(e.g., asphaltic) | Other->Aviation Fuel - 100LL | 1985 |  |  |  | Steel
1346 | YORK MUNICIPAL AIRPORT | 1112 HWY 34 | YORK | 68467 | YORK | CITY OF YORK MUNICIPAL AIRPORT | 1112 HIGHWAY 34 | YORK | NE | 68467 | 2 | Currently in Use | 10000 | Steel | Federally Regulated | Internal Lining(e.g., epoxy resins) | Impressed Current Cathodic Protection, Impressed Current installed August 2011, Painted(e.g., asphaltic) | Other->Aviation Fuel - Jet A | 1985 |  |  |  | Steel
11481 | YORK STOPPING CENTER | 4700 S LINCOLN AVE | YORK | 68467 | YORK | HPT TA PROPERTIES TRUST | 24601 CENTER RIDGE RD | WESTLAKE | OH | 44145 | 1 | Currently in Use | 20000 | Fiberglass Reinforced Plastic | Federally Regulated | None | None | #2 Diesel | 1996 |  |  | Double Walled | Fiberglass Reinforced Plastic
11481 | YORK STOPPING CENTER | 4700 S LINCOLN AVE | YORK | 68467 | YORK | HPT TA PROPERTIES TRUST | 24601 CENTER RIDGE RD | WESTLAKE | OH | 44145 | 2 | Currently in Use | 20000 | Fiberglass Reinforced Plastic | Federally Regulated | None | None | #2 Diesel | 1996 |  |  | Double Walled | Fiberglass Reinforced Plastic
11481 | YORK STOPPING CENTER | 4700 S LINCOLN AVE | YORK | 68467 | YORK | HPT TA PROPERTIES TRUST | 24601 CENTER RIDGE RD | WESTLAKE | OH | 44145 | 3 | Currently in Use | 20000 | Fiberglass Reinforced Plastic | Federally Regulated | None | None | Regular Unleaded | 1996 |  |  | Double Walled | Fiberglass Reinforced Plastic
11481 | YORK STOPPING CENTER | 4700 S LINCOLN AVE | YORK | 68467 | YORK | HPT TA PROPERTIES TRUST | 24601 CENTER RIDGE RD | WESTLAKE | OH | 44145 | 4 | Currently in Use | 12000 | Fiberglass Reinforced Plastic | Federally Regulated | None | None | Regular Unleaded | 1996 |  |  | Double Walled | Fiberglass Reinforced Plastic
11481 | YORK STOPPING CENTER | 4700 S LINCOLN AVE | YORK | 68467 | YORK | HPT TA PROPERTIES TRUST | 24601 CENTER RIDGE RD | WESTLAKE | OH | 44145 | 5 | Currently in Use | 10000 | Fiberglass Reinforced Plastic | Federally Regulated | None | None | New Oil | 1996 |  |  | Double Walled | Fiberglass Reinforced Plastic
11481 | YORK STOPPING CENTER | 4700 S LINCOLN AVE | YORK | 68467 | YORK | HPT TA PROPERTIES TRUST | 24601 CENTER RIDGE RD | WESTLAKE | OH | 44145 | 6 | Currently in Use | 8000 | Fiberglass Reinforced Plastic | Federally Regulated | None | None | #2 Diesel | 1996 |  |  | Double Walled | Fiberglass Reinforced Plastic
11481 | YORK STOPPING CENTER | 4700 S LINCOLN AVE | YORK | 68467 | YORK | HPT TA PROPERTIES TRUST | 24601 CENTER RIDGE RD | WESTLAKE | OH | 44145 | 7 | Currently in Use | 8000 | Fiberglass Reinforced Plastic | Federally Regulated | None | None | New Oil | 1996 |  |  | Double Walled | Fiberglass Reinforced Plastic
11481 | YORK STOPPING CENTER | 4700 S LINCOLN AVE | YORK | 68467 | YORK | HPT TA PROPERTIES TRUST | 24601 CENTER RIDGE RD | WESTLAKE | OH | 44145 | 8 | Currently in Use | 8000 | Fiberglass Reinforced Plastic | Federally Regulated | None | None | Used Oil | 1996 |  |  | Double Walled | Steel
11481 | YORK STOPPING CENTER | 4700 S LINCOLN AVE | YORK | 68467 | YORK | HPT TA PROPERTIES TRUST | 24601 CENTER RIDGE RD | WESTLAKE | OH | 44145 | 9 | Currently in Use | 20000 | Fiberglass Reinforced Plastic | Federally Regulated |  |  | B-100 | 2016 |  |  | Double Walled | Fiberglass Reinforced Plastic
3900 | CUBBYS YUTAN | HWY 92 & YUTAN SPUR | YUTAN | 68073 | SAUNDERS | CUBBYs INC | 9229 MORMON BRIDGE PLZ STE 6 | OMAHA | NE | 68152-1942 | 1 | Currently in Use | 8000 | Steel | Federally Regulated | Internal Lining(e.g., epoxy resins) | Impressed Current Cathodic Protection | Regular Unleaded | 1985 |  |  |  | Fiberglass Reinforced Plastic
3900 | CUBBYS YUTAN | HWY 92 & YUTAN SPUR | YUTAN | 68073 | SAUNDERS | CUBBYs INC | 9229 MORMON BRIDGE PLZ STE 6 | OMAHA | NE | 68152-1942 | 2 | Currently in Use | 6000 | Steel | Federally Regulated | Internal Lining(e.g., epoxy resins) | Impressed Current Cathodic Protection | Regular Unleaded | 1985 |  |  |  | Fiberglass Reinforced Plastic
3900 | CUBBYS YUTAN | HWY 92 & YUTAN SPUR | YUTAN | 68073 | SAUNDERS | CUBBYs INC | 9229 MORMON BRIDGE PLZ STE 6 | OMAHA | NE | 68152-1942 | 3 | Currently in Use | 4000 | Steel | Federally Regulated | Internal Lining(e.g., epoxy resins) | Impressed Current Cathodic Protection | #2 Diesel | 1985 |  |  |  | Fiberglass Reinforced Plastic